## Overall Contingency Summary
As per LAB-NLH-102, Attachment 2
Year | Increase Due to Data Centers |  |  | Year | Baseline (or Alternative 4) - NO DATA CENTERS |  |  |  | Year | Baseline (or Alternative 4) - DATA CENTERS
| EUE (MWh) | Total Fuel Consumption (L) | Power Outage Costs ($) |  | EUE (MWh) | Total Fuel Consumption (L) | Fuel Price Forecast2 | Power Outage Costs ($) |  | EUE (MWh) | Total Fuel Consumption (L) | Fuel Price Forecast2 | Power Outage Costs ($)
2019 | 108.7105 | 33449.3842 | 45056.3206 | 2019 | 316.262 | 97311.3879 | 1.347 | 131078.4395 | 2019 | 424.9725 | 130760.7721 | 1.347 | 176134.76
2020 | 145.5966 | 44798.9394 | 66974.4144 | 2020 | 499.6019 | 153723.6681 | 1.495 | 229816.8839 | 2020 | 645.1985 | 198522.6076 | 1.495 | 296791.2983
2021 | 174.2694 | 53621.3611 | 75338.0123 | 2021 | 675.1713 | 207745.0204 | 1.405 | 291881.7536 | 2021 | 849.4407 | 261366.3814 | 1.405 | 367219.7659
2022 | 173.0168 | 53235.9414 | 72134.7006 | 2022 | 682.208 | 209910.1675 | 1.355 | 284428.2769 | 2022 | 855.2249 | 263146.1088 | 1.355 | 356562.9775
2023 | 177.0692 | 54482.8222 | 73279.3959 | 2023 | 686.9124 | 211357.6526 | 1.345 | 284276.0427 | 2023 | 863.9815 | 265840.4748 | 1.345 | 357555.4386
2024 | 178.8832 | 55040.9887 | 75130.9495 | 2024 | 693.9913 | 213535.7907 | 1.365 | 291476.3543 | 2024 | 872.8745 | 268576.7793 | 1.365 | 366607.3038
2025 | 180.8265 | 55638.9139 | 76781.7012 | 2025 | 701.0902 | 215720.0744 | 1.38 | 297693.7027 | 2025 | 881.9167 | 271358.9883 | 1.38 | 374475.4038
2026 | 182.7977 | 56245.447 | 79024.8531 | 2026 | 708.2303 | 217917.0052 | 1.405 | 306173.3923 | 2026 | 891.028 | 274162.4522 | 1.405 | 385198.2454
2027 | 182.3473 | 56106.8721 | 80513.3614 | 2027 | 717.8832 | 220887.1325 | 1.435 | 316973.0352 | 2027 | 900.2305 | 276994.0046 | 1.435 | 397486.3966
2028 | 184.2594 | 56695.1904 | 82491.502 | 2028 | 725.2545 | 223155.2429 | 1.455 | 324690.8785 | 2028 | 909.5139 | 279850.4333 | 1.455 | 407182.3805
2029 | 188.7312 | 58071.1511 | 85945.3037 | 2029 | 730.2089 | 224679.6536 | 1.48 | 332525.8874 | 2029 | 918.9401 | 282750.8048 | 1.48 | 418471.191
2030 | 187.6591 | 57741.2506 | 87189.2883 | 2030 | 737.6866 | 226980.5004 | 1.51 | 342740.5556 | 2030 | 925.3457 | 284721.7509 | 1.51 | 429929.8439
2031 | 192.3817 | 59194.3547 | 90863.3344 | 2031 | 742.6892 | 228519.7543 | 1.535 | 350777.8229 | 2031 | 935.0709 | 287714.109 | 1.535 | 441641.1573
2032 | 194.6251 | 59884.6447 | 93719.469 | 2032 | 750.287 | 230857.5398 | 1.565 | 361292.0498 | 2032 | 944.9121 | 290742.1845 | 1.565 | 455011.5188
2033 | 197.0241 | 60622.8023 | 96390.2556 | 2033 | 757.9409 | 233212.5719 | 1.59 | 370807.9893 | 2033 | 954.965 | 293835.3742 | 1.59 | 467198.2449
2034 | 198.6815 | 61132.7774 | 99035.0994 | 2034 | 763.0572 | 234786.8176 | 1.62 | 380354.6445 | 2034 | 961.7387 | 295919.595 | 1.62 | 479389.7439
2035 | 201.2034 | 61908.7538 | 102149.4438 | 2035 | 770.7545 | 237155.2283 | 1.65 | 391306.1268 | 2035 | 971.9579 | 299063.9821 | 1.65 | 493455.5705
2036 | 200.3543 | 61647.49 | 103567.7832 | 2036 | 778.4784 | 239531.8293 | 1.68 | 402413.4733 | 2036 | 978.8328 | 301179.3193 | 1.68 | 505981.2565
2037 | 204.6875 | 62980.7641 | 107382.2028 | 2037 | 781.0617 | 240326.6761 | 1.705 | 409756.9827 | 2037 | 985.7492 | 303307.4402 | 1.705 | 517139.1855
2038 | 207.3917 | 63812.831 | 110715.2618 | 2038 | 788.8836 | 242733.4005 | 1.735 | 421142.4499 | 2038 | 996.2753 | 306546.2315 | 1.735 | 531857.7117
2039 | 206.5535 | 63554.9235 | 112174.44 | 2039 | 796.8548 | 245186.0981 | 1.765 | 432753.4631 | 2039 | 1003.4083 | 308741.0216 | 1.765 | 544927.9031
2040 | 212.0272 | 65239.1378 | 117430.4481 | 2040 | 802.2128 | 246834.7147 | 1.8 | 444302.4864 | 2040 | 1014.24 | 312073.8525 | 1.8 | 561732.9345
2041 | 211.2793 | 65009.0172 | 119291.5466 | 2041 | 810.2923 | 249320.7047 | 1.835 | 457503.4931 | 2041 | 1021.5716 | 314329.7219 | 1.835 | 576795.0397
2042 | 217.0486 | 66784.176 | 124886.409 | 2042 | 815.7349 | 250995.3418 | 1.87 | 469361.2892 | 2042 | 1032.7834 | 317779.5178 | 1.87 | 594247.6982
2043 | 219.224 | 67453.5383 | 128836.2581 | 2043 | 821.2097 | 252679.898 | 1.91 | 482618.6052 | 2043 | 1040.4337 | 320133.4362 | 1.91 | 611454.8632
2044 | 222 | 68307.6923 | 132858.4615 | 2044 | 829 | 255076.9231 | 1.945 | 496124.6154 | 2044 | 1051 | 323384.6154 | 1.945 | 628983.0769
NOTES: 1 - Assumed Generator Efficiency of 3.25 kWh/L 2 - As per Table 3.2 (Page 13) in the Labrador Expansion Study |  |  |  | NOTES: 1 - Assumed Generator Efficiency of 3.25 kWh/L 2 - As per Table 3.2 (Page 13) in the Labrador Expansion Study |  |  |  |  | NOTES: 1 - Assumed Generator Efficiency of 3.25 kWh/L 2 - As per Table 3.2 (Page 13) in the Labrador Expansion Study
|  | CPV: | 1047624.3489

## Alt 4 EUE
Unavailability
|  | CEA DATA | L23 or L24 |  | 0.002169
|  |  | 230kV Transformer |  | 0.00344
|  |  | SC1, 2 or 3 |  | 0.06515
|  |  | Shunt Cap |  | 0.01969
Alternative 4 - Base Line
| Peak Avg | 335.5031
|  | Year | Year | 2019 |  |  |  |  | 2020 |  |  |  |  | 2021 |  |  |  |  | 2022 |  |  |  |  | 2023 |  |  |  |  | 2024 |  |  |  |  | 2025 |  |  |  |  | 2026 |  |  |  |  | 2027 |  |  |  |  | 2028 |  |  |  |  | 2029 |  |  |  |  | 2030 |  |  |  |  | 2031 |  |  |  |  | 2032 |  |  |  |  | 2033 |  |  |  |  | 2034 |  |  |  |  | 2035 |  |  |  |  | 2036 |  |  |  |  | 2037 |  |  |  |  | 2038 |  |  |  |  | 2039 |  |  |  |  | 2040 |  |  |  |  | 2041 |  |  |  |  | 2042 |  |  |  |  | 2043
|  | Normalized Average | Peak Forecast | 352.3 | L23 | SC1 | SC2 | Total | 362.2 | L23 | SC1 | SC2 | Total | 370.3 | L23 | SC1 | SC2 | Total | 370.6 | L23 | SC1 | SC2 | Total | 370.8 | L23 | SC1 | SC2 | Total | 371.1 | L23 | SC1 | SC2 | Total | 371.4 | L23 | SC1 | SC2 | Total | 371.7 | L23 | SC1 | SC2 | Total | 372.1 | L23 | SC1 | SC2 | Total | 372.4 | L23 | SC1 | SC2 | Total | 372.6 | L23 | SC1 | SC2 | Total | 372.9 | L23 | SC1 | SC2 | Total | 373.1 | L23 | SC1 | SC2 | Total | 373.4 | L23 | SC1 | SC2 | Total | 373.7 | L23 | SC1 | SC2 | Total | 373.9 | L23 | SC1 | SC2 | Total | 374.2 | L23 | SC1 | SC2 | Total | 374.5 | L23 | SC1 | SC2 | Total | 374.6 | L23 | SC1 | SC2 | Total | 374.9 | L23 | SC1 | SC2 | Total | 375.2 | L23 | SC1 | SC2 | Total | 375.4 | L23 | SC1 | SC2 | Total | 375.7 | L23 | SC1 | SC2 | Total | 375.9 | L23 | SC1 | SC2 | Total | 376.1 | L23 | SC1 | SC2 | Total
Date | Average
2017-01-01 | 303.3382 | 0.90413 |  | 318.5247 | 0.048834 | 0 | 0 | 0.097669 | 327.4756 | 0.068249 | 0 | 0 | 0.1365 | 334.799 | 0.084133 | 0 | 0 | 0.16827 | 335.0703 | 0.084722 | 0 | 0 | 0.16944 | 335.2511 | 0.085114 | 0 | 0 | 0.17023 | 335.5223 | 0.085702 | 0 | 0 | 0.1714 | 335.7936 | 0.086291 | 0 | 0 | 0.17258 | 336.0648 | 0.086879 | 0 | 0 | 0.17376 | 336.4265 | 0.087663 | 0 | 0 | 0.17533 | 336.6977 | 0.088252 | 0 | 0 | 0.1765 | 336.8785 | 0.088644 | 0 | 0 | 0.17729 | 337.1498 | 0.089232 | 0 | 0 | 0.17846 | 337.3306 | 0.089624 | 0 | 0 | 0.17925 | 337.6018 | 0.090213 | 0 | 0 | 0.18043 | 337.8731 | 0.090801 | 0 | 0 | 0.1816 | 338.0539 | 0.091193 | 0 | 0 | 0.18239 | 338.3251 | 0.091782 | 0 | 0 | 0.18356 | 338.5964 | 0.09237 | 0 | 0 | 0.18474 | 338.6868 | 0.092566 | 0 | 0 | 0.18513 | 338.958 | 0.093154 | 0 | 0 | 0.18631 | 339.2293 | 0.093743 | 0 | 0 | 0.18749 | 339.4101 | 0.094135 | 0 | 0 | 0.18827 | 339.6813 | 0.094723 | 0 | 0 | 0.18945 | 339.8622 | 0.095115 | 0 | 0 | 0.19023 | 340.043 | 0.095508 | 0 | 0 | 0.19102
2017-01-01 01:00 | 297.9158 | 0.88797 |  | 312.8308 | 0.036484 | 0 | 0 | 0.072969 | 321.6217 | 0.055552 | 0 | 0 | 0.1111 | 328.8142 | 0.071152 | 0 | 0 | 0.1423 | 329.0806 | 0.07173 | 0 | 0 | 0.14346 | 329.2582 | 0.072115 | 0 | 0 | 0.14423 | 329.5246 | 0.072693 | 0 | 0 | 0.14539 | 329.791 | 0.073271 | 0 | 0 | 0.14654 | 330.0574 | 0.073849 | 0 | 0 | 0.1477 | 330.4126 | 0.074619 | 0 | 0 | 0.14924 | 330.679 | 0.075197 | 0 | 0 | 0.15039 | 330.8566 | 0.075582 | 0 | 0 | 0.15116 | 331.123 | 0.07616 | 0 | 0 | 0.15232 | 331.3005 | 0.076545 | 0 | 0 | 0.15309 | 331.5669 | 0.077123 | 0 | 0 | 0.15425 | 331.8333 | 0.077701 | 0 | 0 | 0.1554 | 332.0109 | 0.078086 | 0 | 0 | 0.15617 | 332.2773 | 0.078664 | 0 | 0 | 0.15733 | 332.5437 | 0.079242 | 0 | 0 | 0.15848 | 332.6325 | 0.079434 | 0 | 0 | 0.15887 | 332.8989 | 0.080012 | 0 | 0 | 0.16002 | 333.1653 | 0.08059 | 0 | 0 | 0.16118 | 333.3429 | 0.080975 | 0 | 0 | 0.16195 | 333.6093 | 0.081553 | 0 | 0 | 0.16311 | 333.7869 | 0.081938 | 0 | 0 | 0.16388 | 333.9644 | 0.082323 | 0 | 0 | 0.16465
2017-01-01 02:00 | 298.6858 | 0.89026 |  | 313.6394 | 0.038238 | 0 | 0 | 0.076476 | 322.453 | 0.057355 | 0 | 0 | 0.11471 | 329.6641 | 0.072996 | 0 | 0 | 0.14599 | 329.9312 | 0.073575 | 0 | 0 | 0.14715 | 330.1093 | 0.073961 | 0 | 0 | 0.14792 | 330.3763 | 0.074541 | 0 | 0 | 0.14908 | 330.6434 | 0.07512 | 0 | 0 | 0.15024 | 330.9105 | 0.075699 | 0 | 0 | 0.1514 | 331.2666 | 0.076472 | 0 | 0 | 0.15294 | 331.5337 | 0.077051 | 0 | 0 | 0.1541 | 331.7117 | 0.077437 | 0 | 0 | 0.15487 | 331.9788 | 0.078016 | 0 | 0 | 0.15603 | 332.1569 | 0.078403 | 0 | 0 | 0.15681 | 332.4239 | 0.078982 | 0 | 0 | 0.15796 | 332.691 | 0.079561 | 0 | 0 | 0.15912 | 332.8691 | 0.079947 | 0 | 0 | 0.15989 | 333.1362 | 0.080527 | 0 | 0 | 0.16105 | 333.4032 | 0.081106 | 0 | 0 | 0.16221 | 333.4923 | 0.081299 | 0 | 0 | 0.1626 | 333.7593 | 0.081878 | 0 | 0 | 0.16376 | 334.0264 | 0.082458 | 0 | 0 | 0.16492 | 334.2045 | 0.082844 | 0 | 0 | 0.16569 | 334.4716 | 0.083423 | 0 | 0 | 0.16685 | 334.6496 | 0.083809 | 0 | 0 | 0.16762 | 334.8277 | 0.084195 | 0 | 0 | 0.16839
2017-01-01 03:00 | 298.5344 | 0.88981 |  | 313.4804 | 0.037893 | 0 | 0 | 0.075787 | 322.2896 | 0.057 | 0 | 0 | 0.114 | 329.497 | 0.072633 | 0 | 0 | 0.14527 | 329.764 | 0.073212 | 0 | 0 | 0.14642 | 329.9419 | 0.073598 | 0 | 0 | 0.1472 | 330.2089 | 0.074177 | 0 | 0 | 0.14835 | 330.4758 | 0.074756 | 0 | 0 | 0.14951 | 330.7428 | 0.075335 | 0 | 0 | 0.15067 | 331.0987 | 0.076107 | 0 | 0 | 0.15221 | 331.3656 | 0.076686 | 0 | 0 | 0.15337 | 331.5436 | 0.077072 | 0 | 0 | 0.15414 | 331.8106 | 0.077651 | 0 | 0 | 0.1553 | 331.9885 | 0.078037 | 0 | 0 | 0.15607 | 332.2555 | 0.078616 | 0 | 0 | 0.15723 | 332.5224 | 0.079195 | 0 | 0 | 0.15839 | 332.7004 | 0.079581 | 0 | 0 | 0.15916 | 332.9673 | 0.08016 | 0 | 0 | 0.16032 | 333.2342 | 0.080739 | 0 | 0 | 0.16148 | 333.3232 | 0.080932 | 0 | 0 | 0.16186 | 333.5902 | 0.081511 | 0 | 0 | 0.16302 | 333.8571 | 0.08209 | 0 | 0 | 0.16418 | 334.0351 | 0.082476 | 0 | 0 | 0.16495 | 334.302 | 0.083055 | 0 | 0 | 0.16611 | 334.48 | 0.083441 | 0 | 0 | 0.16688 | 334.6579 | 0.083827 | 0 | 0 | 0.16765
2017-01-01 04:00 | 305.4227 | 0.91034 |  | 320.7136 | 0.053582 | 0 | 0 | 0.10716 | 329.726 | 0.07313 | 0 | 0 | 0.14626 | 337.0997 | 0.089124 | 0 | 0 | 0.17825 | 337.3729 | 0.089716 | 0 | 0 | 0.17943 | 337.5549 | 0.090111 | 0 | 0 | 0.18022 | 337.828 | 0.090703 | 0 | 0 | 0.18141 | 338.1011 | 0.091296 | 0 | 0 | 0.18259 | 338.3742 | 0.091888 | 0 | 0 | 0.18378 | 338.7384 | 0.092678 | 0 | 0 | 0.18536 | 339.0115 | 0.09327 | 0 | 0 | 0.18654 | 339.1935 | 0.093665 | 0 | 0 | 0.18733 | 339.4666 | 0.094257 | 0 | 0 | 0.18851 | 339.6487 | 0.094652 | 0 | 0 | 0.1893 | 339.9218 | 0.095245 | 0 | 0 | 0.19049 | 340.1949 | 0.095837 | 0 | 0 | 0.19167 | 340.377 | 0.096232 | 0 | 0 | 0.19246 | 340.6501 | 0.096824 | 0 | 0 | 0.19365 | 340.9232 | 0.097417 | 0 | 0 | 0.19483 | 341.0142 | 0.097614 | 0 | 0 | 0.19523 | 341.2873 | 0.098207 | 0 | 0 | 0.19641 | 341.5604 | 0.098799 | 0 | 0 | 0.1976 | 341.7425 | 0.099194 | 0 | 0 | 0.19839 | 342.0156 | 0.099786 | 0 | 0 | 0.19957 | 342.1977 | 0.10018 | 0 | 0 | 0.20036 | 342.3797 | 0.10058 | 0 | 0 | 0.20115
2017-01-01 05:00 | 297.0679 | 0.88544 |  | 311.9406 | 0.034553 | 0 | 0 | 0.069107 | 320.7064 | 0.053567 | 0 | 0 | 0.10713 | 327.8785 | 0.069123 | 0 | 0 | 0.13825 | 328.1441 | 0.069699 | 0 | 0 | 0.1394 | 328.3212 | 0.070083 | 0 | 0 | 0.14017 | 328.5868 | 0.070659 | 0 | 0 | 0.14132 | 328.8525 | 0.071235 | 0 | 0 | 0.14247 | 329.1181 | 0.071811 | 0 | 0 | 0.14362 | 329.4723 | 0.07258 | 0 | 0 | 0.14516 | 329.7379 | 0.073156 | 0 | 0 | 0.14631 | 329.915 | 0.07354 | 0 | 0 | 0.14708 | 330.1806 | 0.074116 | 0 | 0 | 0.14823 | 330.3577 | 0.0745 | 0 | 0 | 0.149 | 330.6234 | 0.075076 | 0 | 0 | 0.15015 | 330.889 | 0.075653 | 0 | 0 | 0.15131 | 331.0661 | 0.076037 | 0 | 0 | 0.15207 | 331.3317 | 0.076613 | 0 | 0 | 0.15323 | 331.5973 | 0.077189 | 0 | 0 | 0.15438 | 331.6859 | 0.077381 | 0 | 0 | 0.15476 | 331.9515 | 0.077957 | 0 | 0 | 0.15591 | 332.2172 | 0.078533 | 0 | 0 | 0.15707 | 332.3942 | 0.078917 | 0 | 0 | 0.15783 | 332.6599 | 0.079494 | 0 | 0 | 0.15899 | 332.837 | 0.079878 | 0 | 0 | 0.15976 | 333.014 | 0.080262 | 0 | 0 | 0.16052
2017-01-01 06:00 | 302.2707 | 0.90095 |  | 317.4038 | 0.046403 | 0 | 0 | 0.092806 | 326.3232 | 0.065749 | 0 | 0 | 0.1315 | 333.6208 | 0.081578 | 0 | 0 | 0.16316 | 333.8911 | 0.082164 | 0 | 0 | 0.16433 | 334.0713 | 0.082555 | 0 | 0 | 0.16511 | 334.3416 | 0.083141 | 0 | 0 | 0.16628 | 334.6119 | 0.083727 | 0 | 0 | 0.16745 | 334.8822 | 0.084314 | 0 | 0 | 0.16863 | 335.2425 | 0.085095 | 0 | 0 | 0.17019 | 335.5128 | 0.085682 | 0 | 0 | 0.17136 | 335.693 | 0.086072 | 0 | 0 | 0.17214 | 335.9633 | 0.086659 | 0 | 0 | 0.17332 | 336.1435 | 0.08705 | 0 | 0 | 0.1741 | 336.4138 | 0.087636 | 0 | 0 | 0.17527 | 336.6841 | 0.088222 | 0 | 0 | 0.17644 | 336.8643 | 0.088613 | 0 | 0 | 0.17723 | 337.1345 | 0.089199 | 0 | 0 | 0.1784 | 337.4048 | 0.089785 | 0 | 0 | 0.17957 | 337.4949 | 0.089981 | 0 | 0 | 0.17996 | 337.7652 | 0.090567 | 0 | 0 | 0.18113 | 338.0355 | 0.091153 | 0 | 0 | 0.18231 | 338.2157 | 0.091544 | 0 | 0 | 0.18309 | 338.486 | 0.09213 | 0 | 0 | 0.18426 | 338.6662 | 0.092521 | 0 | 0 | 0.18504 | 338.8463 | 0.092912 | 0 | 0 | 0.18582
2017-01-01 07:00 | 304.1035 | 0.90641 |  | 319.3284 | 0.050578 | 0 | 0 | 0.10116 | 328.3018 | 0.070041 | 0 | 0 | 0.14008 | 335.6438 | 0.085966 | 0 | 0 | 0.17193 | 335.9157 | 0.086555 | 0 | 0 | 0.17311 | 336.097 | 0.086949 | 0 | 0 | 0.1739 | 336.3689 | 0.087538 | 0 | 0 | 0.17508 | 336.6408 | 0.088128 | 0 | 0 | 0.17626 | 336.9127 | 0.088718 | 0 | 0 | 0.17744 | 337.2753 | 0.089504 | 0 | 0 | 0.17901 | 337.5472 | 0.090094 | 0 | 0 | 0.18019 | 337.7285 | 0.090487 | 0 | 0 | 0.18097 | 338.0004 | 0.091077 | 0 | 0 | 0.18215 | 338.1817 | 0.09147 | 0 | 0 | 0.18294 | 338.4536 | 0.09206 | 0 | 0 | 0.18412 | 338.7256 | 0.09265 | 0 | 0 | 0.1853 | 338.9068 | 0.093043 | 0 | 0 | 0.18609 | 339.1788 | 0.093633 | 0 | 0 | 0.18727 | 339.4507 | 0.094223 | 0 | 0 | 0.18845 | 339.5413 | 0.094419 | 0 | 0 | 0.18884 | 339.8133 | 0.095009 | 0 | 0 | 0.19002 | 340.0852 | 0.095599 | 0 | 0 | 0.1912 | 340.2665 | 0.095992 | 0 | 0 | 0.19198 | 340.5384 | 0.096582 | 0 | 0 | 0.19316 | 340.7197 | 0.096975 | 0 | 0 | 0.19395 | 340.901 | 0.097368 | 0 | 0 | 0.19474
2017-01-01 08:00 | 286.871 | 0.85505 |  | 301.2331 | 0.011329 | 0 | 0 | 0.022658 | 309.6981 | 0.029689 | 0 | 0 | 0.059379 | 316.624 | 0.044712 | 0 | 0 | 0.089423 | 316.8805 | 0.045268 | 0 | 0 | 0.090536 | 317.0515 | 0.045639 | 0 | 0 | 0.091278 | 317.308 | 0.046195 | 0 | 0 | 0.092391 | 317.5645 | 0.046752 | 0 | 0 | 0.093504 | 317.821 | 0.047308 | 0 | 0 | 0.094616 | 318.1631 | 0.04805 | 0 | 0 | 0.0961 | 318.4196 | 0.048606 | 0 | 0 | 0.097213 | 318.5906 | 0.048977 | 0 | 0 | 0.097955 | 318.8471 | 0.049534 | 0 | 0 | 0.099067 | 319.0181 | 0.049905 | 0 | 0 | 0.099809 | 319.2746 | 0.050461 | 0 | 0 | 0.10092 | 319.5311 | 0.051017 | 0 | 0 | 0.10203 | 319.7021 | 0.051388 | 0 | 0 | 0.10278 | 319.9587 | 0.051945 | 0 | 0 | 0.10389 | 320.2152 | 0.052501 | 0 | 0 | 0.105 | 320.3007 | 0.052686 | 0 | 0 | 0.10537 | 320.5572 | 0.053243 | 0 | 0 | 0.10649 | 320.8137 | 0.053799 | 0 | 0 | 0.1076 | 320.9847 | 0.05417 | 0 | 0 | 0.10834 | 321.2412 | 0.054727 | 0 | 0 | 0.10945 | 321.4122 | 0.055097 | 0 | 0 | 0.11019 | 321.5832 | 0.055468 | 0 | 0 | 0.11094
2017-01-01 09:00 | 284.9781 | 0.84941 |  | 299.2455 | 0.0070178 | 0 | 0 | 0.014036 | 307.6546 | 0.025257 | 0 | 0 | 0.050514 | 314.5348 | 0.04018 | 0 | 0 | 0.08036 | 314.7896 | 0.040733 | 0 | 0 | 0.081466 | 314.9595 | 0.041101 | 0 | 0 | 0.082203 | 315.2143 | 0.041654 | 0 | 0 | 0.083308 | 315.4691 | 0.042207 | 0 | 0 | 0.084414 | 315.7239 | 0.04276 | 0 | 0 | 0.085519 | 316.0637 | 0.043496 | 0 | 0 | 0.086993 | 316.3185 | 0.044049 | 0 | 0 | 0.088098 | 316.4884 | 0.044418 | 0 | 0 | 0.088835 | 316.7432 | 0.04497 | 0 | 0 | 0.089941 | 316.9131 | 0.045339 | 0 | 0 | 0.090678 | 317.1679 | 0.045892 | 0 | 0 | 0.091783 | 317.4228 | 0.046444 | 0 | 0 | 0.092889 | 317.5926 | 0.046813 | 0 | 0 | 0.093625 | 317.8475 | 0.047365 | 0 | 0 | 0.094731 | 318.1023 | 0.047918 | 0 | 0 | 0.095836 | 318.1872 | 0.048102 | 0 | 0 | 0.096205 | 318.442 | 0.048655 | 0 | 0 | 0.09731 | 318.6969 | 0.049208 | 0 | 0 | 0.098416 | 318.8667 | 0.049576 | 0 | 0 | 0.099153 | 319.1216 | 0.050129 | 0 | 0 | 0.10026 | 319.2914 | 0.050497 | 0 | 0 | 0.10099 | 319.4613 | 0.050866 | 0 | 0 | 0.10173
2017-01-01 10:00 | 291.1683 | 0.86786 |  | 305.7456 | 0.021117 | 0 | 0 | 0.042233 | 314.3374 | 0.039752 | 0 | 0 | 0.079504 | 321.367 | 0.054999 | 0 | 0 | 0.11 | 321.6274 | 0.055564 | 0 | 0 | 0.11113 | 321.8009 | 0.055941 | 0 | 0 | 0.11188 | 322.0613 | 0.056505 | 0 | 0 | 0.11301 | 322.3217 | 0.05707 | 0 | 0 | 0.11414 | 322.582 | 0.057635 | 0 | 0 | 0.11527 | 322.9292 | 0.058388 | 0 | 0 | 0.11678 | 323.1895 | 0.058952 | 0 | 0 | 0.1179 | 323.3631 | 0.059329 | 0 | 0 | 0.11866 | 323.6234 | 0.059894 | 0 | 0 | 0.11979 | 323.797 | 0.06027 | 0 | 0 | 0.12054 | 324.0574 | 0.060835 | 0 | 0 | 0.12167 | 324.3177 | 0.061399 | 0 | 0 | 0.1228 | 324.4913 | 0.061776 | 0 | 0 | 0.12355 | 324.7516 | 0.062341 | 0 | 0 | 0.12468 | 325.012 | 0.062905 | 0 | 0 | 0.12581 | 325.0988 | 0.063094 | 0 | 0 | 0.12619 | 325.3591 | 0.063658 | 0 | 0 | 0.12732 | 325.6195 | 0.064223 | 0 | 0 | 0.12845 | 325.7931 | 0.064599 | 0 | 0 | 0.1292 | 326.0534 | 0.065164 | 0 | 0 | 0.13033 | 326.227 | 0.065541 | 0 | 0 | 0.13108 | 326.4006 | 0.065917 | 0 | 0 | 0.13183
2017-01-01 11:00 | 291.4648 | 0.86874 |  | 306.057 | 0.021792 | 0 | 0 | 0.043584 | 314.6575 | 0.040446 | 0 | 0 | 0.080893 | 321.6943 | 0.055709 | 0 | 0 | 0.11142 | 321.9549 | 0.056274 | 0 | 0 | 0.11255 | 322.1286 | 0.056651 | 0 | 0 | 0.1133 | 322.3893 | 0.057217 | 0 | 0 | 0.11443 | 322.6499 | 0.057782 | 0 | 0 | 0.11556 | 322.9105 | 0.058347 | 0 | 0 | 0.11669 | 323.258 | 0.059101 | 0 | 0 | 0.1182 | 323.5186 | 0.059666 | 0 | 0 | 0.11933 | 323.6924 | 0.060043 | 0 | 0 | 0.12009 | 323.953 | 0.060608 | 0 | 0 | 0.12122 | 324.1267 | 0.060985 | 0 | 0 | 0.12197 | 324.3874 | 0.06155 | 0 | 0 | 0.1231 | 324.648 | 0.062116 | 0 | 0 | 0.12423 | 324.8217 | 0.062493 | 0 | 0 | 0.12499 | 325.0823 | 0.063058 | 0 | 0 | 0.12612 | 325.343 | 0.063623 | 0 | 0 | 0.12725 | 325.4298 | 0.063812 | 0 | 0 | 0.12762 | 325.6905 | 0.064377 | 0 | 0 | 0.12875 | 325.9511 | 0.064942 | 0 | 0 | 0.12988 | 326.1248 | 0.065319 | 0 | 0 | 0.13064 | 326.3855 | 0.065884 | 0 | 0 | 0.13177 | 326.5592 | 0.066261 | 0 | 0 | 0.13252 | 326.733 | 0.066638 | 0 | 0 | 0.13328
2017-01-01 12:00 | 292.2116 | 0.87097 |  | 306.8411 | 0.023493 | 0 | 0 | 0.046985 | 315.4636 | 0.042195 | 0 | 0 | 0.08439 | 322.5185 | 0.057497 | 0 | 0 | 0.11499 | 322.7798 | 0.058064 | 0 | 0 | 0.11613 | 322.9539 | 0.058441 | 0 | 0 | 0.11688 | 323.2152 | 0.059008 | 0 | 0 | 0.11802 | 323.4765 | 0.059575 | 0 | 0 | 0.11915 | 323.7378 | 0.060142 | 0 | 0 | 0.12028 | 324.0862 | 0.060897 | 0 | 0 | 0.12179 | 324.3475 | 0.061464 | 0 | 0 | 0.12293 | 324.5217 | 0.061842 | 0 | 0 | 0.12368 | 324.783 | 0.062409 | 0 | 0 | 0.12482 | 324.9572 | 0.062786 | 0 | 0 | 0.12557 | 325.2185 | 0.063353 | 0 | 0 | 0.12671 | 325.4797 | 0.06392 | 0 | 0 | 0.12784 | 325.6539 | 0.064298 | 0 | 0 | 0.1286 | 325.9152 | 0.064864 | 0 | 0 | 0.12973 | 326.1765 | 0.065431 | 0 | 0 | 0.13086 | 326.2636 | 0.06562 | 0 | 0 | 0.13124 | 326.5249 | 0.066187 | 0 | 0 | 0.13237 | 326.7862 | 0.066754 | 0 | 0 | 0.13351 | 326.9604 | 0.067131 | 0 | 0 | 0.13426 | 327.2217 | 0.067698 | 0 | 0 | 0.1354 | 327.3959 | 0.068076 | 0 | 0 | 0.13615 | 327.5701 | 0.068454 | 0 | 0 | 0.13691
2017-01-01 13:00 | 291.581 | 0.86909 |  | 306.179 | 0.022057 | 0 | 0 | 0.044113 | 314.7829 | 0.040718 | 0 | 0 | 0.081437 | 321.8225 | 0.055987 | 0 | 0 | 0.11197 | 322.0832 | 0.056553 | 0 | 0 | 0.11311 | 322.2571 | 0.05693 | 0 | 0 | 0.11386 | 322.5178 | 0.057495 | 0 | 0 | 0.11499 | 322.7785 | 0.058061 | 0 | 0 | 0.11612 | 323.0392 | 0.058626 | 0 | 0 | 0.11725 | 323.3869 | 0.05938 | 0 | 0 | 0.11876 | 323.6476 | 0.059946 | 0 | 0 | 0.11989 | 323.8214 | 0.060323 | 0 | 0 | 0.12065 | 324.0821 | 0.060888 | 0 | 0 | 0.12178 | 324.256 | 0.061265 | 0 | 0 | 0.12253 | 324.5167 | 0.061831 | 0 | 0 | 0.12366 | 324.7774 | 0.062397 | 0 | 0 | 0.12479 | 324.9512 | 0.062774 | 0 | 0 | 0.12555 | 325.212 | 0.063339 | 0 | 0 | 0.12668 | 325.4727 | 0.063905 | 0 | 0 | 0.12781 | 325.5596 | 0.064093 | 0 | 0 | 0.12819 | 325.8203 | 0.064659 | 0 | 0 | 0.12932 | 326.081 | 0.065224 | 0 | 0 | 0.13045 | 326.2549 | 0.065601 | 0 | 0 | 0.1312 | 326.5156 | 0.066167 | 0 | 0 | 0.13233 | 326.6894 | 0.066544 | 0 | 0 | 0.13309 | 326.8632 | 0.066921 | 0 | 0 | 0.13384
2017-01-01 14:00 | 292.6641 | 0.87231 |  | 307.3162 | 0.024523 | 0 | 0 | 0.049046 | 315.9521 | 0.043254 | 0 | 0 | 0.086509 | 323.0179 | 0.05858 | 0 | 0 | 0.11716 | 323.2795 | 0.059148 | 0 | 0 | 0.1183 | 323.454 | 0.059526 | 0 | 0 | 0.11905 | 323.7157 | 0.060094 | 0 | 0 | 0.12019 | 323.9774 | 0.060661 | 0 | 0 | 0.12132 | 324.2391 | 0.061229 | 0 | 0 | 0.12246 | 324.588 | 0.061986 | 0 | 0 | 0.12397 | 324.8497 | 0.062553 | 0 | 0 | 0.12511 | 325.0242 | 0.062932 | 0 | 0 | 0.12586 | 325.2859 | 0.063499 | 0 | 0 | 0.127 | 325.4603 | 0.063878 | 0 | 0 | 0.12776 | 325.722 | 0.064445 | 0 | 0 | 0.12889 | 325.9837 | 0.065013 | 0 | 0 | 0.13003 | 326.1582 | 0.065391 | 0 | 0 | 0.13078 | 326.4199 | 0.065959 | 0 | 0 | 0.13192 | 326.6816 | 0.066527 | 0 | 0 | 0.13305 | 326.7688 | 0.066716 | 0 | 0 | 0.13343 | 327.0305 | 0.067283 | 0 | 0 | 0.13457 | 327.2922 | 0.067851 | 0 | 0 | 0.1357 | 327.4667 | 0.068229 | 0 | 0 | 0.13646 | 327.7283 | 0.068797 | 0 | 0 | 0.13759 | 327.9028 | 0.069176 | 0 | 0 | 0.13835 | 328.0773 | 0.069554 | 0 | 0 | 0.13911
2017-01-01 15:00 | 291.7439 | 0.86957 |  | 306.35 | 0.022427 | 0 | 0 | 0.044855 | 314.9588 | 0.0411 | 0 | 0 | 0.0822 | 322.0023 | 0.056377 | 0 | 0 | 0.11275 | 322.2632 | 0.056943 | 0 | 0 | 0.11389 | 322.4371 | 0.05732 | 0 | 0 | 0.11464 | 322.6979 | 0.057886 | 0 | 0 | 0.11577 | 322.9588 | 0.058452 | 0 | 0 | 0.1169 | 323.2197 | 0.059018 | 0 | 0 | 0.11804 | 323.5675 | 0.059772 | 0 | 0 | 0.11954 | 323.8284 | 0.060338 | 0 | 0 | 0.12068 | 324.0023 | 0.060715 | 0 | 0 | 0.12143 | 324.2632 | 0.061281 | 0 | 0 | 0.12256 | 324.4371 | 0.061658 | 0 | 0 | 0.12332 | 324.698 | 0.062224 | 0 | 0 | 0.12445 | 324.9588 | 0.06279 | 0 | 0 | 0.12558 | 325.1327 | 0.063167 | 0 | 0 | 0.12633 | 325.3936 | 0.063733 | 0 | 0 | 0.12747 | 325.6545 | 0.064299 | 0 | 0 | 0.1286 | 325.7414 | 0.064487 | 0 | 0 | 0.12897 | 326.0023 | 0.065053 | 0 | 0 | 0.13011 | 326.2632 | 0.065619 | 0 | 0 | 0.13124 | 326.4371 | 0.065996 | 0 | 0 | 0.13199 | 326.698 | 0.066562 | 0 | 0 | 0.13312 | 326.8719 | 0.066939 | 0 | 0 | 0.13388 | 327.0458 | 0.067317 | 0 | 0 | 0.13463
2017-01-01 16:00 | 295.1441 | 0.87971 |  | 309.9204 | 0.030172 | 0 | 0 | 0.060343 | 318.6295 | 0.049062 | 0 | 0 | 0.098123 | 325.7551 | 0.064517 | 0 | 0 | 0.12903 | 326.019 | 0.06509 | 0 | 0 | 0.13018 | 326.195 | 0.065471 | 0 | 0 | 0.13094 | 326.4589 | 0.066044 | 0 | 0 | 0.13209 | 326.7228 | 0.066616 | 0 | 0 | 0.13323 | 326.9867 | 0.067188 | 0 | 0 | 0.13438 | 327.3386 | 0.067952 | 0 | 0 | 0.1359 | 327.6025 | 0.068524 | 0 | 0 | 0.13705 | 327.7784 | 0.068906 | 0 | 0 | 0.13781 | 328.0423 | 0.069478 | 0 | 0 | 0.13896 | 328.2183 | 0.06986 | 0 | 0 | 0.13972 | 328.4822 | 0.070432 | 0 | 0 | 0.14086 | 328.7461 | 0.071005 | 0 | 0 | 0.14201 | 328.922 | 0.071386 | 0 | 0 | 0.14277 | 329.186 | 0.071959 | 0 | 0 | 0.14392 | 329.4499 | 0.072531 | 0 | 0 | 0.14506 | 329.5378 | 0.072722 | 0 | 0 | 0.14544 | 329.8018 | 0.073294 | 0 | 0 | 0.14659 | 330.0657 | 0.073867 | 0 | 0 | 0.14773 | 330.2416 | 0.074248 | 0 | 0 | 0.1485 | 330.5055 | 0.074821 | 0 | 0 | 0.14964 | 330.6815 | 0.075202 | 0 | 0 | 0.1504 | 330.8574 | 0.075584 | 0 | 0 | 0.15117
2017-01-01 17:00 | 293.2095 | 0.87394 |  | 307.889 | 0.025765 | 0 | 0 | 0.051531 | 316.541 | 0.044532 | 0 | 0 | 0.089063 | 323.6199 | 0.059886 | 0 | 0 | 0.11977 | 323.8821 | 0.060455 | 0 | 0 | 0.12091 | 324.0569 | 0.060834 | 0 | 0 | 0.12167 | 324.319 | 0.061402 | 0 | 0 | 0.1228 | 324.5812 | 0.061971 | 0 | 0 | 0.12394 | 324.8434 | 0.06254 | 0 | 0 | 0.12508 | 325.193 | 0.063298 | 0 | 0 | 0.1266 | 325.4552 | 0.063867 | 0 | 0 | 0.12773 | 325.6299 | 0.064246 | 0 | 0 | 0.12849 | 325.8921 | 0.064814 | 0 | 0 | 0.12963 | 326.0669 | 0.065193 | 0 | 0 | 0.13039 | 326.3291 | 0.065762 | 0 | 0 | 0.13152 | 326.5913 | 0.066331 | 0 | 0 | 0.13266 | 326.7661 | 0.06671 | 0 | 0 | 0.13342 | 327.0283 | 0.067279 | 0 | 0 | 0.13456 | 327.2904 | 0.067847 | 0 | 0 | 0.13569 | 327.3778 | 0.068037 | 0 | 0 | 0.13607 | 327.64 | 0.068605 | 0 | 0 | 0.13721 | 327.9022 | 0.069174 | 0 | 0 | 0.13835 | 328.077 | 0.069553 | 0 | 0 | 0.13911 | 328.3392 | 0.070122 | 0 | 0 | 0.14024 | 328.514 | 0.070501 | 0 | 0 | 0.141 | 328.6887 | 0.07088 | 0 | 0 | 0.14176
2017-01-01 18:00 | 300.5857 | 0.89593 |  | 315.6345 | 0.042566 | 0 | 0 | 0.085131 | 324.5041 | 0.061804 | 0 | 0 | 0.12361 | 331.7611 | 0.077544 | 0 | 0 | 0.15509 | 332.0299 | 0.078127 | 0 | 0 | 0.15625 | 332.2091 | 0.078516 | 0 | 0 | 0.15703 | 332.4779 | 0.079099 | 0 | 0 | 0.1582 | 332.7467 | 0.079682 | 0 | 0 | 0.15936 | 333.0154 | 0.080265 | 0 | 0 | 0.16053 | 333.3738 | 0.081042 | 0 | 0 | 0.16208 | 333.6426 | 0.081625 | 0 | 0 | 0.16325 | 333.8218 | 0.082014 | 0 | 0 | 0.16403 | 334.0905 | 0.082597 | 0 | 0 | 0.16519 | 334.2697 | 0.082985 | 0 | 0 | 0.16597 | 334.5385 | 0.083568 | 0 | 0 | 0.16714 | 334.8073 | 0.084151 | 0 | 0 | 0.1683 | 334.9865 | 0.08454 | 0 | 0 | 0.16908 | 335.2552 | 0.085123 | 0 | 0 | 0.17025 | 335.524 | 0.085706 | 0 | 0 | 0.17141 | 335.6136 | 0.0859 | 0 | 0 | 0.1718 | 335.8824 | 0.086483 | 0 | 0 | 0.17297 | 336.1512 | 0.087066 | 0 | 0 | 0.17413 | 336.3304 | 0.087455 | 0 | 0 | 0.17491 | 336.5991 | 0.088038 | 0 | 0 | 0.17608 | 336.7783 | 0.088426 | 0 | 0 | 0.17685 | 336.9575 | 0.088815 | 0 | 0 | 0.17763
2017-01-01 19:00 | 305.6675 | 0.91107 |  | 320.9706 | 0.05414 | 0 | 0 | 0.10828 | 329.9903 | 0.073703 | 0 | 0 | 0.14741 | 337.3699 | 0.08971 | 0 | 0 | 0.17942 | 337.6433 | 0.090303 | 0 | 0 | 0.18061 | 337.8255 | 0.090698 | 0 | 0 | 0.1814 | 338.0988 | 0.091291 | 0 | 0 | 0.18258 | 338.3721 | 0.091883 | 0 | 0 | 0.18377 | 338.6454 | 0.092476 | 0 | 0 | 0.18495 | 339.0099 | 0.093267 | 0 | 0 | 0.18653 | 339.2832 | 0.09386 | 0 | 0 | 0.18772 | 339.4654 | 0.094255 | 0 | 0 | 0.18851 | 339.7387 | 0.094848 | 0 | 0 | 0.1897 | 339.9209 | 0.095243 | 0 | 0 | 0.19049 | 340.1943 | 0.095836 | 0 | 0 | 0.19167 | 340.4676 | 0.096429 | 0 | 0 | 0.19286 | 340.6498 | 0.096824 | 0 | 0 | 0.19365 | 340.9231 | 0.097417 | 0 | 0 | 0.19483 | 341.1964 | 0.098009 | 0 | 0 | 0.19602 | 341.2876 | 0.098207 | 0 | 0 | 0.19641 | 341.5609 | 0.0988 | 0 | 0 | 0.1976 | 341.8342 | 0.099393 | 0 | 0 | 0.19879 | 342.0164 | 0.099788 | 0 | 0 | 0.19958 | 342.2897 | 0.10038 | 0 | 0 | 0.20076 | 342.4719 | 0.10078 | 0 | 0 | 0.20155 | 342.6542 | 0.10117 | 0 | 0 | 0.20234
2017-01-01 20:00 | 305.5394 | 0.91069 |  | 320.8362 | 0.053848 | 0 | 0 | 0.1077 | 329.852 | 0.073403 | 0 | 0 | 0.14681 | 337.2286 | 0.089403 | 0 | 0 | 0.17881 | 337.5018 | 0.089996 | 0 | 0 | 0.17999 | 337.6839 | 0.090391 | 0 | 0 | 0.18078 | 337.9571 | 0.090983 | 0 | 0 | 0.18197 | 338.2304 | 0.091576 | 0 | 0 | 0.18315 | 338.5036 | 0.092169 | 0 | 0 | 0.18434 | 338.8678 | 0.092959 | 0 | 0 | 0.18592 | 339.141 | 0.093551 | 0 | 0 | 0.1871 | 339.3232 | 0.093946 | 0 | 0 | 0.18789 | 339.5964 | 0.094539 | 0 | 0 | 0.18908 | 339.7785 | 0.094934 | 0 | 0 | 0.18987 | 340.0517 | 0.095527 | 0 | 0 | 0.19105 | 340.3249 | 0.096119 | 0 | 0 | 0.19224 | 340.5071 | 0.096514 | 0 | 0 | 0.19303 | 340.7803 | 0.097107 | 0 | 0 | 0.19421 | 341.0535 | 0.097699 | 0 | 0 | 0.1954 | 341.1446 | 0.097897 | 0 | 0 | 0.19579 | 341.4178 | 0.098489 | 0 | 0 | 0.19698 | 341.691 | 0.099082 | 0 | 0 | 0.19816 | 341.8731 | 0.099477 | 0 | 0 | 0.19895 | 342.1463 | 0.10007 | 0 | 0 | 0.20014 | 342.3285 | 0.10046 | 0 | 0 | 0.20093 | 342.5106 | 0.10086 | 0 | 0 | 0.20172
2017-01-01 21:00 | 304.0305 | 0.90619 |  | 319.2517 | 0.050411 | 0 | 0 | 0.10082 | 328.2231 | 0.06987 | 0 | 0 | 0.13974 | 335.5632 | 0.085791 | 0 | 0 | 0.17158 | 335.8351 | 0.086381 | 0 | 0 | 0.17276 | 336.0163 | 0.086774 | 0 | 0 | 0.17355 | 336.2882 | 0.087363 | 0 | 0 | 0.17473 | 336.56 | 0.087953 | 0 | 0 | 0.17591 | 336.8319 | 0.088543 | 0 | 0 | 0.17709 | 337.1944 | 0.089329 | 0 | 0 | 0.17866 | 337.4662 | 0.089919 | 0 | 0 | 0.17984 | 337.6475 | 0.090312 | 0 | 0 | 0.18062 | 337.9193 | 0.090901 | 0 | 0 | 0.1818 | 338.1006 | 0.091294 | 0 | 0 | 0.18259 | 338.3724 | 0.091884 | 0 | 0 | 0.18377 | 338.6443 | 0.092474 | 0 | 0 | 0.18495 | 338.8255 | 0.092867 | 0 | 0 | 0.18573 | 339.0974 | 0.093457 | 0 | 0 | 0.18691 | 339.3692 | 0.094046 | 0 | 0 | 0.18809 | 339.4598 | 0.094243 | 0 | 0 | 0.18849 | 339.7317 | 0.094832 | 0 | 0 | 0.18966 | 340.0036 | 0.095422 | 0 | 0 | 0.19084 | 340.1848 | 0.095815 | 0 | 0 | 0.19163 | 340.4567 | 0.096405 | 0 | 0 | 0.19281 | 340.6379 | 0.096798 | 0 | 0 | 0.1936 | 340.8191 | 0.097191 | 0 | 0 | 0.19438
2017-01-01 22:00 | 311.1363 | 0.92737 |  | 326.7132 | 0.066595 | 0 | 0 | 0.13319 | 335.8942 | 0.086509 | 0 | 0 | 0.17302 | 343.4059 | 0.1028 | 0 | 0 | 0.2056 | 343.6842 | 0.10341 | 0 | 0 | 0.20681 | 343.8696 | 0.10381 | 0 | 0 | 0.20762 | 344.1478 | 0.10441 | 0 | 0 | 0.20882 | 344.4261 | 0.10501 | 0 | 0 | 0.21003 | 344.7043 | 0.10562 | 0 | 0 | 0.21124 | 345.0752 | 0.10642 | 0 | 0 | 0.21284 | 345.3534 | 0.10703 | 0 | 0 | 0.21405 | 345.5389 | 0.10743 | 0 | 0 | 0.21486 | 345.8171 | 0.10803 | 0 | 0 | 0.21606 | 346.0026 | 0.10843 | 0 | 0 | 0.21687 | 346.2808 | 0.10904 | 0 | 0 | 0.21807 | 346.559 | 0.10964 | 0 | 0 | 0.21928 | 346.7445 | 0.11004 | 0 | 0 | 0.22009 | 347.0227 | 0.11065 | 0 | 0 | 0.22129 | 347.3009 | 0.11125 | 0 | 0 | 0.2225 | 347.3936 | 0.11145 | 0 | 0 | 0.2229 | 347.6719 | 0.11205 | 0 | 0 | 0.22411 | 347.9501 | 0.11266 | 0 | 0 | 0.22532 | 348.1355 | 0.11306 | 0 | 0 | 0.22612 | 348.4138 | 0.11366 | 0 | 0 | 0.22733 | 348.5992 | 0.11407 | 0 | 0 | 0.22813 | 348.7847 | 0.11447 | 0 | 0 | 0.22894
2017-01-01 23:00 | 301.2474 | 0.8979 |  | 316.3292 | 0.044072 | 0 | 0 | 0.088145 | 325.2184 | 0.063353 | 0 | 0 | 0.12671 | 332.4914 | 0.079128 | 0 | 0 | 0.15826 | 332.7608 | 0.079712 | 0 | 0 | 0.15942 | 332.9403 | 0.080102 | 0 | 0 | 0.1602 | 333.2097 | 0.080686 | 0 | 0 | 0.16137 | 333.4791 | 0.08127 | 0 | 0 | 0.16254 | 333.7485 | 0.081855 | 0 | 0 | 0.16371 | 334.1076 | 0.082634 | 0 | 0 | 0.16527 | 334.377 | 0.083218 | 0 | 0 | 0.16644 | 334.5566 | 0.083607 | 0 | 0 | 0.16721 | 334.8259 | 0.084192 | 0 | 0 | 0.16838 | 335.0055 | 0.084581 | 0 | 0 | 0.16916 | 335.2749 | 0.085166 | 0 | 0 | 0.17033 | 335.5442 | 0.08575 | 0 | 0 | 0.1715 | 335.7238 | 0.086139 | 0 | 0 | 0.17228 | 335.9932 | 0.086724 | 0 | 0 | 0.17345 | 336.2626 | 0.087308 | 0 | 0 | 0.17462 | 336.3524 | 0.087503 | 0 | 0 | 0.17501 | 336.6217 | 0.088087 | 0 | 0 | 0.17617 | 336.8911 | 0.088671 | 0 | 0 | 0.17734 | 337.0707 | 0.089061 | 0 | 0 | 0.17812 | 337.34 | 0.089645 | 0 | 0 | 0.17929 | 337.5196 | 0.090034 | 0 | 0 | 0.18007 | 337.6992 | 0.090424 | 0 | 0 | 0.18085
2017-01-02 | 302.419 | 0.90139 |  | 317.5595 | 0.046741 | 0 | 0 | 0.093482 | 326.4833 | 0.066097 | 0 | 0 | 0.13219 | 333.7846 | 0.081933 | 0 | 0 | 0.16387 | 334.055 | 0.08252 | 0 | 0 | 0.16504 | 334.2353 | 0.082911 | 0 | 0 | 0.16582 | 334.5057 | 0.083497 | 0 | 0 | 0.16699 | 334.7761 | 0.084084 | 0 | 0 | 0.16817 | 335.0465 | 0.08467 | 0 | 0 | 0.16934 | 335.4071 | 0.085452 | 0 | 0 | 0.1709 | 335.6775 | 0.086039 | 0 | 0 | 0.17208 | 335.8578 | 0.08643 | 0 | 0 | 0.17286 | 336.1282 | 0.087016 | 0 | 0 | 0.17403 | 336.3084 | 0.087407 | 0 | 0 | 0.17481 | 336.5789 | 0.087994 | 0 | 0 | 0.17599 | 336.8493 | 0.08858 | 0 | 0 | 0.17716 | 337.0296 | 0.088971 | 0 | 0 | 0.17794 | 337.3 | 0.089558 | 0 | 0 | 0.17912 | 337.5704 | 0.090144 | 0 | 0 | 0.18029 | 337.6605 | 0.09034 | 0 | 0 | 0.18068 | 337.931 | 0.090927 | 0 | 0 | 0.18185 | 338.2014 | 0.091513 | 0 | 0 | 0.18303 | 338.3816 | 0.091904 | 0 | 0 | 0.18381 | 338.6521 | 0.092491 | 0 | 0 | 0.18498 | 338.8323 | 0.092882 | 0 | 0 | 0.18576 | 339.0126 | 0.093273 | 0 | 0 | 0.18655
2017-01-02 01:00 | 306.4484 | 0.9134 |  | 321.7907 | 0.055918 | 0 | 0 | 0.11184 | 330.8333 | 0.075532 | 0 | 0 | 0.15106 | 338.2319 | 0.091579 | 0 | 0 | 0.18316 | 338.5059 | 0.092174 | 0 | 0 | 0.18435 | 338.6886 | 0.09257 | 0 | 0 | 0.18514 | 338.9626 | 0.093164 | 0 | 0 | 0.18633 | 339.2366 | 0.093759 | 0 | 0 | 0.18752 | 339.5106 | 0.094353 | 0 | 0 | 0.18871 | 339.876 | 0.095145 | 0 | 0 | 0.19029 | 340.15 | 0.09574 | 0 | 0 | 0.19148 | 340.3327 | 0.096136 | 0 | 0 | 0.19227 | 340.6067 | 0.09673 | 0 | 0 | 0.19346 | 340.7894 | 0.097127 | 0 | 0 | 0.19425 | 341.0634 | 0.097721 | 0 | 0 | 0.19544 | 341.3374 | 0.098315 | 0 | 0 | 0.19663 | 341.5201 | 0.098711 | 0 | 0 | 0.19742 | 341.7941 | 0.099306 | 0 | 0 | 0.19861 | 342.0682 | 0.0999 | 0 | 0 | 0.1998 | 342.1595 | 0.1001 | 0 | 0 | 0.2002 | 342.4335 | 0.10069 | 0 | 0 | 0.20139 | 342.7075 | 0.10129 | 0 | 0 | 0.20257 | 342.8902 | 0.10168 | 0 | 0 | 0.20337 | 343.1642 | 0.10228 | 0 | 0 | 0.20456 | 343.3469 | 0.10267 | 0 | 0 | 0.20535 | 343.5296 | 0.10307 | 0 | 0 | 0.20614
2017-01-02 02:00 | 308.5526 | 0.91967 |  | 324.0001 | 0.060711 | 0 | 0 | 0.12142 | 333.1049 | 0.080459 | 0 | 0 | 0.16092 | 340.5542 | 0.096616 | 0 | 0 | 0.19323 | 340.8301 | 0.097215 | 0 | 0 | 0.19443 | 341.0141 | 0.097614 | 0 | 0 | 0.19523 | 341.29 | 0.098212 | 0 | 0 | 0.19642 | 341.5659 | 0.098811 | 0 | 0 | 0.19762 | 341.8418 | 0.099409 | 0 | 0 | 0.19882 | 342.2096 | 0.10021 | 0 | 0 | 0.20041 | 342.4855 | 0.10081 | 0 | 0 | 0.20161 | 342.6695 | 0.1012 | 0 | 0 | 0.20241 | 342.9454 | 0.1018 | 0 | 0 | 0.20361 | 343.1293 | 0.1022 | 0 | 0 | 0.2044 | 343.4052 | 0.1028 | 0 | 0 | 0.2056 | 343.6811 | 0.1034 | 0 | 0 | 0.2068 | 343.865 | 0.1038 | 0 | 0 | 0.2076 | 344.1409 | 0.1044 | 0 | 0 | 0.20879 | 344.4168 | 0.10499 | 0 | 0 | 0.20999 | 344.5088 | 0.10519 | 0 | 0 | 0.21039 | 344.7847 | 0.10579 | 0 | 0 | 0.21158 | 345.0606 | 0.10639 | 0 | 0 | 0.21278 | 345.2446 | 0.10679 | 0 | 0 | 0.21358 | 345.5205 | 0.10739 | 0 | 0 | 0.21478 | 345.7044 | 0.10779 | 0 | 0 | 0.21557 | 345.8883 | 0.10819 | 0 | 0 | 0.21637
2017-01-02 03:00 | 308.0534 | 0.91818 |  | 323.476 | 0.059574 | 0 | 0 | 0.11915 | 332.566 | 0.07929 | 0 | 0 | 0.15858 | 340.0033 | 0.095421 | 0 | 0 | 0.19084 | 340.2787 | 0.096019 | 0 | 0 | 0.19204 | 340.4623 | 0.096417 | 0 | 0 | 0.19283 | 340.7378 | 0.097015 | 0 | 0 | 0.19403 | 341.0133 | 0.097612 | 0 | 0 | 0.19522 | 341.2887 | 0.09821 | 0 | 0 | 0.19642 | 341.656 | 0.099006 | 0 | 0 | 0.19801 | 341.9314 | 0.099604 | 0 | 0 | 0.19921 | 342.1151 | 0.1 | 0 | 0 | 0.2 | 342.3905 | 0.1006 | 0 | 0 | 0.2012 | 342.5742 | 0.101 | 0 | 0 | 0.202 | 342.8496 | 0.1016 | 0 | 0 | 0.20319 | 343.1251 | 0.10219 | 0 | 0 | 0.20439 | 343.3087 | 0.10259 | 0 | 0 | 0.20518 | 343.5842 | 0.10319 | 0 | 0 | 0.20638 | 343.8596 | 0.10379 | 0 | 0 | 0.20757 | 343.9514 | 0.10398 | 0 | 0 | 0.20797 | 344.2269 | 0.10458 | 0 | 0 | 0.20916 | 344.5024 | 0.10518 | 0 | 0 | 0.21036 | 344.686 | 0.10558 | 0 | 0 | 0.21116 | 344.9614 | 0.10618 | 0 | 0 | 0.21235 | 345.1451 | 0.10657 | 0 | 0 | 0.21315 | 345.3287 | 0.10697 | 0 | 0 | 0.21394
2017-01-02 04:00 | 304.5433 | 0.90772 |  | 319.7902 | 0.051579 | 0 | 0 | 0.10316 | 328.7766 | 0.071071 | 0 | 0 | 0.14214 | 336.1292 | 0.087018 | 0 | 0 | 0.17404 | 336.4015 | 0.087609 | 0 | 0 | 0.17522 | 336.583 | 0.088003 | 0 | 0 | 0.17601 | 336.8553 | 0.088594 | 0 | 0 | 0.17719 | 337.1277 | 0.089184 | 0 | 0 | 0.17837 | 337.4 | 0.089775 | 0 | 0 | 0.17955 | 337.7631 | 0.090562 | 0 | 0 | 0.18112 | 338.0354 | 0.091153 | 0 | 0 | 0.18231 | 338.2169 | 0.091547 | 0 | 0 | 0.18309 | 338.4892 | 0.092137 | 0 | 0 | 0.18427 | 338.6708 | 0.092531 | 0 | 0 | 0.18506 | 338.9431 | 0.093122 | 0 | 0 | 0.18624 | 339.2154 | 0.093713 | 0 | 0 | 0.18743 | 339.397 | 0.094106 | 0 | 0 | 0.18821 | 339.6693 | 0.094697 | 0 | 0 | 0.18939 | 339.9416 | 0.095288 | 0 | 0 | 0.19058 | 340.0324 | 0.095485 | 0 | 0 | 0.19097 | 340.3047 | 0.096075 | 0 | 0 | 0.19215 | 340.577 | 0.096666 | 0 | 0 | 0.19333 | 340.7585 | 0.09706 | 0 | 0 | 0.19412 | 341.0309 | 0.09765 | 0 | 0 | 0.1953 | 341.2124 | 0.098044 | 0 | 0 | 0.19609 | 341.3939 | 0.098438 | 0 | 0 | 0.19688
2017-01-02 05:00 | 305.3493 | 0.91012 |  | 320.6365 | 0.053415 | 0 | 0 | 0.10683 | 329.6468 | 0.072958 | 0 | 0 | 0.14592 | 337.0188 | 0.088948 | 0 | 0 | 0.1779 | 337.2918 | 0.08954 | 0 | 0 | 0.17908 | 337.4738 | 0.089935 | 0 | 0 | 0.17987 | 337.7469 | 0.090527 | 0 | 0 | 0.18105 | 338.0199 | 0.091119 | 0 | 0 | 0.18224 | 338.2929 | 0.091712 | 0 | 0 | 0.18342 | 338.657 | 0.092501 | 0 | 0 | 0.185 | 338.93 | 0.093094 | 0 | 0 | 0.18619 | 339.1121 | 0.093488 | 0 | 0 | 0.18698 | 339.3851 | 0.094081 | 0 | 0 | 0.18816 | 339.5671 | 0.094475 | 0 | 0 | 0.18895 | 339.8402 | 0.095068 | 0 | 0 | 0.19014 | 340.1132 | 0.09566 | 0 | 0 | 0.19132 | 340.2952 | 0.096055 | 0 | 0 | 0.19211 | 340.5683 | 0.096647 | 0 | 0 | 0.19329 | 340.8413 | 0.097239 | 0 | 0 | 0.19448 | 340.9323 | 0.097436 | 0 | 0 | 0.19487 | 341.2053 | 0.098029 | 0 | 0 | 0.19606 | 341.4784 | 0.098621 | 0 | 0 | 0.19724 | 341.6604 | 0.099016 | 0 | 0 | 0.19803 | 341.9334 | 0.099608 | 0 | 0 | 0.19922 | 342.1155 | 0.1 | 0 | 0 | 0.20001 | 342.2975 | 0.1004 | 0 | 0 | 0.2008
2017-01-02 06:00 | 306.8877 | 0.91471 |  | 322.2519 | 0.056919 | 0 | 0 | 0.11384 | 331.3075 | 0.07656 | 0 | 0 | 0.15312 | 338.7167 | 0.092631 | 0 | 0 | 0.18526 | 338.9911 | 0.093226 | 0 | 0 | 0.18645 | 339.174 | 0.093623 | 0 | 0 | 0.18725 | 339.4484 | 0.094218 | 0 | 0 | 0.18844 | 339.7229 | 0.094813 | 0 | 0 | 0.18963 | 339.9973 | 0.095408 | 0 | 0 | 0.19082 | 340.3632 | 0.096202 | 0 | 0 | 0.1924 | 340.6376 | 0.096797 | 0 | 0 | 0.19359 | 340.8205 | 0.097194 | 0 | 0 | 0.19439 | 341.0949 | 0.097789 | 0 | 0 | 0.19558 | 341.2779 | 0.098186 | 0 | 0 | 0.19637 | 341.5523 | 0.098781 | 0 | 0 | 0.19756 | 341.8267 | 0.099376 | 0 | 0 | 0.19875 | 342.0096 | 0.099773 | 0 | 0 | 0.19955 | 342.284 | 0.10037 | 0 | 0 | 0.20074 | 342.5585 | 0.10096 | 0 | 0 | 0.20193 | 342.6499 | 0.10116 | 0 | 0 | 0.20232 | 342.9243 | 0.10176 | 0 | 0 | 0.20351 | 343.1988 | 0.10235 | 0 | 0 | 0.2047 | 343.3817 | 0.10275 | 0 | 0 | 0.2055 | 343.6561 | 0.10334 | 0 | 0 | 0.20669 | 343.839 | 0.10374 | 0 | 0 | 0.20748 | 344.022 | 0.10414 | 0 | 0 | 0.20828
2017-01-02 07:00 | 310.4063 | 0.9252 |  | 325.9467 | 0.064933 | 0 | 0 | 0.12987 | 335.1062 | 0.0848 | 0 | 0 | 0.1696 | 342.6003 | 0.10105 | 0 | 0 | 0.20211 | 342.8778 | 0.10166 | 0 | 0 | 0.20331 | 343.0629 | 0.10206 | 0 | 0 | 0.20412 | 343.3404 | 0.10266 | 0 | 0 | 0.20532 | 343.618 | 0.10326 | 0 | 0 | 0.20652 | 343.8955 | 0.10386 | 0 | 0 | 0.20773 | 344.2656 | 0.10467 | 0 | 0 | 0.20933 | 344.5432 | 0.10527 | 0 | 0 | 0.21054 | 344.7282 | 0.10567 | 0 | 0 | 0.21134 | 345.0058 | 0.10627 | 0 | 0 | 0.21254 | 345.1908 | 0.10667 | 0 | 0 | 0.21335 | 345.4684 | 0.10728 | 0 | 0 | 0.21455 | 345.7459 | 0.10788 | 0 | 0 | 0.21575 | 345.931 | 0.10828 | 0 | 0 | 0.21656 | 346.2085 | 0.10888 | 0 | 0 | 0.21776 | 346.4861 | 0.10948 | 0 | 0 | 0.21897 | 346.5786 | 0.10968 | 0 | 0 | 0.21937 | 346.8562 | 0.11029 | 0 | 0 | 0.22057 | 347.1337 | 0.11089 | 0 | 0 | 0.22177 | 347.3188 | 0.11129 | 0 | 0 | 0.22258 | 347.5963 | 0.11189 | 0 | 0 | 0.22378 | 347.7814 | 0.11229 | 0 | 0 | 0.22458 | 347.9664 | 0.11269 | 0 | 0 | 0.22539
2017-01-02 08:00 | 299.395 | 0.89238 |  | 314.3842 | 0.039854 | 0 | 0 | 0.079707 | 323.2187 | 0.059016 | 0 | 0 | 0.11803 | 330.4469 | 0.074694 | 0 | 0 | 0.14939 | 330.7147 | 0.075274 | 0 | 0 | 0.15055 | 330.8931 | 0.075662 | 0 | 0 | 0.15132 | 331.1608 | 0.076242 | 0 | 0 | 0.15248 | 331.4286 | 0.076823 | 0 | 0 | 0.15365 | 331.6963 | 0.077404 | 0 | 0 | 0.15481 | 332.0532 | 0.078178 | 0 | 0 | 0.15636 | 332.3209 | 0.078758 | 0 | 0 | 0.15752 | 332.4994 | 0.079146 | 0 | 0 | 0.15829 | 332.7671 | 0.079726 | 0 | 0 | 0.15945 | 332.9456 | 0.080113 | 0 | 0 | 0.16023 | 333.2133 | 0.080694 | 0 | 0 | 0.16139 | 333.481 | 0.081275 | 0 | 0 | 0.16255 | 333.6595 | 0.081662 | 0 | 0 | 0.16332 | 333.9272 | 0.082242 | 0 | 0 | 0.16448 | 334.1949 | 0.082823 | 0 | 0 | 0.16565 | 334.2842 | 0.083017 | 0 | 0 | 0.16603 | 334.5519 | 0.083597 | 0 | 0 | 0.16719 | 334.8196 | 0.084178 | 0 | 0 | 0.16836 | 334.9981 | 0.084565 | 0 | 0 | 0.16913 | 335.2658 | 0.085146 | 0 | 0 | 0.17029 | 335.4442 | 0.085533 | 0 | 0 | 0.17107 | 335.6227 | 0.08592 | 0 | 0 | 0.17184
2017-01-02 09:00 | 296.304 | 0.88316 |  | 311.1384 | 0.032813 | 0 | 0 | 0.065627 | 319.8817 | 0.051778 | 0 | 0 | 0.10356 | 327.0353 | 0.067294 | 0 | 0 | 0.13459 | 327.3003 | 0.067869 | 0 | 0 | 0.13574 | 327.4769 | 0.068252 | 0 | 0 | 0.1365 | 327.7419 | 0.068826 | 0 | 0 | 0.13765 | 328.0068 | 0.069401 | 0 | 0 | 0.1388 | 328.2718 | 0.069976 | 0 | 0 | 0.13995 | 328.625 | 0.070742 | 0 | 0 | 0.14148 | 328.89 | 0.071317 | 0 | 0 | 0.14263 | 329.0666 | 0.0717 | 0 | 0 | 0.1434 | 329.3315 | 0.072274 | 0 | 0 | 0.14455 | 329.5082 | 0.072658 | 0 | 0 | 0.14532 | 329.7731 | 0.073232 | 0 | 0 | 0.14646 | 330.0381 | 0.073807 | 0 | 0 | 0.14761 | 330.2147 | 0.07419 | 0 | 0 | 0.14838 | 330.4797 | 0.074765 | 0 | 0 | 0.14953 | 330.7446 | 0.075339 | 0 | 0 | 0.15068 | 330.8329 | 0.075531 | 0 | 0 | 0.15106 | 331.0979 | 0.076106 | 0 | 0 | 0.15221 | 331.3628 | 0.07668 | 0 | 0 | 0.15336 | 331.5395 | 0.077063 | 0 | 0 | 0.15413 | 331.8044 | 0.077638 | 0 | 0 | 0.15528 | 331.981 | 0.078021 | 0 | 0 | 0.15604 | 332.1577 | 0.078404 | 0 | 0 | 0.15681
2017-01-02 10:00 | 302.8334 | 0.90262 |  | 317.9946 | 0.047685 | 0 | 0 | 0.095369 | 326.9306 | 0.067067 | 0 | 0 | 0.13413 | 334.2419 | 0.082925 | 0 | 0 | 0.16585 | 334.5127 | 0.083512 | 0 | 0 | 0.16702 | 334.6932 | 0.083904 | 0 | 0 | 0.16781 | 334.964 | 0.084491 | 0 | 0 | 0.16898 | 335.2348 | 0.085078 | 0 | 0 | 0.17016 | 335.5055 | 0.085666 | 0 | 0 | 0.17133 | 335.8666 | 0.086449 | 0 | 0 | 0.1729 | 336.1374 | 0.087036 | 0 | 0 | 0.17407 | 336.3179 | 0.087428 | 0 | 0 | 0.17486 | 336.5887 | 0.088015 | 0 | 0 | 0.17603 | 336.7692 | 0.088407 | 0 | 0 | 0.17681 | 337.04 | 0.088994 | 0 | 0 | 0.17799 | 337.3108 | 0.089581 | 0 | 0 | 0.17916 | 337.4913 | 0.089973 | 0 | 0 | 0.17995 | 337.7621 | 0.09056 | 0 | 0 | 0.18112 | 338.0329 | 0.091148 | 0 | 0 | 0.1823 | 338.1232 | 0.091343 | 0 | 0 | 0.18269 | 338.3939 | 0.091931 | 0 | 0 | 0.18386 | 338.6647 | 0.092518 | 0 | 0 | 0.18504 | 338.8453 | 0.09291 | 0 | 0 | 0.18582 | 339.116 | 0.093497 | 0 | 0 | 0.18699 | 339.2966 | 0.093889 | 0 | 0 | 0.18778 | 339.4771 | 0.09428 | 0 | 0 | 0.18856
2017-01-02 11:00 | 294.9683 | 0.87918 |  | 309.7358 | 0.029771 | 0 | 0 | 0.059542 | 318.4397 | 0.04865 | 0 | 0 | 0.0973 | 325.5611 | 0.064096 | 0 | 0 | 0.12819 | 325.8248 | 0.064668 | 0 | 0 | 0.12934 | 326.0006 | 0.06505 | 0 | 0 | 0.1301 | 326.2644 | 0.065622 | 0 | 0 | 0.13124 | 326.5282 | 0.066194 | 0 | 0 | 0.13239 | 326.7919 | 0.066766 | 0 | 0 | 0.13353 | 327.1436 | 0.067529 | 0 | 0 | 0.13506 | 327.4073 | 0.068101 | 0 | 0 | 0.1362 | 327.5832 | 0.068482 | 0 | 0 | 0.13696 | 327.8469 | 0.069054 | 0 | 0 | 0.13811 | 328.0228 | 0.069436 | 0 | 0 | 0.13887 | 328.2865 | 0.070008 | 0 | 0 | 0.14002 | 328.5503 | 0.07058 | 0 | 0 | 0.14116 | 328.7261 | 0.070961 | 0 | 0 | 0.14192 | 328.9899 | 0.071533 | 0 | 0 | 0.14307 | 329.2536 | 0.072105 | 0 | 0 | 0.14421 | 329.3415 | 0.072296 | 0 | 0 | 0.14459 | 329.6053 | 0.072868 | 0 | 0 | 0.14574 | 329.869 | 0.07344 | 0 | 0 | 0.14688 | 330.0449 | 0.073822 | 0 | 0 | 0.14764 | 330.3086 | 0.074394 | 0 | 0 | 0.14879 | 330.4845 | 0.074775 | 0 | 0 | 0.14955 | 330.6603 | 0.075157 | 0 | 0 | 0.15031
2017-01-02 12:00 | 296.498 | 0.88374 |  | 311.3421 | 0.033255 | 0 | 0 | 0.066511 | 320.0911 | 0.052232 | 0 | 0 | 0.10446 | 327.2494 | 0.067758 | 0 | 0 | 0.13552 | 327.5146 | 0.068333 | 0 | 0 | 0.13667 | 327.6913 | 0.068717 | 0 | 0 | 0.13743 | 327.9564 | 0.069292 | 0 | 0 | 0.13858 | 328.2216 | 0.069867 | 0 | 0 | 0.13973 | 328.4867 | 0.070442 | 0 | 0 | 0.14088 | 328.8402 | 0.071209 | 0 | 0 | 0.14242 | 329.1053 | 0.071784 | 0 | 0 | 0.14357 | 329.282 | 0.072167 | 0 | 0 | 0.14433 | 329.5472 | 0.072742 | 0 | 0 | 0.14548 | 329.7239 | 0.073125 | 0 | 0 | 0.14625 | 329.989 | 0.073701 | 0 | 0 | 0.1474 | 330.2542 | 0.074276 | 0 | 0 | 0.14855 | 330.4309 | 0.074659 | 0 | 0 | 0.14932 | 330.696 | 0.075234 | 0 | 0 | 0.15047 | 330.9612 | 0.075809 | 0 | 0 | 0.15162 | 331.0495 | 0.076001 | 0 | 0 | 0.152 | 331.3146 | 0.076576 | 0 | 0 | 0.15315 | 331.5798 | 0.077151 | 0 | 0 | 0.1543 | 331.7565 | 0.077534 | 0 | 0 | 0.15507 | 332.0216 | 0.078109 | 0 | 0 | 0.15622 | 332.1984 | 0.078493 | 0 | 0 | 0.15699 | 332.3751 | 0.078876 | 0 | 0 | 0.15775
2017-01-02 13:00 | 287.5794 | 0.85716 |  | 301.977 | 0.012942 | 0 | 0 | 0.025885 | 310.4629 | 0.031348 | 0 | 0 | 0.062697 | 317.4059 | 0.046408 | 0 | 0 | 0.092815 | 317.663 | 0.046965 | 0 | 0 | 0.093931 | 317.8344 | 0.047337 | 0 | 0 | 0.094674 | 318.0916 | 0.047895 | 0 | 0 | 0.09579 | 318.3487 | 0.048453 | 0 | 0 | 0.096905 | 318.6059 | 0.04901 | 0 | 0 | 0.098021 | 318.9487 | 0.049754 | 0 | 0 | 0.099508 | 319.2059 | 0.050312 | 0 | 0 | 0.10062 | 319.3773 | 0.050684 | 0 | 0 | 0.10137 | 319.6345 | 0.051241 | 0 | 0 | 0.10248 | 319.8059 | 0.051613 | 0 | 0 | 0.10323 | 320.063 | 0.052171 | 0 | 0 | 0.10434 | 320.3202 | 0.052729 | 0 | 0 | 0.10546 | 320.4916 | 0.053101 | 0 | 0 | 0.1062 | 320.7488 | 0.053658 | 0 | 0 | 0.10732 | 321.0059 | 0.054216 | 0 | 0 | 0.10843 | 321.0916 | 0.054402 | 0 | 0 | 0.1088 | 321.3488 | 0.05496 | 0 | 0 | 0.10992 | 321.6059 | 0.055518 | 0 | 0 | 0.11104 | 321.7774 | 0.055889 | 0 | 0 | 0.11178 | 322.0345 | 0.056447 | 0 | 0 | 0.11289 | 322.2059 | 0.056819 | 0 | 0 | 0.11364 | 322.3774 | 0.057191 | 0 | 0 | 0.11438
2017-01-02 14:00 | 281.4592 | 0.83892 |  | 295.5504 | 0 | 0 | 0 | 0 | 303.8556 | 0.017017 | 0 | 0 | 0.034034 | 310.6509 | 0.031756 | 0 | 0 | 0.063512 | 310.9025 | 0.032302 | 0 | 0 | 0.064604 | 311.0703 | 0.032666 | 0 | 0 | 0.065332 | 311.322 | 0.033212 | 0 | 0 | 0.066423 | 311.5737 | 0.033758 | 0 | 0 | 0.067515 | 311.8253 | 0.034303 | 0 | 0 | 0.068607 | 312.1609 | 0.035031 | 0 | 0 | 0.070063 | 312.4126 | 0.035577 | 0 | 0 | 0.071154 | 312.5804 | 0.035941 | 0 | 0 | 0.071882 | 312.832 | 0.036487 | 0 | 0 | 0.072974 | 312.9998 | 0.036851 | 0 | 0 | 0.073702 | 313.2515 | 0.037397 | 0 | 0 | 0.074794 | 313.5032 | 0.037943 | 0 | 0 | 0.075885 | 313.671 | 0.038307 | 0 | 0 | 0.076613 | 313.9226 | 0.038852 | 0 | 0 | 0.077705 | 314.1743 | 0.039398 | 0 | 0 | 0.078797 | 314.2582 | 0.03958 | 0 | 0 | 0.079161 | 314.5099 | 0.040126 | 0 | 0 | 0.080252 | 314.7615 | 0.040672 | 0 | 0 | 0.081344 | 314.9293 | 0.041036 | 0 | 0 | 0.082072 | 315.181 | 0.041582 | 0 | 0 | 0.083164 | 315.3488 | 0.041946 | 0 | 0 | 0.083892 | 315.5166 | 0.04231 | 0 | 0 | 0.084619
2017-01-02 15:00 | 271.4215 | 0.809 |  | 285.0102 | 0 | 0 | 0 | 0 | 293.0193 | 0 | 0 | 0 | 0 | 299.5721 | 0.0077263 | 0 | 0 | 0.015453 | 299.8148 | 0.0082527 | 0 | 0 | 0.016505 | 299.9766 | 0.0086037 | 0 | 0 | 0.017207 | 300.2193 | 0.0091301 | 0 | 0 | 0.01826 | 300.462 | 0.0096565 | 0 | 0 | 0.019313 | 300.7047 | 0.010183 | 0 | 0 | 0.020366 | 301.0283 | 0.010885 | 0 | 0 | 0.02177 | 301.271 | 0.011411 | 0 | 0 | 0.022822 | 301.4328 | 0.011762 | 0 | 0 | 0.023524 | 301.6755 | 0.012289 | 0 | 0 | 0.024577 | 301.8373 | 0.01264 | 0 | 0 | 0.025279 | 302.08 | 0.013166 | 0 | 0 | 0.026332 | 302.3227 | 0.013692 | 0 | 0 | 0.027385 | 302.4845 | 0.014043 | 0 | 0 | 0.028087 | 302.7272 | 0.01457 | 0 | 0 | 0.029139 | 302.9699 | 0.015096 | 0 | 0 | 0.030192 | 303.0508 | 0.015272 | 0 | 0 | 0.030543 | 303.2935 | 0.015798 | 0 | 0 | 0.031596 | 303.5362 | 0.016324 | 0 | 0 | 0.032649 | 303.698 | 0.016675 | 0 | 0 | 0.033351 | 303.9407 | 0.017202 | 0 | 0 | 0.034404 | 304.1025 | 0.017553 | 0 | 0 | 0.035105 | 304.2643 | 0.017904 | 0 | 0 | 0.035807
2017-01-02 16:00 | 268.93 | 0.80157 |  | 282.3939 | 0 | 0 | 0 | 0 | 290.3295 | 0 | 0 | 0 | 0 | 296.8222 | 0.0017617 | 0 | 0 | 0.0035235 | 297.0627 | 0.0022833 | 0 | 0 | 0.0045666 | 297.223 | 0.002631 | 0 | 0 | 0.0052621 | 297.4635 | 0.0031526 | 0 | 0 | 0.0063052 | 297.704 | 0.0036742 | 0 | 0 | 0.0073484 | 297.9444 | 0.0041958 | 0 | 0 | 0.0083916 | 298.2651 | 0.0048912 | 0 | 0 | 0.0097825 | 298.5055 | 0.0054128 | 0 | 0 | 0.010826 | 298.6658 | 0.0057605 | 0 | 0 | 0.011521 | 298.9063 | 0.0062821 | 0 | 0 | 0.012564 | 299.0666 | 0.0066298 | 0 | 0 | 0.01326 | 299.3071 | 0.0071514 | 0 | 0 | 0.014303 | 299.5476 | 0.007673 | 0 | 0 | 0.015346 | 299.7079 | 0.0080207 | 0 | 0 | 0.016041 | 299.9484 | 0.0085423 | 0 | 0 | 0.017085 | 300.1888 | 0.0090639 | 0 | 0 | 0.018128 | 300.269 | 0.0092378 | 0 | 0 | 0.018476 | 300.5095 | 0.0097593 | 0 | 0 | 0.019519 | 300.7499 | 0.010281 | 0 | 0 | 0.020562 | 300.9103 | 0.010629 | 0 | 0 | 0.021257 | 301.1507 | 0.01115 | 0 | 0 | 0.0223 | 301.311 | 0.011498 | 0 | 0 | 0.022996 | 301.4714 | 0.011846 | 0 | 0 | 0.023691
2017-01-02 17:00 | 297.7527 | 0.88748 |  | 312.6596 | 0.036113 | 0 | 0 | 0.072226 | 321.4457 | 0.05517 | 0 | 0 | 0.11034 | 328.6343 | 0.070762 | 0 | 0 | 0.14152 | 328.9005 | 0.07134 | 0 | 0 | 0.14268 | 329.078 | 0.071725 | 0 | 0 | 0.14345 | 329.3443 | 0.072302 | 0 | 0 | 0.1446 | 329.6105 | 0.07288 | 0 | 0 | 0.14576 | 329.8768 | 0.073457 | 0 | 0 | 0.14691 | 330.2318 | 0.074227 | 0 | 0 | 0.14845 | 330.498 | 0.074804 | 0 | 0 | 0.14961 | 330.6755 | 0.075189 | 0 | 0 | 0.15038 | 330.9417 | 0.075767 | 0 | 0 | 0.15153 | 331.1192 | 0.076152 | 0 | 0 | 0.1523 | 331.3855 | 0.076729 | 0 | 0 | 0.15346 | 331.6517 | 0.077307 | 0 | 0 | 0.15461 | 331.8292 | 0.077692 | 0 | 0 | 0.15538 | 332.0955 | 0.078269 | 0 | 0 | 0.15654 | 332.3617 | 0.078847 | 0 | 0 | 0.15769 | 332.4505 | 0.079039 | 0 | 0 | 0.15808 | 332.7167 | 0.079617 | 0 | 0 | 0.15923 | 332.983 | 0.080194 | 0 | 0 | 0.16039 | 333.1604 | 0.080579 | 0 | 0 | 0.16116 | 333.4267 | 0.081157 | 0 | 0 | 0.16231 | 333.6042 | 0.081542 | 0 | 0 | 0.16308 | 333.7817 | 0.081927 | 0 | 0 | 0.16385
2017-01-02 18:00 | 300.7766 | 0.89649 |  | 315.8349 | 0.043 | 0 | 0 | 0.086 | 324.7102 | 0.062251 | 0 | 0 | 0.1245 | 331.9718 | 0.078001 | 0 | 0 | 0.156 | 332.2408 | 0.078585 | 0 | 0 | 0.15717 | 332.4201 | 0.078973 | 0 | 0 | 0.15795 | 332.689 | 0.079557 | 0 | 0 | 0.15911 | 332.958 | 0.08014 | 0 | 0 | 0.16028 | 333.2269 | 0.080723 | 0 | 0 | 0.16145 | 333.5855 | 0.081501 | 0 | 0 | 0.163 | 333.8545 | 0.082085 | 0 | 0 | 0.16417 | 334.0338 | 0.082474 | 0 | 0 | 0.16495 | 334.3027 | 0.083057 | 0 | 0 | 0.16611 | 334.482 | 0.083446 | 0 | 0 | 0.16689 | 334.7509 | 0.084029 | 0 | 0 | 0.16806 | 335.0199 | 0.084612 | 0 | 0 | 0.16922 | 335.1992 | 0.085001 | 0 | 0 | 0.17 | 335.4681 | 0.085585 | 0 | 0 | 0.17117 | 335.7371 | 0.086168 | 0 | 0 | 0.17234 | 335.8267 | 0.086363 | 0 | 0 | 0.17273 | 336.0957 | 0.086946 | 0 | 0 | 0.17389 | 336.3646 | 0.087529 | 0 | 0 | 0.17506 | 336.5439 | 0.087918 | 0 | 0 | 0.17584 | 336.8129 | 0.088501 | 0 | 0 | 0.177 | 336.9922 | 0.08889 | 0 | 0 | 0.17778 | 337.1715 | 0.089279 | 0 | 0 | 0.17856
2017-01-02 19:00 | 307.216 | 0.91569 |  | 322.5966 | 0.057666 | 0 | 0 | 0.11533 | 331.6619 | 0.077329 | 0 | 0 | 0.15466 | 339.079 | 0.093417 | 0 | 0 | 0.18683 | 339.3537 | 0.094013 | 0 | 0 | 0.18803 | 339.5368 | 0.09441 | 0 | 0 | 0.18882 | 339.8116 | 0.095006 | 0 | 0 | 0.19001 | 340.0863 | 0.095601 | 0 | 0 | 0.1912 | 340.361 | 0.096197 | 0 | 0 | 0.19239 | 340.7272 | 0.096992 | 0 | 0 | 0.19398 | 341.0019 | 0.097588 | 0 | 0 | 0.19518 | 341.1851 | 0.097985 | 0 | 0 | 0.19597 | 341.4598 | 0.098581 | 0 | 0 | 0.19716 | 341.6429 | 0.098978 | 0 | 0 | 0.19796 | 341.9176 | 0.099574 | 0 | 0 | 0.19915 | 342.1923 | 0.10017 | 0 | 0 | 0.20034 | 342.3755 | 0.10057 | 0 | 0 | 0.20113 | 342.6502 | 0.10116 | 0 | 0 | 0.20233 | 342.9249 | 0.10176 | 0 | 0 | 0.20352 | 343.0165 | 0.10196 | 0 | 0 | 0.20391 | 343.2912 | 0.10255 | 0 | 0 | 0.20511 | 343.5659 | 0.10315 | 0 | 0 | 0.2063 | 343.749 | 0.10355 | 0 | 0 | 0.20709 | 344.0237 | 0.10414 | 0 | 0 | 0.20828 | 344.2069 | 0.10454 | 0 | 0 | 0.20908 | 344.39 | 0.10494 | 0 | 0 | 0.20987
2017-01-02 20:00 | 301.5754 | 0.89887 |  | 316.6736 | 0.044819 | 0 | 0 | 0.089639 | 325.5725 | 0.064121 | 0 | 0 | 0.12824 | 332.8534 | 0.079913 | 0 | 0 | 0.15983 | 333.1231 | 0.080498 | 0 | 0 | 0.161 | 333.3028 | 0.080888 | 0 | 0 | 0.16178 | 333.5725 | 0.081473 | 0 | 0 | 0.16295 | 333.8422 | 0.082058 | 0 | 0 | 0.16412 | 334.1118 | 0.082643 | 0 | 0 | 0.16529 | 334.4714 | 0.083423 | 0 | 0 | 0.16685 | 334.741 | 0.084008 | 0 | 0 | 0.16802 | 334.9208 | 0.084398 | 0 | 0 | 0.1688 | 335.1905 | 0.084982 | 0 | 0 | 0.16996 | 335.3702 | 0.085372 | 0 | 0 | 0.17074 | 335.6399 | 0.085957 | 0 | 0 | 0.17191 | 335.9096 | 0.086542 | 0 | 0 | 0.17308 | 336.0893 | 0.086932 | 0 | 0 | 0.17386 | 336.359 | 0.087517 | 0 | 0 | 0.17503 | 336.6287 | 0.088102 | 0 | 0 | 0.1762 | 336.7186 | 0.088297 | 0 | 0 | 0.17659 | 336.9882 | 0.088882 | 0 | 0 | 0.17776 | 337.2579 | 0.089467 | 0 | 0 | 0.17893 | 337.4377 | 0.089857 | 0 | 0 | 0.17971 | 337.7073 | 0.090441 | 0 | 0 | 0.18088 | 337.8871 | 0.090831 | 0 | 0 | 0.18166 | 338.0669 | 0.091221 | 0 | 0 | 0.18244
2017-01-02 21:00 | 305.8489 | 0.91161 |  | 321.1611 | 0.054553 | 0 | 0 | 0.10911 | 330.1861 | 0.074128 | 0 | 0 | 0.14826 | 337.5702 | 0.090144 | 0 | 0 | 0.18029 | 337.8436 | 0.090737 | 0 | 0 | 0.18147 | 338.026 | 0.091133 | 0 | 0 | 0.18227 | 338.2994 | 0.091726 | 0 | 0 | 0.18345 | 338.5729 | 0.092319 | 0 | 0 | 0.18464 | 338.8464 | 0.092912 | 0 | 0 | 0.18582 | 339.2111 | 0.093703 | 0 | 0 | 0.18741 | 339.4845 | 0.094296 | 0 | 0 | 0.18859 | 339.6669 | 0.094692 | 0 | 0 | 0.18938 | 339.9403 | 0.095285 | 0 | 0 | 0.19057 | 340.1227 | 0.09568 | 0 | 0 | 0.19136 | 340.3962 | 0.096274 | 0 | 0 | 0.19255 | 340.6696 | 0.096867 | 0 | 0 | 0.19373 | 340.852 | 0.097262 | 0 | 0 | 0.19452 | 341.1254 | 0.097855 | 0 | 0 | 0.19571 | 341.3989 | 0.098449 | 0 | 0 | 0.1969 | 341.4901 | 0.098646 | 0 | 0 | 0.19729 | 341.7636 | 0.099239 | 0 | 0 | 0.19848 | 342.0371 | 0.099833 | 0 | 0 | 0.19967 | 342.2194 | 0.10023 | 0 | 0 | 0.20046 | 342.4929 | 0.10082 | 0 | 0 | 0.20164 | 342.6752 | 0.10122 | 0 | 0 | 0.20243 | 342.8575 | 0.10161 | 0 | 0 | 0.20322
2017-01-02 22:00 | 313.2634 | 0.93371 |  | 328.9468 | 0.07144 | 0 | 0 | 0.14288 | 338.1906 | 0.09149 | 0 | 0 | 0.18298 | 345.7536 | 0.10789 | 0 | 0 | 0.21579 | 346.0337 | 0.1085 | 0 | 0 | 0.217 | 346.2205 | 0.10891 | 0 | 0 | 0.21781 | 346.5006 | 0.10951 | 0 | 0 | 0.21903 | 346.7807 | 0.11012 | 0 | 0 | 0.22024 | 347.0608 | 0.11073 | 0 | 0 | 0.22146 | 347.4343 | 0.11154 | 0 | 0 | 0.22308 | 347.7144 | 0.11215 | 0 | 0 | 0.22429 | 347.9012 | 0.11255 | 0 | 0 | 0.2251 | 348.1813 | 0.11316 | 0 | 0 | 0.22632 | 348.368 | 0.11356 | 0 | 0 | 0.22713 | 348.6481 | 0.11417 | 0 | 0 | 0.22834 | 348.9282 | 0.11478 | 0 | 0 | 0.22956 | 349.115 | 0.11518 | 0 | 0 | 0.23037 | 349.3951 | 0.11579 | 0 | 0 | 0.23158 | 349.6752 | 0.1164 | 0 | 0 | 0.2328 | 349.7686 | 0.1166 | 0 | 0 | 0.2332 | 350.0487 | 0.11721 | 0 | 0 | 0.23442 | 350.3288 | 0.11782 | 0 | 0 | 0.23564 | 350.5156 | 0.11822 | 0 | 0 | 0.23645 | 350.7957 | 0.11883 | 0 | 0 | 0.23766 | 350.9824 | 0.11924 | 0 | 0 | 0.23847 | 351.1692 | 0.11964 | 0 | 0 | 0.23928
2017-01-02 23:00 | 317.1715 | 0.94536 |  | 333.0506 | 0.080341 | 0 | 0 | 0.16068 | 342.4097 | 0.10064 | 0 | 0 | 0.20128 | 350.0671 | 0.11725 | 0 | 0 | 0.2345 | 350.3507 | 0.11786 | 0 | 0 | 0.23573 | 350.5398 | 0.11828 | 0 | 0 | 0.23655 | 350.8234 | 0.11889 | 0 | 0 | 0.23778 | 351.107 | 0.11951 | 0 | 0 | 0.23901 | 351.3906 | 0.12012 | 0 | 0 | 0.24024 | 351.7687 | 0.12094 | 0 | 0 | 0.24188 | 352.0524 | 0.12156 | 0 | 0 | 0.24311 | 352.2414 | 0.12197 | 0 | 0 | 0.24393 | 352.525 | 0.12258 | 0 | 0 | 0.24516 | 352.7141 | 0.12299 | 0 | 0 | 0.24598 | 352.9977 | 0.12361 | 0 | 0 | 0.24721 | 353.2813 | 0.12422 | 0 | 0 | 0.24844 | 353.4704 | 0.12463 | 0 | 0 | 0.24926 | 353.754 | 0.12525 | 0 | 0 | 0.25049 | 354.0376 | 0.12586 | 0 | 0 | 0.25172 | 354.1322 | 0.12607 | 0 | 0 | 0.25213 | 354.4158 | 0.12668 | 0 | 0 | 0.25336 | 354.6994 | 0.1273 | 0 | 0 | 0.25459 | 354.8884 | 0.12771 | 0 | 0 | 0.25541 | 355.172 | 0.12832 | 0 | 0 | 0.25664 | 355.3611 | 0.12873 | 0 | 0 | 0.25747 | 355.5502 | 0.12914 | 0 | 0 | 0.25829
2017-01-03 | 313.8006 | 0.93531 |  | 329.5109 | 0.072663 | 0 | 0 | 0.14533 | 338.7705 | 0.092748 | 0 | 0 | 0.1855 | 346.3466 | 0.10918 | 0 | 0 | 0.21836 | 346.6272 | 0.10979 | 0 | 0 | 0.21958 | 346.8142 | 0.11019 | 0 | 0 | 0.22039 | 347.0948 | 0.1108 | 0 | 0 | 0.22161 | 347.3754 | 0.11141 | 0 | 0 | 0.22282 | 347.656 | 0.11202 | 0 | 0 | 0.22404 | 348.0301 | 0.11283 | 0 | 0 | 0.22566 | 348.3107 | 0.11344 | 0 | 0 | 0.22688 | 348.4978 | 0.11385 | 0 | 0 | 0.22769 | 348.7784 | 0.11445 | 0 | 0 | 0.22891 | 348.9654 | 0.11486 | 0 | 0 | 0.22972 | 349.246 | 0.11547 | 0 | 0 | 0.23094 | 349.5266 | 0.11608 | 0 | 0 | 0.23216 | 349.7137 | 0.11648 | 0 | 0 | 0.23297 | 349.9943 | 0.11709 | 0 | 0 | 0.23418 | 350.2749 | 0.1177 | 0 | 0 | 0.2354 | 350.3684 | 0.1179 | 0 | 0 | 0.23581 | 350.649 | 0.11851 | 0 | 0 | 0.23702 | 350.9296 | 0.11912 | 0 | 0 | 0.23824 | 351.1167 | 0.11953 | 0 | 0 | 0.23905 | 351.3972 | 0.12013 | 0 | 0 | 0.24027 | 351.5843 | 0.12054 | 0 | 0 | 0.24108 | 351.7714 | 0.12095 | 0 | 0 | 0.24189
2017-01-03 01:00 | 307.3877 | 0.9162 |  | 322.777 | 0.058058 | 0 | 0 | 0.11612 | 331.8474 | 0.077731 | 0 | 0 | 0.15546 | 339.2686 | 0.093828 | 0 | 0 | 0.18766 | 339.5434 | 0.094424 | 0 | 0 | 0.18885 | 339.7267 | 0.094821 | 0 | 0 | 0.18964 | 340.0015 | 0.095418 | 0 | 0 | 0.19084 | 340.2764 | 0.096014 | 0 | 0 | 0.19203 | 340.5513 | 0.09661 | 0 | 0 | 0.19322 | 340.9177 | 0.097405 | 0 | 0 | 0.19481 | 341.1926 | 0.098001 | 0 | 0 | 0.196 | 341.3758 | 0.098399 | 0 | 0 | 0.1968 | 341.6507 | 0.098995 | 0 | 0 | 0.19799 | 341.8339 | 0.099392 | 0 | 0 | 0.19878 | 342.1088 | 0.099988 | 0 | 0 | 0.19998 | 342.3837 | 0.10058 | 0 | 0 | 0.20117 | 342.5669 | 0.10098 | 0 | 0 | 0.20196 | 342.8418 | 0.10158 | 0 | 0 | 0.20316 | 343.1166 | 0.10217 | 0 | 0 | 0.20435 | 343.2082 | 0.10237 | 0 | 0 | 0.20475 | 343.4831 | 0.10297 | 0 | 0 | 0.20594 | 343.758 | 0.10357 | 0 | 0 | 0.20713 | 343.9412 | 0.10396 | 0 | 0 | 0.20793 | 344.2161 | 0.10456 | 0 | 0 | 0.20912 | 344.3993 | 0.10496 | 0 | 0 | 0.20991 | 344.5825 | 0.10535 | 0 | 0 | 0.21071
2017-01-03 02:00 | 305.4981 | 0.91057 |  | 320.7928 | 0.053754 | 0 | 0 | 0.10751 | 329.8074 | 0.073307 | 0 | 0 | 0.14661 | 337.183 | 0.089304 | 0 | 0 | 0.17861 | 337.4562 | 0.089897 | 0 | 0 | 0.17979 | 337.6383 | 0.090292 | 0 | 0 | 0.18058 | 337.9115 | 0.090884 | 0 | 0 | 0.18177 | 338.1847 | 0.091477 | 0 | 0 | 0.18295 | 338.4578 | 0.092069 | 0 | 0 | 0.18414 | 338.822 | 0.092859 | 0 | 0 | 0.18572 | 339.0952 | 0.093452 | 0 | 0 | 0.1869 | 339.2773 | 0.093847 | 0 | 0 | 0.18769 | 339.5505 | 0.094439 | 0 | 0 | 0.18888 | 339.7326 | 0.094834 | 0 | 0 | 0.18967 | 340.0058 | 0.095427 | 0 | 0 | 0.19085 | 340.279 | 0.096019 | 0 | 0 | 0.19204 | 340.4611 | 0.096414 | 0 | 0 | 0.19283 | 340.7342 | 0.097007 | 0 | 0 | 0.19401 | 341.0074 | 0.097599 | 0 | 0 | 0.1952 | 341.0985 | 0.097797 | 0 | 0 | 0.19559 | 341.3716 | 0.098389 | 0 | 0 | 0.19678 | 341.6448 | 0.098982 | 0 | 0 | 0.19796 | 341.8269 | 0.099377 | 0 | 0 | 0.19875 | 342.1001 | 0.099969 | 0 | 0 | 0.19994 | 342.2822 | 0.10036 | 0 | 0 | 0.20073 | 342.4643 | 0.10076 | 0 | 0 | 0.20152
2017-01-03 03:00 | 309.9632 | 0.92388 |  | 325.4814 | 0.063924 | 0 | 0 | 0.12785 | 334.6278 | 0.083762 | 0 | 0 | 0.16752 | 342.1112 | 0.099993 | 0 | 0 | 0.19999 | 342.3883 | 0.10059 | 0 | 0 | 0.20119 | 342.5731 | 0.101 | 0 | 0 | 0.20199 | 342.8503 | 0.1016 | 0 | 0 | 0.20319 | 343.1274 | 0.1022 | 0 | 0 | 0.2044 | 343.4046 | 0.1028 | 0 | 0 | 0.2056 | 343.7742 | 0.1036 | 0 | 0 | 0.2072 | 344.0513 | 0.1042 | 0 | 0 | 0.2084 | 344.2361 | 0.1046 | 0 | 0 | 0.2092 | 344.5133 | 0.1052 | 0 | 0 | 0.21041 | 344.698 | 0.1056 | 0 | 0 | 0.21121 | 344.9752 | 0.10621 | 0 | 0 | 0.21241 | 345.2524 | 0.10681 | 0 | 0 | 0.21361 | 345.4371 | 0.10721 | 0 | 0 | 0.21441 | 345.7143 | 0.10781 | 0 | 0 | 0.21562 | 345.9915 | 0.10841 | 0 | 0 | 0.21682 | 346.0838 | 0.10861 | 0 | 0 | 0.21722 | 346.361 | 0.10921 | 0 | 0 | 0.21842 | 346.6382 | 0.10981 | 0 | 0 | 0.21963 | 346.8229 | 0.11021 | 0 | 0 | 0.22043 | 347.1001 | 0.11081 | 0 | 0 | 0.22163 | 347.2849 | 0.11122 | 0 | 0 | 0.22243 | 347.4697 | 0.11162 | 0 | 0 | 0.22323
2017-01-03 04:00 | 309.5994 | 0.92279 |  | 325.0994 | 0.063095 | 0 | 0 | 0.12619 | 334.235 | 0.08291 | 0 | 0 | 0.16582 | 341.7096 | 0.099123 | 0 | 0 | 0.19825 | 341.9865 | 0.099723 | 0 | 0 | 0.19945 | 342.171 | 0.10012 | 0 | 0 | 0.20025 | 342.4479 | 0.10072 | 0 | 0 | 0.20145 | 342.7247 | 0.10132 | 0 | 0 | 0.20265 | 343.0015 | 0.10192 | 0 | 0 | 0.20385 | 343.3707 | 0.10273 | 0 | 0 | 0.20545 | 343.6475 | 0.10333 | 0 | 0 | 0.20665 | 343.8321 | 0.10373 | 0 | 0 | 0.20745 | 344.1089 | 0.10433 | 0 | 0 | 0.20865 | 344.2934 | 0.10473 | 0 | 0 | 0.20945 | 344.5703 | 0.10533 | 0 | 0 | 0.21065 | 344.8471 | 0.10593 | 0 | 0 | 0.21186 | 345.0317 | 0.10633 | 0 | 0 | 0.21266 | 345.3085 | 0.10693 | 0 | 0 | 0.21386 | 345.5854 | 0.10753 | 0 | 0 | 0.21506 | 345.6776 | 0.10773 | 0 | 0 | 0.21546 | 345.9545 | 0.10833 | 0 | 0 | 0.21666 | 346.2313 | 0.10893 | 0 | 0 | 0.21786 | 346.4159 | 0.10933 | 0 | 0 | 0.21866 | 346.6927 | 0.10993 | 0 | 0 | 0.21986 | 346.8773 | 0.11033 | 0 | 0 | 0.22066 | 347.0618 | 0.11073 | 0 | 0 | 0.22146
2017-01-03 05:00 | 308.2817 | 0.91886 |  | 323.7157 | 0.060094 | 0 | 0 | 0.12019 | 332.8125 | 0.079825 | 0 | 0 | 0.15965 | 340.2553 | 0.095968 | 0 | 0 | 0.19194 | 340.5309 | 0.096566 | 0 | 0 | 0.19313 | 340.7147 | 0.096964 | 0 | 0 | 0.19393 | 340.9903 | 0.097562 | 0 | 0 | 0.19512 | 341.266 | 0.09816 | 0 | 0 | 0.19632 | 341.5417 | 0.098758 | 0 | 0 | 0.19752 | 341.9092 | 0.099555 | 0 | 0 | 0.19911 | 342.1849 | 0.10015 | 0 | 0 | 0.20031 | 342.3686 | 0.10055 | 0 | 0 | 0.2011 | 342.6443 | 0.10115 | 0 | 0 | 0.2023 | 342.8281 | 0.10155 | 0 | 0 | 0.2031 | 343.1037 | 0.10215 | 0 | 0 | 0.20429 | 343.3794 | 0.10274 | 0 | 0 | 0.20549 | 343.5632 | 0.10314 | 0 | 0 | 0.20629 | 343.8388 | 0.10374 | 0 | 0 | 0.20748 | 344.1145 | 0.10434 | 0 | 0 | 0.20868 | 344.2064 | 0.10454 | 0 | 0 | 0.20908 | 344.482 | 0.10514 | 0 | 0 | 0.21027 | 344.7577 | 0.10573 | 0 | 0 | 0.21147 | 344.9415 | 0.10613 | 0 | 0 | 0.21226 | 345.2171 | 0.10673 | 0 | 0 | 0.21346 | 345.4009 | 0.10713 | 0 | 0 | 0.21426 | 345.5847 | 0.10753 | 0 | 0 | 0.21505
2017-01-03 06:00 | 307.9873 | 0.91799 |  | 323.4066 | 0.059423 | 0 | 0 | 0.11885 | 332.4947 | 0.079135 | 0 | 0 | 0.15827 | 339.9303 | 0.095263 | 0 | 0 | 0.19053 | 340.2057 | 0.095861 | 0 | 0 | 0.19172 | 340.3893 | 0.096259 | 0 | 0 | 0.19252 | 340.6647 | 0.096856 | 0 | 0 | 0.19371 | 340.9401 | 0.097453 | 0 | 0 | 0.19491 | 341.2155 | 0.098051 | 0 | 0 | 0.1961 | 341.5827 | 0.098847 | 0 | 0 | 0.19769 | 341.8581 | 0.099445 | 0 | 0 | 0.19889 | 342.0417 | 0.099843 | 0 | 0 | 0.19969 | 342.3171 | 0.10044 | 0 | 0 | 0.20088 | 342.5007 | 0.10084 | 0 | 0 | 0.20168 | 342.7761 | 0.10144 | 0 | 0 | 0.20287 | 343.0515 | 0.10203 | 0 | 0 | 0.20407 | 343.2351 | 0.10243 | 0 | 0 | 0.20486 | 343.5105 | 0.10303 | 0 | 0 | 0.20606 | 343.7859 | 0.10363 | 0 | 0 | 0.20725 | 343.8777 | 0.10383 | 0 | 0 | 0.20765 | 344.1531 | 0.10442 | 0 | 0 | 0.20884 | 344.4285 | 0.10502 | 0 | 0 | 0.21004 | 344.6121 | 0.10542 | 0 | 0 | 0.21084 | 344.8875 | 0.10602 | 0 | 0 | 0.21203 | 345.0711 | 0.10641 | 0 | 0 | 0.21283 | 345.2547 | 0.10681 | 0 | 0 | 0.21362
2017-01-03 07:00 | 317.0736 | 0.94507 |  | 332.9479 | 0.080118 | 0 | 0 | 0.16024 | 342.304 | 0.10041 | 0 | 0 | 0.20082 | 349.9591 | 0.11702 | 0 | 0 | 0.23403 | 350.2426 | 0.11763 | 0 | 0 | 0.23526 | 350.4316 | 0.11804 | 0 | 0 | 0.23608 | 350.7152 | 0.11866 | 0 | 0 | 0.23731 | 350.9987 | 0.11927 | 0 | 0 | 0.23854 | 351.2822 | 0.11989 | 0 | 0 | 0.23977 | 351.6602 | 0.12071 | 0 | 0 | 0.24141 | 351.9437 | 0.12132 | 0 | 0 | 0.24264 | 352.1328 | 0.12173 | 0 | 0 | 0.24346 | 352.4163 | 0.12235 | 0 | 0 | 0.24469 | 352.6053 | 0.12276 | 0 | 0 | 0.24551 | 352.8888 | 0.12337 | 0 | 0 | 0.24674 | 353.1723 | 0.12399 | 0 | 0 | 0.24797 | 353.3613 | 0.1244 | 0 | 0 | 0.24879 | 353.6449 | 0.12501 | 0 | 0 | 0.25002 | 353.9284 | 0.12562 | 0 | 0 | 0.25125 | 354.0229 | 0.12583 | 0 | 0 | 0.25166 | 354.3064 | 0.12644 | 0 | 0 | 0.25289 | 354.5899 | 0.12706 | 0 | 0 | 0.25412 | 354.7789 | 0.12747 | 0 | 0 | 0.25494 | 355.0625 | 0.12808 | 0 | 0 | 0.25617 | 355.2515 | 0.12849 | 0 | 0 | 0.25699 | 355.4405 | 0.1289 | 0 | 0 | 0.25781
2017-01-03 08:00 | 313.1775 | 0.93346 |  | 328.8566 | 0.071244 | 0 | 0 | 0.14249 | 338.0979 | 0.091289 | 0 | 0 | 0.18258 | 345.6589 | 0.10769 | 0 | 0 | 0.21538 | 345.9389 | 0.1083 | 0 | 0 | 0.21659 | 346.1256 | 0.1087 | 0 | 0 | 0.2174 | 346.4056 | 0.10931 | 0 | 0 | 0.21862 | 346.6857 | 0.10992 | 0 | 0 | 0.21983 | 346.9657 | 0.11052 | 0 | 0 | 0.22105 | 347.3391 | 0.11133 | 0 | 0 | 0.22267 | 347.6191 | 0.11194 | 0 | 0 | 0.22388 | 347.8058 | 0.11235 | 0 | 0 | 0.22469 | 348.0858 | 0.11295 | 0 | 0 | 0.22591 | 348.2725 | 0.11336 | 0 | 0 | 0.22671 | 348.5526 | 0.11396 | 0 | 0 | 0.22793 | 348.8326 | 0.11457 | 0 | 0 | 0.22914 | 349.0193 | 0.11498 | 0 | 0 | 0.22995 | 349.2993 | 0.11558 | 0 | 0 | 0.23117 | 349.5794 | 0.11619 | 0 | 0 | 0.23238 | 349.6727 | 0.11639 | 0 | 0 | 0.23279 | 349.9528 | 0.117 | 0 | 0 | 0.234 | 350.2328 | 0.11761 | 0 | 0 | 0.23522 | 350.4195 | 0.11801 | 0 | 0 | 0.23603 | 350.6995 | 0.11862 | 0 | 0 | 0.23724 | 350.8862 | 0.11903 | 0 | 0 | 0.23805 | 351.0729 | 0.11943 | 0 | 0 | 0.23886
2017-01-03 09:00 | 319.0523 | 0.95097 |  | 335.0256 | 0.084625 | 0 | 0 | 0.16925 | 344.4402 | 0.10505 | 0 | 0 | 0.21009 | 352.143 | 0.12175 | 0 | 0 | 0.2435 | 352.4283 | 0.12237 | 0 | 0 | 0.24474 | 352.6185 | 0.12278 | 0 | 0 | 0.24557 | 352.9038 | 0.1234 | 0 | 0 | 0.24681 | 353.1891 | 0.12402 | 0 | 0 | 0.24804 | 353.4744 | 0.12464 | 0 | 0 | 0.24928 | 353.8547 | 0.12547 | 0 | 0 | 0.25093 | 354.14 | 0.12608 | 0 | 0 | 0.25217 | 354.3302 | 0.1265 | 0 | 0 | 0.25299 | 354.6155 | 0.12712 | 0 | 0 | 0.25423 | 354.8057 | 0.12753 | 0 | 0 | 0.25506 | 355.091 | 0.12815 | 0 | 0 | 0.25629 | 355.3763 | 0.12877 | 0 | 0 | 0.25753 | 355.5665 | 0.12918 | 0 | 0 | 0.25836 | 355.8518 | 0.1298 | 0 | 0 | 0.25959 | 356.1371 | 0.13042 | 0 | 0 | 0.26083 | 356.2322 | 0.13062 | 0 | 0 | 0.26124 | 356.5175 | 0.13124 | 0 | 0 | 0.26248 | 356.8027 | 0.13186 | 0 | 0 | 0.26372 | 356.9929 | 0.13227 | 0 | 0 | 0.26454 | 357.2782 | 0.13289 | 0 | 0 | 0.26578 | 357.4684 | 0.1333 | 0 | 0 | 0.26661 | 357.6586 | 0.13372 | 0 | 0 | 0.26743
2017-01-03 10:00 | 312.9631 | 0.93282 |  | 328.6315 | 0.070756 | 0 | 0 | 0.14151 | 337.8664 | 0.090787 | 0 | 0 | 0.18157 | 345.4223 | 0.10718 | 0 | 0 | 0.21435 | 345.7021 | 0.10778 | 0 | 0 | 0.21556 | 345.8887 | 0.10819 | 0 | 0 | 0.21637 | 346.1685 | 0.10879 | 0 | 0 | 0.21759 | 346.4484 | 0.1094 | 0 | 0 | 0.2188 | 346.7282 | 0.11001 | 0 | 0 | 0.22002 | 347.1013 | 0.11082 | 0 | 0 | 0.22163 | 347.3812 | 0.11142 | 0 | 0 | 0.22285 | 347.5677 | 0.11183 | 0 | 0 | 0.22366 | 347.8476 | 0.11244 | 0 | 0 | 0.22487 | 348.0341 | 0.11284 | 0 | 0 | 0.22568 | 348.314 | 0.11345 | 0 | 0 | 0.22689 | 348.5938 | 0.11405 | 0 | 0 | 0.22811 | 348.7804 | 0.11446 | 0 | 0 | 0.22892 | 349.0602 | 0.11507 | 0 | 0 | 0.23013 | 349.3401 | 0.11567 | 0 | 0 | 0.23135 | 349.4334 | 0.11588 | 0 | 0 | 0.23175 | 349.7132 | 0.11648 | 0 | 0 | 0.23296 | 349.9931 | 0.11709 | 0 | 0 | 0.23418 | 350.1796 | 0.11749 | 0 | 0 | 0.23499 | 350.4595 | 0.1181 | 0 | 0 | 0.2362 | 350.646 | 0.11851 | 0 | 0 | 0.23701 | 350.8326 | 0.11891 | 0 | 0 | 0.23782
2017-01-03 11:00 | 312.7137 | 0.93207 |  | 328.3696 | 0.070188 | 0 | 0 | 0.14038 | 337.5971 | 0.090202 | 0 | 0 | 0.1804 | 345.1469 | 0.10658 | 0 | 0 | 0.21316 | 345.4265 | 0.10718 | 0 | 0 | 0.21437 | 345.6129 | 0.10759 | 0 | 0 | 0.21518 | 345.8926 | 0.1082 | 0 | 0 | 0.21639 | 346.1722 | 0.1088 | 0 | 0 | 0.2176 | 346.4518 | 0.10941 | 0 | 0 | 0.21882 | 346.8246 | 0.11022 | 0 | 0 | 0.22043 | 347.1043 | 0.11082 | 0 | 0 | 0.22165 | 347.2907 | 0.11123 | 0 | 0 | 0.22246 | 347.5703 | 0.11183 | 0 | 0 | 0.22367 | 347.7567 | 0.11224 | 0 | 0 | 0.22448 | 348.0363 | 0.11285 | 0 | 0 | 0.22569 | 348.316 | 0.11345 | 0 | 0 | 0.2269 | 348.5024 | 0.11386 | 0 | 0 | 0.22771 | 348.782 | 0.11446 | 0 | 0 | 0.22892 | 349.0616 | 0.11507 | 0 | 0 | 0.23014 | 349.1548 | 0.11527 | 0 | 0 | 0.23054 | 349.4344 | 0.11588 | 0 | 0 | 0.23176 | 349.7141 | 0.11648 | 0 | 0 | 0.23297 | 349.9005 | 0.11689 | 0 | 0 | 0.23378 | 350.1801 | 0.11749 | 0 | 0 | 0.23499 | 350.3665 | 0.1179 | 0 | 0 | 0.2358 | 350.5529 | 0.1183 | 0 | 0 | 0.23661
2017-01-03 12:00 | 319.382 | 0.95195 |  | 335.3717 | 0.085376 | 0 | 0 | 0.17075 | 344.796 | 0.10582 | 0 | 0 | 0.21163 | 352.5068 | 0.12254 | 0 | 0 | 0.24508 | 352.7924 | 0.12316 | 0 | 0 | 0.24632 | 352.9828 | 0.12357 | 0 | 0 | 0.24715 | 353.2684 | 0.12419 | 0 | 0 | 0.24839 | 353.554 | 0.12481 | 0 | 0 | 0.24963 | 353.8396 | 0.12543 | 0 | 0 | 0.25086 | 354.2203 | 0.12626 | 0 | 0 | 0.25252 | 354.5059 | 0.12688 | 0 | 0 | 0.25376 | 354.6963 | 0.12729 | 0 | 0 | 0.25458 | 354.9819 | 0.12791 | 0 | 0 | 0.25582 | 355.1723 | 0.12832 | 0 | 0 | 0.25665 | 355.4579 | 0.12894 | 0 | 0 | 0.25788 | 355.7435 | 0.12956 | 0 | 0 | 0.25912 | 355.9338 | 0.12997 | 0 | 0 | 0.25995 | 356.2194 | 0.13059 | 0 | 0 | 0.26119 | 356.505 | 0.13121 | 0 | 0 | 0.26243 | 356.6002 | 0.13142 | 0 | 0 | 0.26284 | 356.8858 | 0.13204 | 0 | 0 | 0.26408 | 357.1714 | 0.13266 | 0 | 0 | 0.26532 | 357.3618 | 0.13307 | 0 | 0 | 0.26614 | 357.6474 | 0.13369 | 0 | 0 | 0.26738 | 357.8377 | 0.1341 | 0 | 0 | 0.26821 | 358.0281 | 0.13452 | 0 | 0 | 0.26903
2017-01-03 13:00 | 316.4863 | 0.94332 |  | 332.3311 | 0.078781 | 0 | 0 | 0.15756 | 341.67 | 0.099036 | 0 | 0 | 0.19807 | 349.3109 | 0.11561 | 0 | 0 | 0.23122 | 349.5939 | 0.11622 | 0 | 0 | 0.23245 | 349.7825 | 0.11663 | 0 | 0 | 0.23327 | 350.0655 | 0.11725 | 0 | 0 | 0.23449 | 350.3485 | 0.11786 | 0 | 0 | 0.23572 | 350.6315 | 0.11847 | 0 | 0 | 0.23695 | 351.0088 | 0.11929 | 0 | 0 | 0.23858 | 351.2918 | 0.11991 | 0 | 0 | 0.23981 | 351.4805 | 0.12032 | 0 | 0 | 0.24063 | 351.7635 | 0.12093 | 0 | 0 | 0.24186 | 351.9521 | 0.12134 | 0 | 0 | 0.24268 | 352.2351 | 0.12195 | 0 | 0 | 0.2439 | 352.5181 | 0.12257 | 0 | 0 | 0.24513 | 352.7068 | 0.12298 | 0 | 0 | 0.24595 | 352.9898 | 0.12359 | 0 | 0 | 0.24718 | 353.2728 | 0.1242 | 0 | 0 | 0.24841 | 353.3671 | 0.12441 | 0 | 0 | 0.24882 | 353.6501 | 0.12502 | 0 | 0 | 0.25004 | 353.9331 | 0.12564 | 0 | 0 | 0.25127 | 354.1218 | 0.12604 | 0 | 0 | 0.25209 | 354.4048 | 0.12666 | 0 | 0 | 0.25332 | 354.5934 | 0.12707 | 0 | 0 | 0.25413 | 354.7821 | 0.12748 | 0 | 0 | 0.25495
2017-01-03 14:00 | 307.3998 | 0.91624 |  | 322.7897 | 0.058085 | 0 | 0 | 0.11617 | 331.8604 | 0.07776 | 0 | 0 | 0.15552 | 339.2819 | 0.093857 | 0 | 0 | 0.18771 | 339.5568 | 0.094453 | 0 | 0 | 0.18891 | 339.74 | 0.09485 | 0 | 0 | 0.1897 | 340.0149 | 0.095447 | 0 | 0 | 0.19089 | 340.2898 | 0.096043 | 0 | 0 | 0.19209 | 340.5646 | 0.096639 | 0 | 0 | 0.19328 | 340.9311 | 0.097434 | 0 | 0 | 0.19487 | 341.206 | 0.09803 | 0 | 0 | 0.19606 | 341.3893 | 0.098428 | 0 | 0 | 0.19686 | 341.6641 | 0.099024 | 0 | 0 | 0.19805 | 341.8474 | 0.099421 | 0 | 0 | 0.19884 | 342.1222 | 0.10002 | 0 | 0 | 0.20003 | 342.3971 | 0.10061 | 0 | 0 | 0.20123 | 342.5804 | 0.10101 | 0 | 0 | 0.20202 | 342.8552 | 0.10161 | 0 | 0 | 0.20321 | 343.1301 | 0.1022 | 0 | 0 | 0.20441 | 343.2217 | 0.1024 | 0 | 0 | 0.2048 | 343.4966 | 0.103 | 0 | 0 | 0.206 | 343.7715 | 0.10359 | 0 | 0 | 0.20719 | 343.9547 | 0.10399 | 0 | 0 | 0.20798 | 344.2296 | 0.10459 | 0 | 0 | 0.20918 | 344.4128 | 0.10499 | 0 | 0 | 0.20997 | 344.5961 | 0.10538 | 0 | 0 | 0.21077
2017-01-03 15:00 | 305.9478 | 0.91191 |  | 321.2649 | 0.054778 | 0 | 0 | 0.10956 | 330.2928 | 0.074359 | 0 | 0 | 0.14872 | 337.6793 | 0.090381 | 0 | 0 | 0.18076 | 337.9528 | 0.090974 | 0 | 0 | 0.18195 | 338.1352 | 0.09137 | 0 | 0 | 0.18274 | 338.4088 | 0.091963 | 0 | 0 | 0.18393 | 338.6824 | 0.092556 | 0 | 0 | 0.18511 | 338.9559 | 0.09315 | 0 | 0 | 0.1863 | 339.3207 | 0.093941 | 0 | 0 | 0.18788 | 339.5943 | 0.094534 | 0 | 0 | 0.18907 | 339.7767 | 0.09493 | 0 | 0 | 0.18986 | 340.0502 | 0.095523 | 0 | 0 | 0.19105 | 340.2326 | 0.095919 | 0 | 0 | 0.19184 | 340.5062 | 0.096512 | 0 | 0 | 0.19302 | 340.7798 | 0.097106 | 0 | 0 | 0.19421 | 340.9621 | 0.097501 | 0 | 0 | 0.195 | 341.2357 | 0.098095 | 0 | 0 | 0.19619 | 341.5093 | 0.098688 | 0 | 0 | 0.19738 | 341.6005 | 0.098886 | 0 | 0 | 0.19777 | 341.874 | 0.099479 | 0 | 0 | 0.19896 | 342.1476 | 0.10007 | 0 | 0 | 0.20015 | 342.33 | 0.10047 | 0 | 0 | 0.20094 | 342.6036 | 0.10106 | 0 | 0 | 0.20212 | 342.786 | 0.10146 | 0 | 0 | 0.20291 | 342.9683 | 0.10185 | 0 | 0 | 0.20371
2017-01-03 16:00 | 300.2188 | 0.89483 |  | 315.2491 | 0.04173 | 0 | 0 | 0.083459 | 324.108 | 0.060945 | 0 | 0 | 0.12189 | 331.3561 | 0.076666 | 0 | 0 | 0.15333 | 331.6246 | 0.077248 | 0 | 0 | 0.1545 | 331.8035 | 0.077636 | 0 | 0 | 0.15527 | 332.072 | 0.078218 | 0 | 0 | 0.15644 | 332.3404 | 0.078801 | 0 | 0 | 0.1576 | 332.6089 | 0.079383 | 0 | 0 | 0.15877 | 332.9668 | 0.080159 | 0 | 0 | 0.16032 | 333.2353 | 0.080742 | 0 | 0 | 0.16148 | 333.4142 | 0.08113 | 0 | 0 | 0.16226 | 333.6827 | 0.081712 | 0 | 0 | 0.16342 | 333.8616 | 0.0821 | 0 | 0 | 0.1642 | 334.1301 | 0.082682 | 0 | 0 | 0.16536 | 334.3985 | 0.083265 | 0 | 0 | 0.16653 | 334.5775 | 0.083653 | 0 | 0 | 0.16731 | 334.846 | 0.084235 | 0 | 0 | 0.16847 | 335.1144 | 0.084817 | 0 | 0 | 0.16963 | 335.2039 | 0.085012 | 0 | 0 | 0.17002 | 335.4723 | 0.085594 | 0 | 0 | 0.17119 | 335.7408 | 0.086176 | 0 | 0 | 0.17235 | 335.9198 | 0.086564 | 0 | 0 | 0.17313 | 336.1882 | 0.087147 | 0 | 0 | 0.17429 | 336.3672 | 0.087535 | 0 | 0 | 0.17507 | 336.5461 | 0.087923 | 0 | 0 | 0.17585
2017-01-03 17:00 | 302.8579 | 0.9027 |  | 318.0204 | 0.047741 | 0 | 0 | 0.095481 | 326.9571 | 0.067124 | 0 | 0 | 0.13425 | 334.269 | 0.082984 | 0 | 0 | 0.16597 | 334.5398 | 0.083571 | 0 | 0 | 0.16714 | 334.7203 | 0.083963 | 0 | 0 | 0.16793 | 334.9911 | 0.08455 | 0 | 0 | 0.1691 | 335.2619 | 0.085137 | 0 | 0 | 0.17027 | 335.5327 | 0.085725 | 0 | 0 | 0.17145 | 335.8938 | 0.086508 | 0 | 0 | 0.17302 | 336.1646 | 0.087095 | 0 | 0 | 0.17419 | 336.3452 | 0.087487 | 0 | 0 | 0.17497 | 336.616 | 0.088074 | 0 | 0 | 0.17615 | 336.7965 | 0.088466 | 0 | 0 | 0.17693 | 337.0673 | 0.089053 | 0 | 0 | 0.17811 | 337.3381 | 0.089641 | 0 | 0 | 0.17928 | 337.5187 | 0.090032 | 0 | 0 | 0.18006 | 337.7895 | 0.09062 | 0 | 0 | 0.18124 | 338.0603 | 0.091207 | 0 | 0 | 0.18241 | 338.1506 | 0.091403 | 0 | 0 | 0.18281 | 338.4214 | 0.09199 | 0 | 0 | 0.18398 | 338.6922 | 0.092578 | 0 | 0 | 0.18516 | 338.8727 | 0.092969 | 0 | 0 | 0.18594 | 339.1435 | 0.093557 | 0 | 0 | 0.18711 | 339.3241 | 0.093948 | 0 | 0 | 0.1879 | 339.5046 | 0.09434 | 0 | 0 | 0.18868
2017-01-03 18:00 | 306.7084 | 0.91417 |  | 322.0637 | 0.056511 | 0 | 0 | 0.11302 | 331.114 | 0.076141 | 0 | 0 | 0.15228 | 338.5189 | 0.092202 | 0 | 0 | 0.1844 | 338.7931 | 0.092797 | 0 | 0 | 0.18559 | 338.9759 | 0.093193 | 0 | 0 | 0.18639 | 339.2502 | 0.093788 | 0 | 0 | 0.18758 | 339.5245 | 0.094383 | 0 | 0 | 0.18877 | 339.7987 | 0.094978 | 0 | 0 | 0.18996 | 340.1644 | 0.095771 | 0 | 0 | 0.19154 | 340.4386 | 0.096366 | 0 | 0 | 0.19273 | 340.6215 | 0.096762 | 0 | 0 | 0.19352 | 340.8957 | 0.097357 | 0 | 0 | 0.19471 | 341.0785 | 0.097754 | 0 | 0 | 0.19551 | 341.3528 | 0.098349 | 0 | 0 | 0.1967 | 341.6271 | 0.098943 | 0 | 0 | 0.19789 | 341.8099 | 0.09934 | 0 | 0 | 0.19868 | 342.0841 | 0.099935 | 0 | 0 | 0.19987 | 342.3584 | 0.10053 | 0 | 0 | 0.20106 | 342.4498 | 0.10073 | 0 | 0 | 0.20146 | 342.7241 | 0.10132 | 0 | 0 | 0.20265 | 342.9983 | 0.10192 | 0 | 0 | 0.20384 | 343.1812 | 0.10231 | 0 | 0 | 0.20463 | 343.4554 | 0.10291 | 0 | 0 | 0.20582 | 343.6382 | 0.10331 | 0 | 0 | 0.20661 | 343.8211 | 0.1037 | 0 | 0 | 0.2074
2017-01-03 19:00 | 310.0537 | 0.92415 |  | 325.5765 | 0.06413 | 0 | 0 | 0.12826 | 334.7255 | 0.083974 | 0 | 0 | 0.16795 | 342.2111 | 0.10021 | 0 | 0 | 0.20042 | 342.4884 | 0.10081 | 0 | 0 | 0.20162 | 342.6732 | 0.10121 | 0 | 0 | 0.20242 | 342.9504 | 0.10181 | 0 | 0 | 0.20363 | 343.2277 | 0.10242 | 0 | 0 | 0.20483 | 343.5049 | 0.10302 | 0 | 0 | 0.20603 | 343.8746 | 0.10382 | 0 | 0 | 0.20764 | 344.1518 | 0.10442 | 0 | 0 | 0.20884 | 344.3366 | 0.10482 | 0 | 0 | 0.20964 | 344.6139 | 0.10542 | 0 | 0 | 0.21084 | 344.7987 | 0.10582 | 0 | 0 | 0.21165 | 345.076 | 0.10642 | 0 | 0 | 0.21285 | 345.3532 | 0.10703 | 0 | 0 | 0.21405 | 345.538 | 0.10743 | 0 | 0 | 0.21485 | 345.8153 | 0.10803 | 0 | 0 | 0.21606 | 346.0925 | 0.10863 | 0 | 0 | 0.21726 | 346.1849 | 0.10883 | 0 | 0 | 0.21766 | 346.4622 | 0.10943 | 0 | 0 | 0.21886 | 346.7394 | 0.11003 | 0 | 0 | 0.22006 | 346.9243 | 0.11043 | 0 | 0 | 0.22087 | 347.2015 | 0.11103 | 0 | 0 | 0.22207 | 347.3863 | 0.11144 | 0 | 0 | 0.22287 | 347.5712 | 0.11184 | 0 | 0 | 0.22367
2017-01-03 20:00 | 309.3799 | 0.92214 |  | 324.8689 | 0.062595 | 0 | 0 | 0.12519 | 333.9981 | 0.082396 | 0 | 0 | 0.16479 | 341.4674 | 0.098597 | 0 | 0 | 0.19719 | 341.7441 | 0.099197 | 0 | 0 | 0.19839 | 341.9285 | 0.099597 | 0 | 0 | 0.19919 | 342.2051 | 0.1002 | 0 | 0 | 0.20039 | 342.4818 | 0.1008 | 0 | 0 | 0.20159 | 342.7584 | 0.1014 | 0 | 0 | 0.20279 | 343.1273 | 0.1022 | 0 | 0 | 0.20439 | 343.4039 | 0.1028 | 0 | 0 | 0.20559 | 343.5883 | 0.1032 | 0 | 0 | 0.20639 | 343.865 | 0.1038 | 0 | 0 | 0.20759 | 344.0494 | 0.1042 | 0 | 0 | 0.20839 | 344.326 | 0.1048 | 0 | 0 | 0.2096 | 344.6027 | 0.1054 | 0 | 0 | 0.2108 | 344.7871 | 0.1058 | 0 | 0 | 0.2116 | 345.0638 | 0.1064 | 0 | 0 | 0.2128 | 345.3404 | 0.107 | 0 | 0 | 0.214 | 345.4326 | 0.1072 | 0 | 0 | 0.2144 | 345.7093 | 0.1078 | 0 | 0 | 0.2156 | 345.9859 | 0.1084 | 0 | 0 | 0.2168 | 346.1703 | 0.1088 | 0 | 0 | 0.2176 | 346.447 | 0.1094 | 0 | 0 | 0.2188 | 346.6314 | 0.1098 | 0 | 0 | 0.2196 | 346.8158 | 0.1102 | 0 | 0 | 0.2204
2017-01-03 21:00 | 311.2836 | 0.92781 |  | 326.8679 | 0.066931 | 0 | 0 | 0.13386 | 336.0533 | 0.086854 | 0 | 0 | 0.17371 | 343.5685 | 0.10315 | 0 | 0 | 0.20631 | 343.8469 | 0.10376 | 0 | 0 | 0.20752 | 344.0324 | 0.10416 | 0 | 0 | 0.20832 | 344.3108 | 0.10476 | 0 | 0 | 0.20953 | 344.5891 | 0.10537 | 0 | 0 | 0.21074 | 344.8675 | 0.10597 | 0 | 0 | 0.21194 | 345.2386 | 0.10678 | 0 | 0 | 0.21355 | 345.5169 | 0.10738 | 0 | 0 | 0.21476 | 345.7025 | 0.10778 | 0 | 0 | 0.21557 | 345.9808 | 0.10839 | 0 | 0 | 0.21677 | 346.1664 | 0.10879 | 0 | 0 | 0.21758 | 346.4447 | 0.10939 | 0 | 0 | 0.21879 | 346.7231 | 0.11 | 0 | 0 | 0.21999 | 346.9087 | 0.1104 | 0 | 0 | 0.2208 | 347.187 | 0.111 | 0 | 0 | 0.22201 | 347.4653 | 0.11161 | 0 | 0 | 0.22321 | 347.5581 | 0.11181 | 0 | 0 | 0.22362 | 347.8365 | 0.11241 | 0 | 0 | 0.22482 | 348.1148 | 0.11302 | 0 | 0 | 0.22603 | 348.3004 | 0.11342 | 0 | 0 | 0.22684 | 348.5787 | 0.11402 | 0 | 0 | 0.22804 | 348.7643 | 0.11442 | 0 | 0 | 0.22885 | 348.9498 | 0.11483 | 0 | 0 | 0.22965
2017-01-03 22:00 | 316.8531 | 0.94441 |  | 332.7162 | 0.079616 | 0 | 0 | 0.15923 | 342.0659 | 0.099895 | 0 | 0 | 0.19979 | 349.7157 | 0.11649 | 0 | 0 | 0.23298 | 349.999 | 0.1171 | 0 | 0 | 0.2342 | 350.1879 | 0.11751 | 0 | 0 | 0.23502 | 350.4712 | 0.11813 | 0 | 0 | 0.23625 | 350.7545 | 0.11874 | 0 | 0 | 0.23748 | 351.0378 | 0.11936 | 0 | 0 | 0.23871 | 351.4156 | 0.12017 | 0 | 0 | 0.24035 | 351.6989 | 0.12079 | 0 | 0 | 0.24158 | 351.8878 | 0.1212 | 0 | 0 | 0.2424 | 352.1711 | 0.12181 | 0 | 0 | 0.24363 | 352.36 | 0.12222 | 0 | 0 | 0.24445 | 352.6433 | 0.12284 | 0 | 0 | 0.24568 | 352.9267 | 0.12345 | 0 | 0 | 0.2469 | 353.1155 | 0.12386 | 0 | 0 | 0.24772 | 353.3989 | 0.12448 | 0 | 0 | 0.24895 | 353.6822 | 0.12509 | 0 | 0 | 0.25018 | 353.7766 | 0.1253 | 0 | 0 | 0.25059 | 354.0599 | 0.12591 | 0 | 0 | 0.25182 | 354.3433 | 0.12652 | 0 | 0 | 0.25305 | 354.5322 | 0.12693 | 0 | 0 | 0.25387 | 354.8155 | 0.12755 | 0 | 0 | 0.2551 | 355.0044 | 0.12796 | 0 | 0 | 0.25592 | 355.1932 | 0.12837 | 0 | 0 | 0.25674
2017-01-03 23:00 | 314.6555 | 0.93786 |  | 330.4087 | 0.074611 | 0 | 0 | 0.14922 | 339.6935 | 0.09475 | 0 | 0 | 0.1895 | 347.2902 | 0.11123 | 0 | 0 | 0.22245 | 347.5716 | 0.11184 | 0 | 0 | 0.22367 | 347.7591 | 0.11224 | 0 | 0 | 0.22449 | 348.0405 | 0.11285 | 0 | 0 | 0.22571 | 348.3219 | 0.11346 | 0 | 0 | 0.22693 | 348.6032 | 0.11407 | 0 | 0 | 0.22815 | 348.9784 | 0.11489 | 0 | 0 | 0.22978 | 349.2597 | 0.1155 | 0 | 0 | 0.231 | 349.4473 | 0.11591 | 0 | 0 | 0.23181 | 349.7286 | 0.11652 | 0 | 0 | 0.23303 | 349.9162 | 0.11692 | 0 | 0 | 0.23385 | 350.1976 | 0.11753 | 0 | 0 | 0.23507 | 350.4789 | 0.11814 | 0 | 0 | 0.23629 | 350.6665 | 0.11855 | 0 | 0 | 0.2371 | 350.9479 | 0.11916 | 0 | 0 | 0.23832 | 351.2292 | 0.11977 | 0 | 0 | 0.23954 | 351.323 | 0.11997 | 0 | 0 | 0.23995 | 351.6044 | 0.12058 | 0 | 0 | 0.24117 | 351.8857 | 0.12119 | 0 | 0 | 0.24239 | 352.0733 | 0.1216 | 0 | 0 | 0.2432 | 352.3547 | 0.12221 | 0 | 0 | 0.24442 | 352.5422 | 0.12262 | 0 | 0 | 0.24524 | 352.7298 | 0.12303 | 0 | 0 | 0.24605
2017-01-04 | 312.3842 | 0.93109 |  | 328.0237 | 0.069438 | 0 | 0 | 0.13888 | 337.2415 | 0.089431 | 0 | 0 | 0.17886 | 344.7833 | 0.10579 | 0 | 0 | 0.21158 | 345.0626 | 0.1064 | 0 | 0 | 0.21279 | 345.2489 | 0.1068 | 0 | 0 | 0.2136 | 345.5282 | 0.1074 | 0 | 0 | 0.21481 | 345.8075 | 0.10801 | 0 | 0 | 0.21602 | 346.0868 | 0.10862 | 0 | 0 | 0.21723 | 346.4593 | 0.10942 | 0 | 0 | 0.21885 | 346.7386 | 0.11003 | 0 | 0 | 0.22006 | 346.9248 | 0.11043 | 0 | 0 | 0.22087 | 347.2042 | 0.11104 | 0 | 0 | 0.22208 | 347.3904 | 0.11144 | 0 | 0 | 0.22289 | 347.6697 | 0.11205 | 0 | 0 | 0.2241 | 347.949 | 0.11266 | 0 | 0 | 0.22531 | 348.1352 | 0.11306 | 0 | 0 | 0.22612 | 348.4146 | 0.11367 | 0 | 0 | 0.22733 | 348.6939 | 0.11427 | 0 | 0 | 0.22854 | 348.787 | 0.11447 | 0 | 0 | 0.22895 | 349.0663 | 0.11508 | 0 | 0 | 0.23016 | 349.3457 | 0.11569 | 0 | 0 | 0.23137 | 349.5319 | 0.11609 | 0 | 0 | 0.23218 | 349.8112 | 0.11669 | 0 | 0 | 0.23339 | 349.9974 | 0.1171 | 0 | 0 | 0.2342 | 350.1836 | 0.1175 | 0 | 0 | 0.23501
2017-01-04 01:00 | 300.5007 | 0.89567 |  | 315.5452 | 0.042372 | 0 | 0 | 0.084744 | 324.4123 | 0.061605 | 0 | 0 | 0.12321 | 331.6673 | 0.077341 | 0 | 0 | 0.15468 | 331.936 | 0.077923 | 0 | 0 | 0.15585 | 332.1151 | 0.078312 | 0 | 0 | 0.15662 | 332.3838 | 0.078895 | 0 | 0 | 0.15779 | 332.6525 | 0.079478 | 0 | 0 | 0.15896 | 332.9212 | 0.08006 | 0 | 0 | 0.16012 | 333.2795 | 0.080838 | 0 | 0 | 0.16168 | 333.5482 | 0.08142 | 0 | 0 | 0.16284 | 333.7273 | 0.081809 | 0 | 0 | 0.16362 | 333.996 | 0.082392 | 0 | 0 | 0.16478 | 334.1752 | 0.08278 | 0 | 0 | 0.16556 | 334.4439 | 0.083363 | 0 | 0 | 0.16673 | 334.7126 | 0.083946 | 0 | 0 | 0.16789 | 334.8917 | 0.084334 | 0 | 0 | 0.16867 | 335.1604 | 0.084917 | 0 | 0 | 0.16983 | 335.4291 | 0.0855 | 0 | 0 | 0.171 | 335.5187 | 0.085694 | 0 | 0 | 0.17139 | 335.7874 | 0.086277 | 0 | 0 | 0.17255 | 336.0561 | 0.08686 | 0 | 0 | 0.17372 | 336.2352 | 0.087248 | 0 | 0 | 0.1745 | 336.5039 | 0.087831 | 0 | 0 | 0.17566 | 336.683 | 0.08822 | 0 | 0 | 0.17644 | 336.8622 | 0.088608 | 0 | 0 | 0.17722
2017-01-04 02:00 | 297.7004 | 0.88733 |  | 312.6047 | 0.035994 | 0 | 0 | 0.071988 | 321.3892 | 0.055047 | 0 | 0 | 0.11009 | 328.5765 | 0.070637 | 0 | 0 | 0.14127 | 328.8427 | 0.071214 | 0 | 0 | 0.14243 | 329.0202 | 0.071599 | 0 | 0 | 0.1432 | 329.2864 | 0.072176 | 0 | 0 | 0.14435 | 329.5526 | 0.072754 | 0 | 0 | 0.14551 | 329.8188 | 0.073331 | 0 | 0 | 0.14666 | 330.1737 | 0.074101 | 0 | 0 | 0.1482 | 330.4399 | 0.074678 | 0 | 0 | 0.14936 | 330.6174 | 0.075063 | 0 | 0 | 0.15013 | 330.8836 | 0.075641 | 0 | 0 | 0.15128 | 331.061 | 0.076026 | 0 | 0 | 0.15205 | 331.3272 | 0.076603 | 0 | 0 | 0.15321 | 331.5934 | 0.07718 | 0 | 0 | 0.15436 | 331.7709 | 0.077565 | 0 | 0 | 0.15513 | 332.0371 | 0.078143 | 0 | 0 | 0.15629 | 332.3033 | 0.07872 | 0 | 0 | 0.15744 | 332.392 | 0.078913 | 0 | 0 | 0.15783 | 332.6582 | 0.07949 | 0 | 0 | 0.15898 | 332.9244 | 0.080067 | 0 | 0 | 0.16013 | 333.1019 | 0.080452 | 0 | 0 | 0.1609 | 333.3681 | 0.08103 | 0 | 0 | 0.16206 | 333.5455 | 0.081415 | 0 | 0 | 0.16283 | 333.723 | 0.0818 | 0 | 0 | 0.1636
2017-01-04 03:00 | 301.0257 | 0.89724 |  | 316.0965 | 0.043568 | 0 | 0 | 0.087135 | 324.9791 | 0.062834 | 0 | 0 | 0.12567 | 332.2467 | 0.078597 | 0 | 0 | 0.15719 | 332.5159 | 0.079181 | 0 | 0 | 0.15836 | 332.6953 | 0.079571 | 0 | 0 | 0.15914 | 332.9645 | 0.080154 | 0 | 0 | 0.16031 | 333.2337 | 0.080738 | 0 | 0 | 0.16148 | 333.5029 | 0.081322 | 0 | 0 | 0.16264 | 333.8617 | 0.0821 | 0 | 0 | 0.1642 | 334.1309 | 0.082684 | 0 | 0 | 0.16537 | 334.3104 | 0.083073 | 0 | 0 | 0.16615 | 334.5795 | 0.083657 | 0 | 0 | 0.16731 | 334.759 | 0.084047 | 0 | 0 | 0.16809 | 335.0282 | 0.08463 | 0 | 0 | 0.16926 | 335.2973 | 0.085214 | 0 | 0 | 0.17043 | 335.4768 | 0.085603 | 0 | 0 | 0.17121 | 335.7459 | 0.086187 | 0 | 0 | 0.17237 | 336.0151 | 0.086771 | 0 | 0 | 0.17354 | 336.1048 | 0.086966 | 0 | 0 | 0.17393 | 336.374 | 0.08755 | 0 | 0 | 0.1751 | 336.6432 | 0.088133 | 0 | 0 | 0.17627 | 336.8226 | 0.088523 | 0 | 0 | 0.17705 | 337.0918 | 0.089106 | 0 | 0 | 0.17821 | 337.2712 | 0.089496 | 0 | 0 | 0.17899 | 337.4507 | 0.089885 | 0 | 0 | 0.17977
2017-01-04 04:00 | 300.8548 | 0.89673 |  | 315.9171 | 0.043178 | 0 | 0 | 0.086357 | 324.7947 | 0.062434 | 0 | 0 | 0.12487 | 332.0581 | 0.078188 | 0 | 0 | 0.15638 | 332.3272 | 0.078772 | 0 | 0 | 0.15754 | 332.5065 | 0.079161 | 0 | 0 | 0.15832 | 332.7755 | 0.079744 | 0 | 0 | 0.15949 | 333.0445 | 0.080328 | 0 | 0 | 0.16066 | 333.3136 | 0.080911 | 0 | 0 | 0.16182 | 333.6723 | 0.081689 | 0 | 0 | 0.16338 | 333.9413 | 0.082273 | 0 | 0 | 0.16455 | 334.1206 | 0.082662 | 0 | 0 | 0.16532 | 334.3896 | 0.083245 | 0 | 0 | 0.16649 | 334.569 | 0.083634 | 0 | 0 | 0.16727 | 334.838 | 0.084218 | 0 | 0 | 0.16844 | 335.107 | 0.084801 | 0 | 0 | 0.1696 | 335.2864 | 0.08519 | 0 | 0 | 0.17038 | 335.5554 | 0.085774 | 0 | 0 | 0.17155 | 335.8244 | 0.086357 | 0 | 0 | 0.17271 | 335.9141 | 0.086552 | 0 | 0 | 0.1731 | 336.1831 | 0.087135 | 0 | 0 | 0.17427 | 336.4521 | 0.087719 | 0 | 0 | 0.17544 | 336.6315 | 0.088108 | 0 | 0 | 0.17622 | 336.9005 | 0.088691 | 0 | 0 | 0.17738 | 337.0798 | 0.08908 | 0 | 0 | 0.17816 | 337.2592 | 0.089469 | 0 | 0 | 0.17894
2017-01-04 05:00 | 300.6227 | 0.89604 |  | 315.6733 | 0.04265 | 0 | 0 | 0.0853 | 324.5441 | 0.06189 | 0 | 0 | 0.12378 | 331.802 | 0.077633 | 0 | 0 | 0.15527 | 332.0708 | 0.078216 | 0 | 0 | 0.15643 | 332.25 | 0.078605 | 0 | 0 | 0.15721 | 332.5188 | 0.079188 | 0 | 0 | 0.15838 | 332.7876 | 0.079771 | 0 | 0 | 0.15954 | 333.0564 | 0.080354 | 0 | 0 | 0.16071 | 333.4148 | 0.081131 | 0 | 0 | 0.16226 | 333.6836 | 0.081714 | 0 | 0 | 0.16343 | 333.8629 | 0.082103 | 0 | 0 | 0.16421 | 334.1317 | 0.082686 | 0 | 0 | 0.16537 | 334.3109 | 0.083075 | 0 | 0 | 0.16615 | 334.5797 | 0.083658 | 0 | 0 | 0.16732 | 334.8485 | 0.084241 | 0 | 0 | 0.16848 | 335.0277 | 0.084629 | 0 | 0 | 0.16926 | 335.2965 | 0.085212 | 0 | 0 | 0.17042 | 335.5653 | 0.085795 | 0 | 0 | 0.17159 | 335.6549 | 0.08599 | 0 | 0 | 0.17198 | 335.9237 | 0.086573 | 0 | 0 | 0.17315 | 336.1925 | 0.087156 | 0 | 0 | 0.17431 | 336.3718 | 0.087545 | 0 | 0 | 0.17509 | 336.6406 | 0.088128 | 0 | 0 | 0.17626 | 336.8198 | 0.088516 | 0 | 0 | 0.17703 | 336.999 | 0.088905 | 0 | 0 | 0.17781
2017-01-04 06:00 | 311.8425 | 0.92948 |  | 327.4548 | 0.068204 | 0 | 0 | 0.13641 | 336.6566 | 0.088163 | 0 | 0 | 0.17633 | 344.1854 | 0.10449 | 0 | 0 | 0.20898 | 344.4643 | 0.1051 | 0 | 0 | 0.21019 | 344.6502 | 0.1055 | 0 | 0 | 0.211 | 344.929 | 0.10611 | 0 | 0 | 0.21221 | 345.2078 | 0.10671 | 0 | 0 | 0.21342 | 345.4867 | 0.10731 | 0 | 0 | 0.21463 | 345.8585 | 0.10812 | 0 | 0 | 0.21624 | 346.1373 | 0.10873 | 0 | 0 | 0.21745 | 346.3232 | 0.10913 | 0 | 0 | 0.21826 | 346.6021 | 0.10973 | 0 | 0 | 0.21947 | 346.7879 | 0.11014 | 0 | 0 | 0.22027 | 347.0668 | 0.11074 | 0 | 0 | 0.22148 | 347.3456 | 0.11135 | 0 | 0 | 0.22269 | 347.5315 | 0.11175 | 0 | 0 | 0.2235 | 347.8104 | 0.11236 | 0 | 0 | 0.22471 | 348.0892 | 0.11296 | 0 | 0 | 0.22592 | 348.1822 | 0.11316 | 0 | 0 | 0.22632 | 348.461 | 0.11377 | 0 | 0 | 0.22753 | 348.7399 | 0.11437 | 0 | 0 | 0.22874 | 348.9257 | 0.11477 | 0 | 0 | 0.22955 | 349.2046 | 0.11538 | 0 | 0 | 0.23076 | 349.3905 | 0.11578 | 0 | 0 | 0.23156 | 349.5764 | 0.11619 | 0 | 0 | 0.23237
2017-01-04 07:00 | 308.4829 | 0.91946 |  | 323.9271 | 0.060552 | 0 | 0 | 0.1211 | 333.0298 | 0.080296 | 0 | 0 | 0.16059 | 340.4774 | 0.09645 | 0 | 0 | 0.1929 | 340.7532 | 0.097048 | 0 | 0 | 0.1941 | 340.9371 | 0.097447 | 0 | 0 | 0.19489 | 341.213 | 0.098045 | 0 | 0 | 0.19609 | 341.4888 | 0.098644 | 0 | 0 | 0.19729 | 341.7647 | 0.099242 | 0 | 0 | 0.19848 | 342.1324 | 0.10004 | 0 | 0 | 0.20008 | 342.4083 | 0.10064 | 0 | 0 | 0.20128 | 342.5922 | 0.10104 | 0 | 0 | 0.20207 | 342.868 | 0.10164 | 0 | 0 | 0.20327 | 343.0519 | 0.10203 | 0 | 0 | 0.20407 | 343.3277 | 0.10263 | 0 | 0 | 0.20526 | 343.6036 | 0.10323 | 0 | 0 | 0.20646 | 343.7875 | 0.10363 | 0 | 0 | 0.20726 | 344.0633 | 0.10423 | 0 | 0 | 0.20846 | 344.3392 | 0.10483 | 0 | 0 | 0.20965 | 344.4311 | 0.10503 | 0 | 0 | 0.21005 | 344.7069 | 0.10562 | 0 | 0 | 0.21125 | 344.9828 | 0.10622 | 0 | 0 | 0.21244 | 345.1667 | 0.10662 | 0 | 0 | 0.21324 | 345.4425 | 0.10722 | 0 | 0 | 0.21444 | 345.6264 | 0.10762 | 0 | 0 | 0.21524 | 345.8103 | 0.10802 | 0 | 0 | 0.21603
2017-01-04 08:00 | 305.9898 | 0.91203 |  | 321.3091 | 0.054874 | 0 | 0 | 0.10975 | 330.3382 | 0.074458 | 0 | 0 | 0.14892 | 337.7257 | 0.090481 | 0 | 0 | 0.18096 | 337.9993 | 0.091075 | 0 | 0 | 0.18215 | 338.1817 | 0.09147 | 0 | 0 | 0.18294 | 338.4553 | 0.092064 | 0 | 0 | 0.18413 | 338.7289 | 0.092657 | 0 | 0 | 0.18531 | 339.0025 | 0.093251 | 0 | 0 | 0.1865 | 339.3673 | 0.094042 | 0 | 0 | 0.18808 | 339.6409 | 0.094635 | 0 | 0 | 0.18927 | 339.8233 | 0.095031 | 0 | 0 | 0.19006 | 340.0969 | 0.095625 | 0 | 0 | 0.19125 | 340.2793 | 0.09602 | 0 | 0 | 0.19204 | 340.553 | 0.096614 | 0 | 0 | 0.19323 | 340.8266 | 0.097207 | 0 | 0 | 0.19441 | 341.009 | 0.097603 | 0 | 0 | 0.19521 | 341.2826 | 0.098196 | 0 | 0 | 0.19639 | 341.5562 | 0.09879 | 0 | 0 | 0.19758 | 341.6474 | 0.098988 | 0 | 0 | 0.19798 | 341.921 | 0.099581 | 0 | 0 | 0.19916 | 342.1946 | 0.10017 | 0 | 0 | 0.20035 | 342.377 | 0.10057 | 0 | 0 | 0.20114 | 342.6506 | 0.10116 | 0 | 0 | 0.20233 | 342.833 | 0.10156 | 0 | 0 | 0.20312 | 343.0154 | 0.10195 | 0 | 0 | 0.20391
2017-01-04 09:00 | 303.3707 | 0.90423 |  | 318.5589 | 0.048909 | 0 | 0 | 0.097817 | 327.5108 | 0.068325 | 0 | 0 | 0.13665 | 334.835 | 0.084211 | 0 | 0 | 0.16842 | 335.1063 | 0.0848 | 0 | 0 | 0.1696 | 335.2871 | 0.085192 | 0 | 0 | 0.17038 | 335.5584 | 0.08578 | 0 | 0 | 0.17156 | 335.8296 | 0.086369 | 0 | 0 | 0.17274 | 336.1009 | 0.086957 | 0 | 0 | 0.17391 | 336.4626 | 0.087742 | 0 | 0 | 0.17548 | 336.7339 | 0.08833 | 0 | 0 | 0.17666 | 336.9147 | 0.088722 | 0 | 0 | 0.17744 | 337.186 | 0.089311 | 0 | 0 | 0.17862 | 337.3668 | 0.089703 | 0 | 0 | 0.17941 | 337.6381 | 0.090291 | 0 | 0 | 0.18058 | 337.9094 | 0.09088 | 0 | 0 | 0.18176 | 338.0902 | 0.091272 | 0 | 0 | 0.18254 | 338.3615 | 0.09186 | 0 | 0 | 0.18372 | 338.6327 | 0.092449 | 0 | 0 | 0.1849 | 338.7232 | 0.092645 | 0 | 0 | 0.18529 | 338.9944 | 0.093233 | 0 | 0 | 0.18647 | 339.2657 | 0.093822 | 0 | 0 | 0.18764 | 339.4465 | 0.094214 | 0 | 0 | 0.18843 | 339.7178 | 0.094802 | 0 | 0 | 0.1896 | 339.8987 | 0.095194 | 0 | 0 | 0.19039 | 340.0795 | 0.095587 | 0 | 0 | 0.19117
2017-01-04 10:00 | 310.1518 | 0.92444 |  | 325.6795 | 0.064353 | 0 | 0 | 0.12871 | 334.8314 | 0.084204 | 0 | 0 | 0.16841 | 342.3193 | 0.10044 | 0 | 0 | 0.20089 | 342.5967 | 0.10105 | 0 | 0 | 0.20209 | 342.7816 | 0.10145 | 0 | 0 | 0.20289 | 343.0589 | 0.10205 | 0 | 0 | 0.2041 | 343.3362 | 0.10265 | 0 | 0 | 0.2053 | 343.6135 | 0.10325 | 0 | 0 | 0.2065 | 343.9833 | 0.10405 | 0 | 0 | 0.20811 | 344.2607 | 0.10466 | 0 | 0 | 0.20931 | 344.4455 | 0.10506 | 0 | 0 | 0.21011 | 344.7229 | 0.10566 | 0 | 0 | 0.21132 | 344.9078 | 0.10606 | 0 | 0 | 0.21212 | 345.1851 | 0.10666 | 0 | 0 | 0.21332 | 345.4624 | 0.10726 | 0 | 0 | 0.21452 | 345.6473 | 0.10766 | 0 | 0 | 0.21533 | 345.9246 | 0.10826 | 0 | 0 | 0.21653 | 346.202 | 0.10887 | 0 | 0 | 0.21773 | 346.2944 | 0.10907 | 0 | 0 | 0.21813 | 346.5717 | 0.10967 | 0 | 0 | 0.21934 | 346.8491 | 0.11027 | 0 | 0 | 0.22054 | 347.034 | 0.11067 | 0 | 0 | 0.22134 | 347.3113 | 0.11127 | 0 | 0 | 0.22255 | 347.4962 | 0.11167 | 0 | 0 | 0.22335 | 347.6811 | 0.11207 | 0 | 0 | 0.22415
2017-01-04 11:00 | 307.6741 | 0.91705 |  | 323.0777 | 0.05871 | 0 | 0 | 0.11742 | 332.1565 | 0.078402 | 0 | 0 | 0.1568 | 339.5846 | 0.094513 | 0 | 0 | 0.18903 | 339.8598 | 0.09511 | 0 | 0 | 0.19022 | 340.0432 | 0.095508 | 0 | 0 | 0.19102 | 340.3183 | 0.096105 | 0 | 0 | 0.19221 | 340.5934 | 0.096701 | 0 | 0 | 0.1934 | 340.8685 | 0.097298 | 0 | 0 | 0.1946 | 341.2353 | 0.098094 | 0 | 0 | 0.19619 | 341.5105 | 0.09869 | 0 | 0 | 0.19738 | 341.6939 | 0.099088 | 0 | 0 | 0.19818 | 341.969 | 0.099685 | 0 | 0 | 0.19937 | 342.1524 | 0.10008 | 0 | 0 | 0.20017 | 342.4275 | 0.10068 | 0 | 0 | 0.20136 | 342.7026 | 0.10128 | 0 | 0 | 0.20255 | 342.886 | 0.10167 | 0 | 0 | 0.20335 | 343.1612 | 0.10227 | 0 | 0 | 0.20454 | 343.4363 | 0.10287 | 0 | 0 | 0.20574 | 343.528 | 0.10307 | 0 | 0 | 0.20613 | 343.8031 | 0.10366 | 0 | 0 | 0.20733 | 344.0782 | 0.10426 | 0 | 0 | 0.20852 | 344.2616 | 0.10466 | 0 | 0 | 0.20932 | 344.5367 | 0.10525 | 0 | 0 | 0.21051 | 344.7201 | 0.10565 | 0 | 0 | 0.2113 | 344.9036 | 0.10605 | 0 | 0 | 0.2121
2017-01-04 12:00 | 306.5591 | 0.91373 |  | 321.9069 | 0.05617 | 0 | 0 | 0.11234 | 330.9529 | 0.075791 | 0 | 0 | 0.15158 | 338.3541 | 0.091844 | 0 | 0 | 0.18369 | 338.6282 | 0.092439 | 0 | 0 | 0.18488 | 338.8109 | 0.092835 | 0 | 0 | 0.18567 | 339.0851 | 0.09343 | 0 | 0 | 0.18686 | 339.3592 | 0.094024 | 0 | 0 | 0.18805 | 339.6333 | 0.094619 | 0 | 0 | 0.18924 | 339.9988 | 0.095412 | 0 | 0 | 0.19082 | 340.2729 | 0.096006 | 0 | 0 | 0.19201 | 340.4557 | 0.096403 | 0 | 0 | 0.19281 | 340.7298 | 0.096997 | 0 | 0 | 0.19399 | 340.9125 | 0.097394 | 0 | 0 | 0.19479 | 341.1866 | 0.097988 | 0 | 0 | 0.19598 | 341.4608 | 0.098583 | 0 | 0 | 0.19717 | 341.6435 | 0.098979 | 0 | 0 | 0.19796 | 341.9176 | 0.099574 | 0 | 0 | 0.19915 | 342.1917 | 0.10017 | 0 | 0 | 0.20034 | 342.2831 | 0.10037 | 0 | 0 | 0.20073 | 342.5572 | 0.10096 | 0 | 0 | 0.20192 | 342.8314 | 0.10156 | 0 | 0 | 0.20311 | 343.0141 | 0.10195 | 0 | 0 | 0.2039 | 343.2882 | 0.10255 | 0 | 0 | 0.20509 | 343.471 | 0.10294 | 0 | 0 | 0.20589 | 343.6537 | 0.10334 | 0 | 0 | 0.20668
2017-01-04 13:00 | 294.1796 | 0.87683 |  | 308.9076 | 0.027975 | 0 | 0 | 0.05595 | 317.5883 | 0.046803 | 0 | 0 | 0.093606 | 324.6906 | 0.062208 | 0 | 0 | 0.12442 | 324.9536 | 0.062779 | 0 | 0 | 0.12556 | 325.129 | 0.063159 | 0 | 0 | 0.12632 | 325.3921 | 0.06373 | 0 | 0 | 0.12746 | 325.6551 | 0.0643 | 0 | 0 | 0.1286 | 325.9182 | 0.064871 | 0 | 0 | 0.12974 | 326.2689 | 0.065632 | 0 | 0 | 0.13126 | 326.5319 | 0.066202 | 0 | 0 | 0.1324 | 326.7073 | 0.066582 | 0 | 0 | 0.13316 | 326.9704 | 0.067153 | 0 | 0 | 0.13431 | 327.1457 | 0.067533 | 0 | 0 | 0.13507 | 327.4088 | 0.068104 | 0 | 0 | 0.13621 | 327.6718 | 0.068674 | 0 | 0 | 0.13735 | 327.8472 | 0.069055 | 0 | 0 | 0.13811 | 328.1102 | 0.069625 | 0 | 0 | 0.13925 | 328.3733 | 0.070196 | 0 | 0 | 0.14039 | 328.461 | 0.070386 | 0 | 0 | 0.14077 | 328.724 | 0.070957 | 0 | 0 | 0.14191 | 328.9871 | 0.071527 | 0 | 0 | 0.14305 | 329.1624 | 0.071908 | 0 | 0 | 0.14382 | 329.4255 | 0.072478 | 0 | 0 | 0.14496 | 329.6008 | 0.072859 | 0 | 0 | 0.14572 | 329.7762 | 0.073239 | 0 | 0 | 0.14648
2017-01-04 14:00 | 298.2902 | 0.88908 |  | 313.224 | 0.037337 | 0 | 0 | 0.074674 | 322.0259 | 0.056428 | 0 | 0 | 0.11286 | 329.2275 | 0.072049 | 0 | 0 | 0.1441 | 329.4942 | 0.072627 | 0 | 0 | 0.14525 | 329.672 | 0.073013 | 0 | 0 | 0.14603 | 329.9387 | 0.073591 | 0 | 0 | 0.14718 | 330.2055 | 0.07417 | 0 | 0 | 0.14834 | 330.4722 | 0.074748 | 0 | 0 | 0.1495 | 330.8278 | 0.07552 | 0 | 0 | 0.15104 | 331.0945 | 0.076098 | 0 | 0 | 0.1522 | 331.2724 | 0.076484 | 0 | 0 | 0.15297 | 331.5391 | 0.077063 | 0 | 0 | 0.15413 | 331.7169 | 0.077448 | 0 | 0 | 0.1549 | 331.9836 | 0.078027 | 0 | 0 | 0.15605 | 332.2503 | 0.078605 | 0 | 0 | 0.15721 | 332.4282 | 0.078991 | 0 | 0 | 0.15798 | 332.6949 | 0.07957 | 0 | 0 | 0.15914 | 332.9616 | 0.080148 | 0 | 0 | 0.1603 | 333.0505 | 0.080341 | 0 | 0 | 0.16068 | 333.3172 | 0.080919 | 0 | 0 | 0.16184 | 333.584 | 0.081498 | 0 | 0 | 0.163 | 333.7618 | 0.081884 | 0 | 0 | 0.16377 | 334.0285 | 0.082462 | 0 | 0 | 0.16492 | 334.2063 | 0.082848 | 0 | 0 | 0.1657 | 334.3841 | 0.083234 | 0 | 0 | 0.16647
2017-01-04 15:00 | 299.1211 | 0.89156 |  | 314.0965 | 0.03923 | 0 | 0 | 0.078459 | 322.923 | 0.058374 | 0 | 0 | 0.11675 | 330.1446 | 0.074038 | 0 | 0 | 0.14808 | 330.4121 | 0.074618 | 0 | 0 | 0.14924 | 330.5904 | 0.075005 | 0 | 0 | 0.15001 | 330.8579 | 0.075585 | 0 | 0 | 0.15117 | 331.1253 | 0.076165 | 0 | 0 | 0.15233 | 331.3928 | 0.076745 | 0 | 0 | 0.15349 | 331.7494 | 0.077519 | 0 | 0 | 0.15504 | 332.0169 | 0.078099 | 0 | 0 | 0.1562 | 332.1952 | 0.078486 | 0 | 0 | 0.15697 | 332.4627 | 0.079066 | 0 | 0 | 0.15813 | 332.641 | 0.079453 | 0 | 0 | 0.15891 | 332.9085 | 0.080033 | 0 | 0 | 0.16007 | 333.1759 | 0.080613 | 0 | 0 | 0.16123 | 333.3542 | 0.081 | 0 | 0 | 0.162 | 333.6217 | 0.08158 | 0 | 0 | 0.16316 | 333.8892 | 0.08216 | 0 | 0 | 0.16432 | 333.9783 | 0.082353 | 0 | 0 | 0.16471 | 334.2458 | 0.082933 | 0 | 0 | 0.16587 | 334.5133 | 0.083514 | 0 | 0 | 0.16703 | 334.6916 | 0.0839 | 0 | 0 | 0.1678 | 334.9591 | 0.08448 | 0 | 0 | 0.16896 | 335.1374 | 0.084867 | 0 | 0 | 0.16973 | 335.3157 | 0.085254 | 0 | 0 | 0.17051
2017-01-04 16:00 | 301.0625 | 0.89735 |  | 316.1351 | 0.043651 | 0 | 0 | 0.087303 | 325.0188 | 0.06292 | 0 | 0 | 0.12584 | 332.2873 | 0.078685 | 0 | 0 | 0.15737 | 332.5565 | 0.079269 | 0 | 0 | 0.15854 | 332.736 | 0.079659 | 0 | 0 | 0.15932 | 333.0052 | 0.080243 | 0 | 0 | 0.16049 | 333.2744 | 0.080826 | 0 | 0 | 0.16165 | 333.5436 | 0.08141 | 0 | 0 | 0.16282 | 333.9025 | 0.082189 | 0 | 0 | 0.16438 | 334.1717 | 0.082773 | 0 | 0 | 0.16555 | 334.3512 | 0.083162 | 0 | 0 | 0.16632 | 334.6204 | 0.083746 | 0 | 0 | 0.16749 | 334.7999 | 0.084135 | 0 | 0 | 0.16827 | 335.0691 | 0.084719 | 0 | 0 | 0.16944 | 335.3383 | 0.085303 | 0 | 0 | 0.17061 | 335.5178 | 0.085692 | 0 | 0 | 0.17138 | 335.787 | 0.086276 | 0 | 0 | 0.17255 | 336.0562 | 0.08686 | 0 | 0 | 0.17372 | 336.1459 | 0.087055 | 0 | 0 | 0.17411 | 336.4151 | 0.087639 | 0 | 0 | 0.17528 | 336.6843 | 0.088223 | 0 | 0 | 0.17645 | 336.8638 | 0.088612 | 0 | 0 | 0.17722 | 337.133 | 0.089196 | 0 | 0 | 0.17839 | 337.3125 | 0.089585 | 0 | 0 | 0.17917 | 337.4919 | 0.089974 | 0 | 0 | 0.17995
2017-01-04 17:00 | 297.2749 | 0.88606 |  | 312.1579 | 0.035025 | 0 | 0 | 0.07005 | 320.9299 | 0.054051 | 0 | 0 | 0.1081 | 328.107 | 0.069618 | 0 | 0 | 0.13924 | 328.3728 | 0.070195 | 0 | 0 | 0.14039 | 328.55 | 0.070579 | 0 | 0 | 0.14116 | 328.8158 | 0.071156 | 0 | 0 | 0.14231 | 329.0816 | 0.071732 | 0 | 0 | 0.14346 | 329.3474 | 0.072309 | 0 | 0 | 0.14462 | 329.7019 | 0.073078 | 0 | 0 | 0.14616 | 329.9677 | 0.073654 | 0 | 0 | 0.14731 | 330.1449 | 0.074039 | 0 | 0 | 0.14808 | 330.4107 | 0.074615 | 0 | 0 | 0.14923 | 330.5879 | 0.075 | 0 | 0 | 0.15 | 330.8537 | 0.075576 | 0 | 0 | 0.15115 | 331.1196 | 0.076153 | 0 | 0 | 0.15231 | 331.2968 | 0.076537 | 0 | 0 | 0.15307 | 331.5626 | 0.077114 | 0 | 0 | 0.15423 | 331.8284 | 0.07769 | 0 | 0 | 0.15538 | 331.917 | 0.077882 | 0 | 0 | 0.15576 | 332.1828 | 0.078459 | 0 | 0 | 0.15692 | 332.4486 | 0.079035 | 0 | 0 | 0.15807 | 332.6259 | 0.07942 | 0 | 0 | 0.15884 | 332.8917 | 0.079996 | 0 | 0 | 0.15999 | 333.0689 | 0.080381 | 0 | 0 | 0.16076 | 333.2461 | 0.080765 | 0 | 0 | 0.16153
2017-01-04 18:00 | 296.2261 | 0.88293 |  | 311.0566 | 0.032636 | 0 | 0 | 0.065272 | 319.7976 | 0.051595 | 0 | 0 | 0.10319 | 326.9493 | 0.067107 | 0 | 0 | 0.13421 | 327.2142 | 0.067682 | 0 | 0 | 0.13536 | 327.3908 | 0.068065 | 0 | 0 | 0.13613 | 327.6557 | 0.068639 | 0 | 0 | 0.13728 | 327.9205 | 0.069214 | 0 | 0 | 0.13843 | 328.1854 | 0.069788 | 0 | 0 | 0.13958 | 328.5386 | 0.070554 | 0 | 0 | 0.14111 | 328.8035 | 0.071129 | 0 | 0 | 0.14226 | 328.98 | 0.071512 | 0 | 0 | 0.14302 | 329.2449 | 0.072087 | 0 | 0 | 0.14417 | 329.4215 | 0.07247 | 0 | 0 | 0.14494 | 329.6864 | 0.073044 | 0 | 0 | 0.14609 | 329.9513 | 0.073619 | 0 | 0 | 0.14724 | 330.1279 | 0.074002 | 0 | 0 | 0.148 | 330.3927 | 0.074576 | 0 | 0 | 0.14915 | 330.6576 | 0.075151 | 0 | 0 | 0.1503 | 330.7459 | 0.075342 | 0 | 0 | 0.15068 | 331.0108 | 0.075917 | 0 | 0 | 0.15183 | 331.2757 | 0.076491 | 0 | 0 | 0.15298 | 331.4523 | 0.076874 | 0 | 0 | 0.15375 | 331.7171 | 0.077449 | 0 | 0 | 0.1549 | 331.8937 | 0.077832 | 0 | 0 | 0.15566 | 332.0703 | 0.078215 | 0 | 0 | 0.15643
2017-01-04 19:00 | 302.3458 | 0.90117 |  | 317.4827 | 0.046574 | 0 | 0 | 0.093148 | 326.4043 | 0.065925 | 0 | 0 | 0.13185 | 333.7038 | 0.081758 | 0 | 0 | 0.16352 | 333.9741 | 0.082344 | 0 | 0 | 0.16469 | 334.1543 | 0.082735 | 0 | 0 | 0.16547 | 334.4247 | 0.083321 | 0 | 0 | 0.16664 | 334.6951 | 0.083908 | 0 | 0 | 0.16782 | 334.9654 | 0.084494 | 0 | 0 | 0.16899 | 335.3259 | 0.085276 | 0 | 0 | 0.17055 | 335.5962 | 0.085863 | 0 | 0 | 0.17173 | 335.7765 | 0.086253 | 0 | 0 | 0.17251 | 336.0468 | 0.08684 | 0 | 0 | 0.17368 | 336.227 | 0.087231 | 0 | 0 | 0.17446 | 336.4974 | 0.087817 | 0 | 0 | 0.17563 | 336.7677 | 0.088404 | 0 | 0 | 0.17681 | 336.948 | 0.088794 | 0 | 0 | 0.17759 | 337.2183 | 0.089381 | 0 | 0 | 0.17876 | 337.4887 | 0.089967 | 0 | 0 | 0.17993 | 337.5788 | 0.090163 | 0 | 0 | 0.18033 | 337.8492 | 0.090749 | 0 | 0 | 0.1815 | 338.1195 | 0.091336 | 0 | 0 | 0.18267 | 338.2997 | 0.091726 | 0 | 0 | 0.18345 | 338.5701 | 0.092313 | 0 | 0 | 0.18463 | 338.7503 | 0.092704 | 0 | 0 | 0.18541 | 338.9306 | 0.093095 | 0 | 0 | 0.18619
2017-01-04 20:00 | 299.6436 | 0.89312 |  | 314.6452 | 0.04042 | 0 | 0 | 0.080839 | 323.487 | 0.059598 | 0 | 0 | 0.1192 | 330.7213 | 0.075289 | 0 | 0 | 0.15058 | 330.9892 | 0.07587 | 0 | 0 | 0.15174 | 331.1678 | 0.076257 | 0 | 0 | 0.15251 | 331.4358 | 0.076838 | 0 | 0 | 0.15368 | 331.7037 | 0.07742 | 0 | 0 | 0.15484 | 331.9716 | 0.078001 | 0 | 0 | 0.156 | 332.3289 | 0.078776 | 0 | 0 | 0.15755 | 332.5968 | 0.079357 | 0 | 0 | 0.15871 | 332.7754 | 0.079744 | 0 | 0 | 0.15949 | 333.0434 | 0.080325 | 0 | 0 | 0.16065 | 333.222 | 0.080713 | 0 | 0 | 0.16143 | 333.4899 | 0.081294 | 0 | 0 | 0.16259 | 333.7579 | 0.081875 | 0 | 0 | 0.16375 | 333.9365 | 0.082263 | 0 | 0 | 0.16453 | 334.2044 | 0.082844 | 0 | 0 | 0.16569 | 334.4724 | 0.083425 | 0 | 0 | 0.16685 | 334.5617 | 0.083619 | 0 | 0 | 0.16724 | 334.8296 | 0.0842 | 0 | 0 | 0.1684 | 335.0975 | 0.084781 | 0 | 0 | 0.16956 | 335.2762 | 0.085168 | 0 | 0 | 0.17034 | 335.5441 | 0.085749 | 0 | 0 | 0.1715 | 335.7227 | 0.086137 | 0 | 0 | 0.17227 | 335.9014 | 0.086524 | 0 | 0 | 0.17305
2017-01-04 21:00 | 299.0449 | 0.89133 |  | 314.0165 | 0.039056 | 0 | 0 | 0.078112 | 322.8407 | 0.058196 | 0 | 0 | 0.11639 | 330.0605 | 0.073855 | 0 | 0 | 0.14771 | 330.3279 | 0.074435 | 0 | 0 | 0.14887 | 330.5061 | 0.074822 | 0 | 0 | 0.14964 | 330.7735 | 0.075402 | 0 | 0 | 0.1508 | 331.0409 | 0.075982 | 0 | 0 | 0.15196 | 331.3083 | 0.076562 | 0 | 0 | 0.15312 | 331.6649 | 0.077335 | 0 | 0 | 0.15467 | 331.9323 | 0.077915 | 0 | 0 | 0.15583 | 332.1105 | 0.078302 | 0 | 0 | 0.1566 | 332.3779 | 0.078882 | 0 | 0 | 0.15776 | 332.5562 | 0.079269 | 0 | 0 | 0.15854 | 332.8236 | 0.079849 | 0 | 0 | 0.1597 | 333.091 | 0.080429 | 0 | 0 | 0.16086 | 333.2693 | 0.080815 | 0 | 0 | 0.16163 | 333.5367 | 0.081395 | 0 | 0 | 0.16279 | 333.8041 | 0.081975 | 0 | 0 | 0.16395 | 333.8932 | 0.082169 | 0 | 0 | 0.16434 | 334.1606 | 0.082749 | 0 | 0 | 0.1655 | 334.428 | 0.083329 | 0 | 0 | 0.16666 | 334.6063 | 0.083715 | 0 | 0 | 0.16743 | 334.8737 | 0.084295 | 0 | 0 | 0.16859 | 335.0519 | 0.084682 | 0 | 0 | 0.16936 | 335.2302 | 0.085069 | 0 | 0 | 0.17014
2017-01-04 22:00 | 300.0432 | 0.89431 |  | 315.0648 | 0.04133 | 0 | 0 | 0.08266 | 323.9184 | 0.060533 | 0 | 0 | 0.12107 | 331.1623 | 0.076245 | 0 | 0 | 0.15249 | 331.4306 | 0.076827 | 0 | 0 | 0.15365 | 331.6095 | 0.077215 | 0 | 0 | 0.15443 | 331.8778 | 0.077797 | 0 | 0 | 0.15559 | 332.1461 | 0.078379 | 0 | 0 | 0.15676 | 332.4144 | 0.078961 | 0 | 0 | 0.15792 | 332.7721 | 0.079737 | 0 | 0 | 0.15947 | 333.0404 | 0.080319 | 0 | 0 | 0.16064 | 333.2193 | 0.080707 | 0 | 0 | 0.16141 | 333.4875 | 0.081289 | 0 | 0 | 0.16258 | 333.6664 | 0.081677 | 0 | 0 | 0.16335 | 333.9347 | 0.082259 | 0 | 0 | 0.16452 | 334.203 | 0.082841 | 0 | 0 | 0.16568 | 334.3819 | 0.083229 | 0 | 0 | 0.16646 | 334.6501 | 0.08381 | 0 | 0 | 0.16762 | 334.9184 | 0.084392 | 0 | 0 | 0.16878 | 335.0079 | 0.084586 | 0 | 0 | 0.16917 | 335.2762 | 0.085168 | 0 | 0 | 0.17034 | 335.5445 | 0.08575 | 0 | 0 | 0.1715 | 335.7233 | 0.086138 | 0 | 0 | 0.17228 | 335.9916 | 0.08672 | 0 | 0 | 0.17344 | 336.1705 | 0.087108 | 0 | 0 | 0.17422 | 336.3493 | 0.087496 | 0 | 0 | 0.17499
2017-01-04 23:00 | 308.2438 | 0.91875 |  | 323.676 | 0.060007 | 0 | 0 | 0.12001 | 332.7716 | 0.079736 | 0 | 0 | 0.15947 | 340.2135 | 0.095877 | 0 | 0 | 0.19175 | 340.4891 | 0.096475 | 0 | 0 | 0.19295 | 340.6729 | 0.096874 | 0 | 0 | 0.19375 | 340.9485 | 0.097472 | 0 | 0 | 0.19494 | 341.2241 | 0.098069 | 0 | 0 | 0.19614 | 341.4997 | 0.098667 | 0 | 0 | 0.19733 | 341.8672 | 0.099464 | 0 | 0 | 0.19893 | 342.1429 | 0.10006 | 0 | 0 | 0.20012 | 342.3266 | 0.10046 | 0 | 0 | 0.20092 | 342.6022 | 0.10106 | 0 | 0 | 0.20212 | 342.786 | 0.10146 | 0 | 0 | 0.20291 | 343.0616 | 0.10205 | 0 | 0 | 0.20411 | 343.3372 | 0.10265 | 0 | 0 | 0.20531 | 343.521 | 0.10305 | 0 | 0 | 0.2061 | 343.7966 | 0.10365 | 0 | 0 | 0.2073 | 344.0722 | 0.10425 | 0 | 0 | 0.20849 | 344.1641 | 0.10445 | 0 | 0 | 0.20889 | 344.4397 | 0.10504 | 0 | 0 | 0.21009 | 344.7154 | 0.10564 | 0 | 0 | 0.21128 | 344.8991 | 0.10604 | 0 | 0 | 0.21208 | 345.1747 | 0.10664 | 0 | 0 | 0.21328 | 345.3585 | 0.10704 | 0 | 0 | 0.21407 | 345.5422 | 0.10744 | 0 | 0 | 0.21487
2017-01-05 | 303.8853 | 0.90576 |  | 319.0992 | 0.050081 | 0 | 0 | 0.10016 | 328.0663 | 0.06953 | 0 | 0 | 0.13906 | 335.4029 | 0.085443 | 0 | 0 | 0.17089 | 335.6746 | 0.086033 | 0 | 0 | 0.17207 | 335.8558 | 0.086426 | 0 | 0 | 0.17285 | 336.1275 | 0.087015 | 0 | 0 | 0.17403 | 336.3993 | 0.087604 | 0 | 0 | 0.17521 | 336.671 | 0.088194 | 0 | 0 | 0.17639 | 337.0333 | 0.08898 | 0 | 0 | 0.17796 | 337.305 | 0.089569 | 0 | 0 | 0.17914 | 337.4862 | 0.089962 | 0 | 0 | 0.17992 | 337.7579 | 0.090551 | 0 | 0 | 0.1811 | 337.939 | 0.090944 | 0 | 0 | 0.18189 | 338.2108 | 0.091533 | 0 | 0 | 0.18307 | 338.4825 | 0.092123 | 0 | 0 | 0.18425 | 338.6637 | 0.092516 | 0 | 0 | 0.18503 | 338.9354 | 0.093105 | 0 | 0 | 0.18621 | 339.2071 | 0.093695 | 0 | 0 | 0.18739 | 339.2977 | 0.093891 | 0 | 0 | 0.18778 | 339.5694 | 0.09448 | 0 | 0 | 0.18896 | 339.8411 | 0.09507 | 0 | 0 | 0.19014 | 340.0223 | 0.095463 | 0 | 0 | 0.19093 | 340.294 | 0.096052 | 0 | 0 | 0.1921 | 340.4752 | 0.096445 | 0 | 0 | 0.19289 | 340.6563 | 0.096838 | 0 | 0 | 0.19368
2017-01-05 01:00 | 303.676 | 0.90514 |  | 318.8794 | 0.049604 | 0 | 0 | 0.099208 | 327.8403 | 0.06904 | 0 | 0 | 0.13808 | 335.1719 | 0.084942 | 0 | 0 | 0.16988 | 335.4434 | 0.085531 | 0 | 0 | 0.17106 | 335.6244 | 0.085924 | 0 | 0 | 0.17185 | 335.896 | 0.086513 | 0 | 0 | 0.17303 | 336.1675 | 0.087102 | 0 | 0 | 0.1742 | 336.4391 | 0.087691 | 0 | 0 | 0.17538 | 336.8011 | 0.088476 | 0 | 0 | 0.17695 | 337.0727 | 0.089065 | 0 | 0 | 0.17813 | 337.2537 | 0.089458 | 0 | 0 | 0.17892 | 337.5252 | 0.090047 | 0 | 0 | 0.18009 | 337.7062 | 0.090439 | 0 | 0 | 0.18088 | 337.9778 | 0.091028 | 0 | 0 | 0.18206 | 338.2493 | 0.091617 | 0 | 0 | 0.18323 | 338.4304 | 0.09201 | 0 | 0 | 0.18402 | 338.7019 | 0.092599 | 0 | 0 | 0.1852 | 338.9734 | 0.093188 | 0 | 0 | 0.18638 | 339.064 | 0.093384 | 0 | 0 | 0.18677 | 339.3355 | 0.093973 | 0 | 0 | 0.18795 | 339.607 | 0.094562 | 0 | 0 | 0.18912 | 339.7881 | 0.094955 | 0 | 0 | 0.18991 | 340.0596 | 0.095544 | 0 | 0 | 0.19109 | 340.2406 | 0.095936 | 0 | 0 | 0.19187 | 340.4217 | 0.096329 | 0 | 0 | 0.19266
2017-01-05 02:00 | 300.6566 | 0.89614 |  | 315.7089 | 0.042727 | 0 | 0 | 0.085454 | 324.5807 | 0.06197 | 0 | 0 | 0.12394 | 331.8394 | 0.077714 | 0 | 0 | 0.15543 | 332.1082 | 0.078297 | 0 | 0 | 0.15659 | 332.2874 | 0.078686 | 0 | 0 | 0.15737 | 332.5563 | 0.079269 | 0 | 0 | 0.15854 | 332.8251 | 0.079852 | 0 | 0 | 0.1597 | 333.094 | 0.080435 | 0 | 0 | 0.16087 | 333.4524 | 0.081213 | 0 | 0 | 0.16243 | 333.7213 | 0.081796 | 0 | 0 | 0.16359 | 333.9005 | 0.082184 | 0 | 0 | 0.16437 | 334.1693 | 0.082768 | 0 | 0 | 0.16554 | 334.3485 | 0.083156 | 0 | 0 | 0.16631 | 334.6174 | 0.083739 | 0 | 0 | 0.16748 | 334.8862 | 0.084323 | 0 | 0 | 0.16865 | 335.0655 | 0.084711 | 0 | 0 | 0.16942 | 335.3343 | 0.085294 | 0 | 0 | 0.17059 | 335.6031 | 0.085878 | 0 | 0 | 0.17176 | 335.6928 | 0.086072 | 0 | 0 | 0.17214 | 335.9616 | 0.086655 | 0 | 0 | 0.17331 | 336.2304 | 0.087238 | 0 | 0 | 0.17448 | 336.4097 | 0.087627 | 0 | 0 | 0.17525 | 336.6785 | 0.08821 | 0 | 0 | 0.17642 | 336.8577 | 0.088599 | 0 | 0 | 0.1772 | 337.037 | 0.088987 | 0 | 0 | 0.17797
2017-01-05 03:00 | 301.6437 | 0.89908 |  | 316.7454 | 0.044975 | 0 | 0 | 0.08995 | 325.6463 | 0.064281 | 0 | 0 | 0.12856 | 332.9288 | 0.080077 | 0 | 0 | 0.16015 | 333.1986 | 0.080662 | 0 | 0 | 0.16132 | 333.3784 | 0.081052 | 0 | 0 | 0.1621 | 333.6481 | 0.081637 | 0 | 0 | 0.16327 | 333.9178 | 0.082222 | 0 | 0 | 0.16444 | 334.1875 | 0.082807 | 0 | 0 | 0.16561 | 334.5472 | 0.083587 | 0 | 0 | 0.16717 | 334.8169 | 0.084172 | 0 | 0 | 0.16834 | 334.9967 | 0.084562 | 0 | 0 | 0.16912 | 335.2664 | 0.085147 | 0 | 0 | 0.17029 | 335.4463 | 0.085537 | 0 | 0 | 0.17107 | 335.716 | 0.086122 | 0 | 0 | 0.17224 | 335.9857 | 0.086707 | 0 | 0 | 0.17341 | 336.1655 | 0.087097 | 0 | 0 | 0.17419 | 336.4352 | 0.087682 | 0 | 0 | 0.17536 | 336.705 | 0.088267 | 0 | 0 | 0.17653 | 336.7949 | 0.088462 | 0 | 0 | 0.17692 | 337.0646 | 0.089047 | 0 | 0 | 0.17809 | 337.3343 | 0.089632 | 0 | 0 | 0.17926 | 337.5141 | 0.090022 | 0 | 0 | 0.18004 | 337.7839 | 0.090607 | 0 | 0 | 0.18121 | 337.9637 | 0.090998 | 0 | 0 | 0.182 | 338.1435 | 0.091388 | 0 | 0 | 0.18278
2017-01-05 04:00 | 295.8888 | 0.88193 |  | 310.7024 | 0.031868 | 0 | 0 | 0.063736 | 319.4335 | 0.050805 | 0 | 0 | 0.10161 | 326.5771 | 0.0663 | 0 | 0 | 0.1326 | 326.8416 | 0.066874 | 0 | 0 | 0.13375 | 327.018 | 0.067256 | 0 | 0 | 0.13451 | 327.2826 | 0.06783 | 0 | 0 | 0.13566 | 327.5472 | 0.068404 | 0 | 0 | 0.13681 | 327.8118 | 0.068978 | 0 | 0 | 0.13796 | 328.1645 | 0.069743 | 0 | 0 | 0.13949 | 328.4291 | 0.070317 | 0 | 0 | 0.14063 | 328.6055 | 0.0707 | 0 | 0 | 0.1414 | 328.8701 | 0.071273 | 0 | 0 | 0.14255 | 329.0465 | 0.071656 | 0 | 0 | 0.14331 | 329.311 | 0.07223 | 0 | 0 | 0.14446 | 329.5756 | 0.072804 | 0 | 0 | 0.14561 | 329.752 | 0.073186 | 0 | 0 | 0.14637 | 330.0166 | 0.07376 | 0 | 0 | 0.14752 | 330.2812 | 0.074334 | 0 | 0 | 0.14867 | 330.3693 | 0.074525 | 0 | 0 | 0.14905 | 330.6339 | 0.075099 | 0 | 0 | 0.1502 | 330.8985 | 0.075673 | 0 | 0 | 0.15135 | 331.0749 | 0.076056 | 0 | 0 | 0.15211 | 331.3395 | 0.07663 | 0 | 0 | 0.15326 | 331.5158 | 0.077012 | 0 | 0 | 0.15402 | 331.6922 | 0.077395 | 0 | 0 | 0.15479
2017-01-05 05:00 | 291.0213 | 0.86742 |  | 305.5912 | 0.020782 | 0 | 0 | 0.041563 | 314.1786 | 0.039408 | 0 | 0 | 0.078816 | 321.2047 | 0.054647 | 0 | 0 | 0.10929 | 321.4649 | 0.055212 | 0 | 0 | 0.11042 | 321.6384 | 0.055588 | 0 | 0 | 0.11118 | 321.8986 | 0.056152 | 0 | 0 | 0.1123 | 322.1589 | 0.056717 | 0 | 0 | 0.11343 | 322.4191 | 0.057281 | 0 | 0 | 0.11456 | 322.7661 | 0.058034 | 0 | 0 | 0.11607 | 323.0263 | 0.058598 | 0 | 0 | 0.1172 | 323.1998 | 0.058975 | 0 | 0 | 0.11795 | 323.46 | 0.059539 | 0 | 0 | 0.11908 | 323.6335 | 0.059915 | 0 | 0 | 0.11983 | 323.8937 | 0.06048 | 0 | 0 | 0.12096 | 324.1539 | 0.061044 | 0 | 0 | 0.12209 | 324.3274 | 0.06142 | 0 | 0 | 0.12284 | 324.5876 | 0.061985 | 0 | 0 | 0.12397 | 324.8479 | 0.062549 | 0 | 0 | 0.1251 | 324.9346 | 0.062737 | 0 | 0 | 0.12547 | 325.1948 | 0.063302 | 0 | 0 | 0.1266 | 325.4551 | 0.063866 | 0 | 0 | 0.12773 | 325.6285 | 0.064243 | 0 | 0 | 0.12849 | 325.8888 | 0.064807 | 0 | 0 | 0.12961 | 326.0622 | 0.065183 | 0 | 0 | 0.13037 | 326.2357 | 0.06556 | 0 | 0 | 0.13112
2017-01-05 06:00 | 293.9073 | 0.87602 |  | 308.6217 | 0.027355 | 0 | 0 | 0.05471 | 317.2943 | 0.046166 | 0 | 0 | 0.092331 | 324.3901 | 0.061556 | 0 | 0 | 0.12311 | 324.6529 | 0.062126 | 0 | 0 | 0.12425 | 324.8281 | 0.062506 | 0 | 0 | 0.12501 | 325.0909 | 0.063076 | 0 | 0 | 0.12615 | 325.3537 | 0.063647 | 0 | 0 | 0.12729 | 325.6165 | 0.064217 | 0 | 0 | 0.12843 | 325.9669 | 0.064977 | 0 | 0 | 0.12995 | 326.2297 | 0.065547 | 0 | 0 | 0.13109 | 326.4049 | 0.065927 | 0 | 0 | 0.13185 | 326.6677 | 0.066497 | 0 | 0 | 0.13299 | 326.8429 | 0.066877 | 0 | 0 | 0.13375 | 327.1058 | 0.067447 | 0 | 0 | 0.13489 | 327.3686 | 0.068017 | 0 | 0 | 0.13603 | 327.5438 | 0.068397 | 0 | 0 | 0.13679 | 327.8066 | 0.068967 | 0 | 0 | 0.13793 | 328.0694 | 0.069537 | 0 | 0 | 0.13907 | 328.157 | 0.069727 | 0 | 0 | 0.13945 | 328.4198 | 0.070297 | 0 | 0 | 0.14059 | 328.6826 | 0.070867 | 0 | 0 | 0.14173 | 328.8578 | 0.071247 | 0 | 0 | 0.14249 | 329.1206 | 0.071817 | 0 | 0 | 0.14363 | 329.2958 | 0.072197 | 0 | 0 | 0.14439 | 329.471 | 0.072577 | 0 | 0 | 0.14515
2017-01-05 07:00 | 294.3047 | 0.8772 |  | 309.039 | 0.02826 | 0 | 0 | 0.05652 | 317.7233 | 0.047096 | 0 | 0 | 0.094192 | 324.8287 | 0.062508 | 0 | 0 | 0.12502 | 325.0918 | 0.063078 | 0 | 0 | 0.12616 | 325.2673 | 0.063459 | 0 | 0 | 0.12692 | 325.5304 | 0.06403 | 0 | 0 | 0.12806 | 325.7936 | 0.064601 | 0 | 0 | 0.1292 | 326.0567 | 0.065171 | 0 | 0 | 0.13034 | 326.4076 | 0.065932 | 0 | 0 | 0.13186 | 326.6708 | 0.066503 | 0 | 0 | 0.13301 | 326.8462 | 0.066884 | 0 | 0 | 0.13377 | 327.1094 | 0.067455 | 0 | 0 | 0.13491 | 327.2848 | 0.067835 | 0 | 0 | 0.13567 | 327.548 | 0.068406 | 0 | 0 | 0.13681 | 327.8111 | 0.068977 | 0 | 0 | 0.13795 | 327.9866 | 0.069357 | 0 | 0 | 0.13871 | 328.2497 | 0.069928 | 0 | 0 | 0.13986 | 328.5129 | 0.070499 | 0 | 0 | 0.141 | 328.6006 | 0.070689 | 0 | 0 | 0.14138 | 328.8638 | 0.07126 | 0 | 0 | 0.14252 | 329.127 | 0.071831 | 0 | 0 | 0.14366 | 329.3024 | 0.072211 | 0 | 0 | 0.14442 | 329.5656 | 0.072782 | 0 | 0 | 0.14556 | 329.741 | 0.073163 | 0 | 0 | 0.14633 | 329.9164 | 0.073543 | 0 | 0 | 0.14709
2017-01-05 08:00 | 286.4636 | 0.85383 |  | 300.8053 | 0.010401 | 0 | 0 | 0.020802 | 309.2583 | 0.028736 | 0 | 0 | 0.057471 | 316.1743 | 0.043736 | 0 | 0 | 0.087473 | 316.4305 | 0.044292 | 0 | 0 | 0.088584 | 316.6012 | 0.044662 | 0 | 0 | 0.089325 | 316.8574 | 0.045218 | 0 | 0 | 0.090436 | 317.1135 | 0.045774 | 0 | 0 | 0.091547 | 317.3697 | 0.046329 | 0 | 0 | 0.092658 | 317.7112 | 0.04707 | 0 | 0 | 0.09414 | 317.9674 | 0.047626 | 0 | 0 | 0.095251 | 318.1381 | 0.047996 | 0 | 0 | 0.095992 | 318.3943 | 0.048552 | 0 | 0 | 0.097103 | 318.5651 | 0.048922 | 0 | 0 | 0.097844 | 318.8212 | 0.049478 | 0 | 0 | 0.098955 | 319.0774 | 0.050033 | 0 | 0 | 0.10007 | 319.2481 | 0.050403 | 0 | 0 | 0.10081 | 319.5043 | 0.050959 | 0 | 0 | 0.10192 | 319.7604 | 0.051515 | 0 | 0 | 0.10303 | 319.8458 | 0.0517 | 0 | 0 | 0.1034 | 320.102 | 0.052255 | 0 | 0 | 0.10451 | 320.3581 | 0.052811 | 0 | 0 | 0.10562 | 320.5289 | 0.053181 | 0 | 0 | 0.10636 | 320.785 | 0.053737 | 0 | 0 | 0.10747 | 320.9558 | 0.054107 | 0 | 0 | 0.10821 | 321.1266 | 0.054478 | 0 | 0 | 0.10896
2017-01-05 09:00 | 274.6459 | 0.81861 |  | 288.396 | 0 | 0 | 0 | 0 | 296.5002 | 0.0010632 | 0 | 0 | 0.0021264 | 303.1309 | 0.015445 | 0 | 0 | 0.030891 | 303.3765 | 0.015978 | 0 | 0 | 0.031956 | 303.5402 | 0.016333 | 0 | 0 | 0.032666 | 303.7858 | 0.016866 | 0 | 0 | 0.033731 | 304.0314 | 0.017398 | 0 | 0 | 0.034797 | 304.277 | 0.017931 | 0 | 0 | 0.035862 | 304.6044 | 0.018641 | 0 | 0 | 0.037283 | 304.85 | 0.019174 | 0 | 0 | 0.038348 | 305.0137 | 0.019529 | 0 | 0 | 0.039058 | 305.2593 | 0.020062 | 0 | 0 | 0.040123 | 305.423 | 0.020417 | 0 | 0 | 0.040834 | 305.6686 | 0.02095 | 0 | 0 | 0.041899 | 305.9142 | 0.021482 | 0 | 0 | 0.042964 | 306.0779 | 0.021837 | 0 | 0 | 0.043675 | 306.3235 | 0.02237 | 0 | 0 | 0.04474 | 306.5691 | 0.022903 | 0 | 0 | 0.045805 | 306.6509 | 0.02308 | 0 | 0 | 0.04616 | 306.8965 | 0.023613 | 0 | 0 | 0.047226 | 307.1421 | 0.024146 | 0 | 0 | 0.048291 | 307.3058 | 0.024501 | 0 | 0 | 0.049001 | 307.5514 | 0.025033 | 0 | 0 | 0.050067 | 307.7151 | 0.025388 | 0 | 0 | 0.050777 | 307.8789 | 0.025744 | 0 | 0 | 0.051487
2017-01-05 10:00 | 273.3757 | 0.81482 |  | 287.0622 | 0 | 0 | 0 | 0 | 295.1289 | 0 | 0 | 0 | 0 | 301.729 | 0.012404 | 0 | 0 | 0.024809 | 301.9734 | 0.012935 | 0 | 0 | 0.025869 | 302.1364 | 0.013288 | 0 | 0 | 0.026576 | 302.3808 | 0.013818 | 0 | 0 | 0.027637 | 302.6253 | 0.014349 | 0 | 0 | 0.028697 | 302.8697 | 0.014879 | 0 | 0 | 0.029758 | 303.1957 | 0.015586 | 0 | 0 | 0.031171 | 303.4401 | 0.016116 | 0 | 0 | 0.032232 | 303.6031 | 0.016469 | 0 | 0 | 0.032939 | 303.8475 | 0.017 | 0 | 0 | 0.033999 | 304.0105 | 0.017353 | 0 | 0 | 0.034706 | 304.2549 | 0.017883 | 0 | 0 | 0.035767 | 304.4994 | 0.018413 | 0 | 0 | 0.036827 | 304.6624 | 0.018767 | 0 | 0 | 0.037534 | 304.9068 | 0.019297 | 0 | 0 | 0.038594 | 305.1512 | 0.019827 | 0 | 0 | 0.039655 | 305.2327 | 0.020004 | 0 | 0 | 0.040008 | 305.4772 | 0.020534 | 0 | 0 | 0.041069 | 305.7216 | 0.021065 | 0 | 0 | 0.042129 | 305.8846 | 0.021418 | 0 | 0 | 0.042836 | 306.129 | 0.021948 | 0 | 0 | 0.043896 | 306.292 | 0.022302 | 0 | 0 | 0.044603 | 306.455 | 0.022655 | 0 | 0 | 0.04531
2017-01-05 11:00 | 272.9596 | 0.81358 |  | 286.6252 | 0 | 0 | 0 | 0 | 294.6797 | 0 | 0 | 0 | 0 | 301.2697 | 0.011408 | 0 | 0 | 0.022817 | 301.5138 | 0.011938 | 0 | 0 | 0.023875 | 301.6765 | 0.012291 | 0 | 0 | 0.024581 | 301.9206 | 0.01282 | 0 | 0 | 0.02564 | 302.1647 | 0.013349 | 0 | 0 | 0.026699 | 302.4087 | 0.013879 | 0 | 0 | 0.027758 | 302.7342 | 0.014585 | 0 | 0 | 0.029169 | 302.9782 | 0.015114 | 0 | 0 | 0.030228 | 303.141 | 0.015467 | 0 | 0 | 0.030934 | 303.385 | 0.015996 | 0 | 0 | 0.031993 | 303.5478 | 0.016349 | 0 | 0 | 0.032699 | 303.7918 | 0.016879 | 0 | 0 | 0.033758 | 304.0359 | 0.017408 | 0 | 0 | 0.034816 | 304.1986 | 0.017761 | 0 | 0 | 0.035522 | 304.4427 | 0.018291 | 0 | 0 | 0.036581 | 304.6868 | 0.01882 | 0 | 0 | 0.03764 | 304.7681 | 0.018996 | 0 | 0 | 0.037993 | 305.0122 | 0.019526 | 0 | 0 | 0.039052 | 305.2563 | 0.020055 | 0 | 0 | 0.04011 | 305.419 | 0.020408 | 0 | 0 | 0.040816 | 305.6631 | 0.020938 | 0 | 0 | 0.041875 | 305.8258 | 0.02129 | 0 | 0 | 0.042581 | 305.9885 | 0.021643 | 0 | 0 | 0.043287
2017-01-05 12:00 | 275.4518 | 0.82101 |  | 289.2423 | 0 | 0 | 0 | 0 | 297.3703 | 0.0029504 | 0 | 0 | 0.0059008 | 304.0205 | 0.017375 | 0 | 0 | 0.034749 | 304.2668 | 0.017909 | 0 | 0 | 0.035818 | 304.431 | 0.018265 | 0 | 0 | 0.03653 | 304.6773 | 0.018799 | 0 | 0 | 0.037599 | 304.9236 | 0.019334 | 0 | 0 | 0.038667 | 305.1699 | 0.019868 | 0 | 0 | 0.039736 | 305.4983 | 0.02058 | 0 | 0 | 0.04116 | 305.7446 | 0.021114 | 0 | 0 | 0.042229 | 305.9088 | 0.02147 | 0 | 0 | 0.042941 | 306.1551 | 0.022005 | 0 | 0 | 0.044009 | 306.3193 | 0.022361 | 0 | 0 | 0.044722 | 306.5656 | 0.022895 | 0 | 0 | 0.04579 | 306.8119 | 0.023429 | 0 | 0 | 0.046859 | 306.9761 | 0.023785 | 0 | 0 | 0.047571 | 307.2224 | 0.02432 | 0 | 0 | 0.048639 | 307.4687 | 0.024854 | 0 | 0 | 0.049708 | 307.5508 | 0.025032 | 0 | 0 | 0.050064 | 307.7971 | 0.025566 | 0 | 0 | 0.051132 | 308.0434 | 0.0261 | 0 | 0 | 0.052201 | 308.2076 | 0.026457 | 0 | 0 | 0.052913 | 308.4539 | 0.026991 | 0 | 0 | 0.053982 | 308.6181 | 0.027347 | 0 | 0 | 0.054694 | 308.7823 | 0.027703 | 0 | 0 | 0.055406
2017-01-05 13:00 | 267.5292 | 0.7974 |  | 280.923 | 0 | 0 | 0 | 0 | 288.8172 | 0 | 0 | 0 | 0 | 295.2762 | 0 | 0 | 0 | 0 | 295.5154 | 0 | 0 | 0 | 0 | 295.6749 | 0 | 0 | 0 | 0 | 295.9141 | 0 | 0 | 0 | 0 | 296.1533 | 0.0003108 | 0 | 0 | 0.00062159 | 296.3925 | 0.00082966 | 0 | 0 | 0.0016593 | 296.7115 | 0.0015215 | 0 | 0 | 0.003043 | 296.9507 | 0.0020404 | 0 | 0 | 0.0040807 | 297.1102 | 0.0023863 | 0 | 0 | 0.0047725 | 297.3494 | 0.0029051 | 0 | 0 | 0.0058103 | 297.5089 | 0.003251 | 0 | 0 | 0.0065021 | 297.7481 | 0.0037699 | 0 | 0 | 0.0075398 | 297.9873 | 0.0042888 | 0 | 0 | 0.0085775 | 298.1468 | 0.0046347 | 0 | 0 | 0.0092694 | 298.386 | 0.0051535 | 0 | 0 | 0.010307 | 298.6252 | 0.0056724 | 0 | 0 | 0.011345 | 298.705 | 0.0058454 | 0 | 0 | 0.011691 | 298.9442 | 0.0063642 | 0 | 0 | 0.012728 | 299.1834 | 0.0068831 | 0 | 0 | 0.013766 | 299.3429 | 0.007229 | 0 | 0 | 0.014458 | 299.5821 | 0.0077479 | 0 | 0 | 0.015496 | 299.7416 | 0.0080938 | 0 | 0 | 0.016188 | 299.9011 | 0.0084397 | 0 | 0 | 0.016879
2017-01-05 14:00 | 274.426 | 0.81795 |  | 288.1651 | 0 | 0 | 0 | 0 | 296.2628 | 0.00054832 | 0 | 0 | 0.0010966 | 302.8882 | 0.014919 | 0 | 0 | 0.029838 | 303.1336 | 0.015451 | 0 | 0 | 0.030902 | 303.2972 | 0.015806 | 0 | 0 | 0.031612 | 303.5426 | 0.016338 | 0 | 0 | 0.032676 | 303.788 | 0.01687 | 0 | 0 | 0.033741 | 304.0334 | 0.017403 | 0 | 0 | 0.034805 | 304.3605 | 0.018112 | 0 | 0 | 0.036225 | 304.6059 | 0.018645 | 0 | 0 | 0.037289 | 304.7695 | 0.018999 | 0 | 0 | 0.037999 | 305.0149 | 0.019532 | 0 | 0 | 0.039063 | 305.1785 | 0.019886 | 0 | 0 | 0.039773 | 305.4239 | 0.020419 | 0 | 0 | 0.040837 | 305.6693 | 0.020951 | 0 | 0 | 0.041902 | 305.8329 | 0.021306 | 0 | 0 | 0.042612 | 306.0782 | 0.021838 | 0 | 0 | 0.043676 | 306.3236 | 0.02237 | 0 | 0 | 0.044741 | 306.4054 | 0.022548 | 0 | 0 | 0.045095 | 306.6508 | 0.02308 | 0 | 0 | 0.04616 | 306.8962 | 0.023612 | 0 | 0 | 0.047224 | 307.0598 | 0.023967 | 0 | 0 | 0.047934 | 307.3052 | 0.024499 | 0 | 0 | 0.048998 | 307.4688 | 0.024854 | 0 | 0 | 0.049708 | 307.6324 | 0.025209 | 0 | 0 | 0.050418
2017-01-05 15:00 | 274.2063 | 0.8173 |  | 287.9344 | 0 | 0 | 0 | 0 | 296.0257 | 3.3969e-05 | 0 | 0 | 6.7937e-05 | 302.6458 | 0.014393 | 0 | 0 | 0.028786 | 302.891 | 0.014925 | 0 | 0 | 0.02985 | 303.0544 | 0.015279 | 0 | 0 | 0.030559 | 303.2996 | 0.015811 | 0 | 0 | 0.031622 | 303.5448 | 0.016343 | 0 | 0 | 0.032686 | 303.79 | 0.016875 | 0 | 0 | 0.03375 | 304.1169 | 0.017584 | 0 | 0 | 0.035168 | 304.3621 | 0.018116 | 0 | 0 | 0.036231 | 304.5256 | 0.01847 | 0 | 0 | 0.036941 | 304.7708 | 0.019002 | 0 | 0 | 0.038004 | 304.9342 | 0.019357 | 0 | 0 | 0.038713 | 305.1794 | 0.019888 | 0 | 0 | 0.039777 | 305.4246 | 0.02042 | 0 | 0 | 0.040841 | 305.5881 | 0.020775 | 0 | 0 | 0.04155 | 305.8332 | 0.021307 | 0 | 0 | 0.042613 | 306.0784 | 0.021838 | 0 | 0 | 0.043677 | 306.1602 | 0.022016 | 0 | 0 | 0.044031 | 306.4054 | 0.022548 | 0 | 0 | 0.045095 | 306.6505 | 0.023079 | 0 | 0 | 0.046159 | 306.814 | 0.023434 | 0 | 0 | 0.046868 | 307.0592 | 0.023966 | 0 | 0 | 0.047931 | 307.2227 | 0.02432 | 0 | 0 | 0.048641 | 307.3861 | 0.024675 | 0 | 0 | 0.04935
2017-01-05 16:00 | 277.6145 | 0.82746 |  | 291.5132 | 0 | 0 | 0 | 0 | 299.705 | 0.0080145 | 0 | 0 | 0.016029 | 306.4074 | 0.022552 | 0 | 0 | 0.045104 | 306.6557 | 0.02309 | 0 | 0 | 0.046181 | 306.8211 | 0.023449 | 0 | 0 | 0.046899 | 307.0694 | 0.023988 | 0 | 0 | 0.047976 | 307.3176 | 0.024526 | 0 | 0 | 0.049052 | 307.5659 | 0.025065 | 0 | 0 | 0.050129 | 307.8968 | 0.025783 | 0 | 0 | 0.051565 | 308.1451 | 0.026321 | 0 | 0 | 0.052642 | 308.3106 | 0.02668 | 0 | 0 | 0.05336 | 308.5588 | 0.027218 | 0 | 0 | 0.054437 | 308.7243 | 0.027577 | 0 | 0 | 0.055155 | 308.9725 | 0.028116 | 0 | 0 | 0.056231 | 309.2208 | 0.028654 | 0 | 0 | 0.057308 | 309.3863 | 0.029013 | 0 | 0 | 0.058026 | 309.6345 | 0.029552 | 0 | 0 | 0.059103 | 309.8827 | 0.03009 | 0 | 0 | 0.06018 | 309.9655 | 0.030269 | 0 | 0 | 0.060539 | 310.2137 | 0.030808 | 0 | 0 | 0.061616 | 310.462 | 0.031346 | 0 | 0 | 0.062693 | 310.6275 | 0.031705 | 0 | 0 | 0.06341 | 310.8757 | 0.032244 | 0 | 0 | 0.064487 | 311.0412 | 0.032603 | 0 | 0 | 0.065205 | 311.2067 | 0.032962 | 0 | 0 | 0.065923
2017-01-05 17:00 | 282.2654 | 0.84132 |  | 296.397 | 0.00083939 | 0 | 0 | 0.0016788 | 304.7261 | 0.018905 | 0 | 0 | 0.03781 | 311.5407 | 0.033686 | 0 | 0 | 0.067372 | 311.7931 | 0.034234 | 0 | 0 | 0.068467 | 311.9614 | 0.034599 | 0 | 0 | 0.069197 | 312.2138 | 0.035146 | 0 | 0 | 0.070292 | 312.4662 | 0.035694 | 0 | 0 | 0.071387 | 312.7186 | 0.036241 | 0 | 0 | 0.072482 | 313.0551 | 0.036971 | 0 | 0 | 0.073942 | 313.3075 | 0.037518 | 0 | 0 | 0.075037 | 313.4758 | 0.037883 | 0 | 0 | 0.075767 | 313.7282 | 0.038431 | 0 | 0 | 0.076861 | 313.8964 | 0.038796 | 0 | 0 | 0.077591 | 314.1488 | 0.039343 | 0 | 0 | 0.078686 | 314.4012 | 0.039891 | 0 | 0 | 0.079781 | 314.5695 | 0.040256 | 0 | 0 | 0.080511 | 314.8219 | 0.040803 | 0 | 0 | 0.081606 | 315.0743 | 0.04135 | 0 | 0 | 0.082701 | 315.1584 | 0.041533 | 0 | 0 | 0.083066 | 315.4108 | 0.04208 | 0 | 0 | 0.084161 | 315.6632 | 0.042628 | 0 | 0 | 0.085256 | 315.8315 | 0.042993 | 0 | 0 | 0.085986 | 316.0839 | 0.04354 | 0 | 0 | 0.08708 | 316.2521 | 0.043905 | 0 | 0 | 0.08781 | 316.4204 | 0.04427 | 0 | 0 | 0.08854
2017-01-05 18:00 | 283.4392 | 0.84482 |  | 297.6295 | 0.0035127 | 0 | 0 | 0.0070253 | 305.9932 | 0.021654 | 0 | 0 | 0.043307 | 312.8362 | 0.036496 | 0 | 0 | 0.072992 | 313.0897 | 0.037046 | 0 | 0 | 0.074092 | 313.2586 | 0.037412 | 0 | 0 | 0.074825 | 313.5121 | 0.037962 | 0 | 0 | 0.075924 | 313.7655 | 0.038512 | 0 | 0 | 0.077023 | 314.019 | 0.039061 | 0 | 0 | 0.078123 | 314.3569 | 0.039794 | 0 | 0 | 0.079589 | 314.6103 | 0.040344 | 0 | 0 | 0.080688 | 314.7793 | 0.040711 | 0 | 0 | 0.081421 | 315.0327 | 0.04126 | 0 | 0 | 0.082521 | 315.2017 | 0.041627 | 0 | 0 | 0.083254 | 315.4551 | 0.042177 | 0 | 0 | 0.084353 | 315.7086 | 0.042726 | 0 | 0 | 0.085453 | 315.8776 | 0.043093 | 0 | 0 | 0.086185 | 316.131 | 0.043642 | 0 | 0 | 0.087285 | 316.3844 | 0.044192 | 0 | 0 | 0.088384 | 316.4689 | 0.044375 | 0 | 0 | 0.088751 | 316.7224 | 0.044925 | 0 | 0 | 0.08985 | 316.9758 | 0.045475 | 0 | 0 | 0.09095 | 317.1448 | 0.045841 | 0 | 0 | 0.091683 | 317.3982 | 0.046391 | 0 | 0 | 0.092782 | 317.5672 | 0.046758 | 0 | 0 | 0.093515 | 317.7362 | 0.047124 | 0 | 0 | 0.094248
2017-01-05 19:00 | 279.8909 | 0.83424 |  | 293.9036 | 0 | 0 | 0 | 0 | 302.1626 | 0.013345 | 0 | 0 | 0.02669 | 308.92 | 0.028002 | 0 | 0 | 0.056003 | 309.1702 | 0.028545 | 0 | 0 | 0.057089 | 309.3371 | 0.028906 | 0 | 0 | 0.057813 | 309.5874 | 0.029449 | 0 | 0 | 0.058899 | 309.8376 | 0.029992 | 0 | 0 | 0.059984 | 310.0879 | 0.030535 | 0 | 0 | 0.06107 | 310.4216 | 0.031259 | 0 | 0 | 0.062518 | 310.6719 | 0.031802 | 0 | 0 | 0.063603 | 310.8387 | 0.032163 | 0 | 0 | 0.064327 | 311.089 | 0.032706 | 0 | 0 | 0.065413 | 311.2558 | 0.033068 | 0 | 0 | 0.066136 | 311.5061 | 0.033611 | 0 | 0 | 0.067222 | 311.7564 | 0.034154 | 0 | 0 | 0.068308 | 311.9232 | 0.034516 | 0 | 0 | 0.069032 | 312.1735 | 0.035059 | 0 | 0 | 0.070117 | 312.4238 | 0.035601 | 0 | 0 | 0.071203 | 312.5072 | 0.035782 | 0 | 0 | 0.071565 | 312.7575 | 0.036325 | 0 | 0 | 0.072651 | 313.0078 | 0.036868 | 0 | 0 | 0.073736 | 313.1746 | 0.03723 | 0 | 0 | 0.07446 | 313.4249 | 0.037773 | 0 | 0 | 0.075546 | 313.5917 | 0.038135 | 0 | 0 | 0.07627 | 313.7586 | 0.038497 | 0 | 0 | 0.076993
2017-01-05 20:00 | 279.0425 | 0.83171 |  | 293.0126 | 0 | 0 | 0 | 0 | 301.2466 | 0.011358 | 0 | 0 | 0.022716 | 307.9835 | 0.025971 | 0 | 0 | 0.051941 | 308.233 | 0.026512 | 0 | 0 | 0.053023 | 308.3993 | 0.026872 | 0 | 0 | 0.053745 | 308.6489 | 0.027414 | 0 | 0 | 0.054827 | 308.8984 | 0.027955 | 0 | 0 | 0.05591 | 309.1479 | 0.028496 | 0 | 0 | 0.056992 | 309.4806 | 0.029218 | 0 | 0 | 0.058435 | 309.7301 | 0.029759 | 0 | 0 | 0.059518 | 309.8964 | 0.03012 | 0 | 0 | 0.060239 | 310.1459 | 0.030661 | 0 | 0 | 0.061322 | 310.3123 | 0.031022 | 0 | 0 | 0.062043 | 310.5618 | 0.031563 | 0 | 0 | 0.063126 | 310.8113 | 0.032104 | 0 | 0 | 0.064208 | 310.9777 | 0.032465 | 0 | 0 | 0.06493 | 311.2272 | 0.033006 | 0 | 0 | 0.066012 | 311.4767 | 0.033547 | 0 | 0 | 0.067094 | 311.5599 | 0.033728 | 0 | 0 | 0.067455 | 311.8094 | 0.034269 | 0 | 0 | 0.068538 | 312.0589 | 0.03481 | 0 | 0 | 0.06962 | 312.2252 | 0.035171 | 0 | 0 | 0.070342 | 312.4747 | 0.035712 | 0 | 0 | 0.071424 | 312.6411 | 0.036073 | 0 | 0 | 0.072146 | 312.8074 | 0.036434 | 0 | 0 | 0.072867
2017-01-05 21:00 | 275.1109 | 0.82 |  | 288.8843 | 0 | 0 | 0 | 0 | 297.0022 | 0.0021521 | 0 | 0 | 0.0043042 | 303.6442 | 0.016559 | 0 | 0 | 0.033117 | 303.8902 | 0.017092 | 0 | 0 | 0.034184 | 304.0542 | 0.017448 | 0 | 0 | 0.034896 | 304.3002 | 0.017981 | 0 | 0 | 0.035963 | 304.5462 | 0.018515 | 0 | 0 | 0.03703 | 304.7922 | 0.019049 | 0 | 0 | 0.038097 | 305.1202 | 0.01976 | 0 | 0 | 0.03952 | 305.3662 | 0.020294 | 0 | 0 | 0.040587 | 305.5302 | 0.020649 | 0 | 0 | 0.041298 | 305.7762 | 0.021183 | 0 | 0 | 0.042366 | 305.9402 | 0.021539 | 0 | 0 | 0.043077 | 306.1862 | 0.022072 | 0 | 0 | 0.044144 | 306.4322 | 0.022606 | 0 | 0 | 0.045211 | 306.5962 | 0.022961 | 0 | 0 | 0.045923 | 306.8422 | 0.023495 | 0 | 0 | 0.04699 | 307.0882 | 0.024029 | 0 | 0 | 0.048057 | 307.1702 | 0.024206 | 0 | 0 | 0.048413 | 307.4161 | 0.02474 | 0 | 0 | 0.04948 | 307.6621 | 0.025274 | 0 | 0 | 0.050547 | 307.8261 | 0.025629 | 0 | 0 | 0.051258 | 308.0721 | 0.026163 | 0 | 0 | 0.052326 | 308.2361 | 0.026519 | 0 | 0 | 0.053037 | 308.4001 | 0.026874 | 0 | 0 | 0.053748
2017-01-05 22:00 | 286.4435 | 0.85377 |  | 300.7843 | 0.010355 | 0 | 0 | 0.020711 | 309.2366 | 0.028689 | 0 | 0 | 0.057377 | 316.1522 | 0.043688 | 0 | 0 | 0.087377 | 316.4083 | 0.044244 | 0 | 0 | 0.088488 | 316.5791 | 0.044614 | 0 | 0 | 0.089229 | 316.8352 | 0.04517 | 0 | 0 | 0.09034 | 317.0913 | 0.045725 | 0 | 0 | 0.091451 | 317.3474 | 0.046281 | 0 | 0 | 0.092562 | 317.689 | 0.047022 | 0 | 0 | 0.094043 | 317.9451 | 0.047577 | 0 | 0 | 0.095154 | 318.1158 | 0.047948 | 0 | 0 | 0.095895 | 318.372 | 0.048503 | 0 | 0 | 0.097006 | 318.5427 | 0.048873 | 0 | 0 | 0.097747 | 318.7989 | 0.049429 | 0 | 0 | 0.098858 | 319.055 | 0.049985 | 0 | 0 | 0.099969 | 319.2258 | 0.050355 | 0 | 0 | 0.10071 | 319.4819 | 0.050911 | 0 | 0 | 0.10182 | 319.738 | 0.051466 | 0 | 0 | 0.10293 | 319.8234 | 0.051651 | 0 | 0 | 0.1033 | 320.0795 | 0.052207 | 0 | 0 | 0.10441 | 320.3357 | 0.052762 | 0 | 0 | 0.10552 | 320.5064 | 0.053133 | 0 | 0 | 0.10627 | 320.7625 | 0.053688 | 0 | 0 | 0.10738 | 320.9333 | 0.054059 | 0 | 0 | 0.10812 | 321.1041 | 0.054429 | 0 | 0 | 0.10886
2017-01-05 23:00 | 287.3216 | 0.85639 |  | 301.7063 | 0.012355 | 0 | 0 | 0.024711 | 310.1846 | 0.030745 | 0 | 0 | 0.061489 | 317.1213 | 0.04579 | 0 | 0 | 0.091581 | 317.3782 | 0.046348 | 0 | 0 | 0.092695 | 317.5495 | 0.046719 | 0 | 0 | 0.093438 | 317.8064 | 0.047276 | 0 | 0 | 0.094553 | 318.0634 | 0.047834 | 0 | 0 | 0.095667 | 318.3203 | 0.048391 | 0 | 0 | 0.096782 | 318.6628 | 0.049134 | 0 | 0 | 0.098268 | 318.9197 | 0.049691 | 0 | 0 | 0.099382 | 319.091 | 0.050063 | 0 | 0 | 0.10013 | 319.3479 | 0.05062 | 0 | 0 | 0.10124 | 319.5192 | 0.050992 | 0 | 0 | 0.10198 | 319.7761 | 0.051549 | 0 | 0 | 0.1031 | 320.0331 | 0.052106 | 0 | 0 | 0.10421 | 320.2043 | 0.052478 | 0 | 0 | 0.10496 | 320.4613 | 0.053035 | 0 | 0 | 0.10607 | 320.7182 | 0.053592 | 0 | 0 | 0.10718 | 320.8038 | 0.053778 | 0 | 0 | 0.10756 | 321.0607 | 0.054335 | 0 | 0 | 0.10867 | 321.3176 | 0.054892 | 0 | 0 | 0.10978 | 321.4889 | 0.055264 | 0 | 0 | 0.11053 | 321.7458 | 0.055821 | 0 | 0 | 0.11164 | 321.9171 | 0.056193 | 0 | 0 | 0.11239 | 322.0884 | 0.056564 | 0 | 0 | 0.11313
2017-01-06 | 287.0383 | 0.85555 |  | 301.4088 | 0.01171 | 0 | 0 | 0.02342 | 309.8787 | 0.030081 | 0 | 0 | 0.060163 | 316.8087 | 0.045112 | 0 | 0 | 0.090225 | 317.0653 | 0.045669 | 0 | 0 | 0.091338 | 317.2364 | 0.04604 | 0 | 0 | 0.09208 | 317.4931 | 0.046597 | 0 | 0 | 0.093194 | 317.7498 | 0.047154 | 0 | 0 | 0.094307 | 318.0064 | 0.04771 | 0 | 0 | 0.09542 | 318.3486 | 0.048453 | 0 | 0 | 0.096905 | 318.6053 | 0.049009 | 0 | 0 | 0.098018 | 318.7764 | 0.04938 | 0 | 0 | 0.098761 | 319.0331 | 0.049937 | 0 | 0 | 0.099874 | 319.2042 | 0.050308 | 0 | 0 | 0.10062 | 319.4609 | 0.050865 | 0 | 0 | 0.10173 | 319.7175 | 0.051422 | 0 | 0 | 0.10284 | 319.8886 | 0.051793 | 0 | 0 | 0.10359 | 320.1453 | 0.052349 | 0 | 0 | 0.1047 | 320.402 | 0.052906 | 0 | 0 | 0.10581 | 320.4875 | 0.053092 | 0 | 0 | 0.10618 | 320.7442 | 0.053648 | 0 | 0 | 0.1073 | 321.0008 | 0.054205 | 0 | 0 | 0.10841 | 321.1719 | 0.054576 | 0 | 0 | 0.10915 | 321.4286 | 0.055133 | 0 | 0 | 0.11027 | 321.5997 | 0.055504 | 0 | 0 | 0.11101 | 321.7708 | 0.055875 | 0 | 0 | 0.11175
2017-01-06 01:00 | 288.1322 | 0.85881 |  | 302.5575 | 0.014201 | 0 | 0 | 0.028403 | 311.0596 | 0.032643 | 0 | 0 | 0.065285 | 318.016 | 0.047731 | 0 | 0 | 0.095462 | 318.2736 | 0.04829 | 0 | 0 | 0.09658 | 318.4454 | 0.048662 | 0 | 0 | 0.097325 | 318.703 | 0.049221 | 0 | 0 | 0.098442 | 318.9607 | 0.04978 | 0 | 0 | 0.09956 | 319.2183 | 0.050339 | 0 | 0 | 0.10068 | 319.5618 | 0.051084 | 0 | 0 | 0.10217 | 319.8195 | 0.051643 | 0 | 0 | 0.10329 | 319.9912 | 0.052015 | 0 | 0 | 0.10403 | 320.2489 | 0.052574 | 0 | 0 | 0.10515 | 320.4206 | 0.052947 | 0 | 0 | 0.10589 | 320.6783 | 0.053505 | 0 | 0 | 0.10701 | 320.9359 | 0.054064 | 0 | 0 | 0.10813 | 321.1077 | 0.054437 | 0 | 0 | 0.10887 | 321.3653 | 0.054996 | 0 | 0 | 0.10999 | 321.623 | 0.055555 | 0 | 0 | 0.11111 | 321.7088 | 0.055741 | 0 | 0 | 0.11148 | 321.9665 | 0.0563 | 0 | 0 | 0.1126 | 322.2241 | 0.056858 | 0 | 0 | 0.11372 | 322.3959 | 0.057231 | 0 | 0 | 0.11446 | 322.6535 | 0.05779 | 0 | 0 | 0.11558 | 322.8253 | 0.058162 | 0 | 0 | 0.11632 | 322.9971 | 0.058535 | 0 | 0 | 0.11707
2017-01-06 02:00 | 291.8288 | 0.86982 |  | 306.4392 | 0.022621 | 0 | 0 | 0.045242 | 315.0504 | 0.041299 | 0 | 0 | 0.082597 | 322.096 | 0.056581 | 0 | 0 | 0.11316 | 322.357 | 0.057147 | 0 | 0 | 0.11429 | 322.5309 | 0.057524 | 0 | 0 | 0.11505 | 322.7919 | 0.05809 | 0 | 0 | 0.11618 | 323.0528 | 0.058656 | 0 | 0 | 0.11731 | 323.3138 | 0.059222 | 0 | 0 | 0.11844 | 323.6617 | 0.059977 | 0 | 0 | 0.11995 | 323.9226 | 0.060543 | 0 | 0 | 0.12109 | 324.0966 | 0.06092 | 0 | 0 | 0.12184 | 324.3575 | 0.061486 | 0 | 0 | 0.12297 | 324.5315 | 0.061863 | 0 | 0 | 0.12373 | 324.7925 | 0.062429 | 0 | 0 | 0.12486 | 325.0534 | 0.062995 | 0 | 0 | 0.12599 | 325.2274 | 0.063372 | 0 | 0 | 0.12674 | 325.4883 | 0.063938 | 0 | 0 | 0.12788 | 325.7493 | 0.064504 | 0 | 0 | 0.12901 | 325.8363 | 0.064693 | 0 | 0 | 0.12939 | 326.0972 | 0.065259 | 0 | 0 | 0.13052 | 326.3581 | 0.065825 | 0 | 0 | 0.13165 | 326.5321 | 0.066202 | 0 | 0 | 0.1324 | 326.7931 | 0.066768 | 0 | 0 | 0.13354 | 326.967 | 0.067146 | 0 | 0 | 0.13429 | 327.141 | 0.067523 | 0 | 0 | 0.13505
2017-01-06 03:00 | 288.1289 | 0.8588 |  | 302.5539 | 0.014194 | 0 | 0 | 0.028388 | 311.056 | 0.032635 | 0 | 0 | 0.06527 | 318.0123 | 0.047723 | 0 | 0 | 0.095446 | 318.2699 | 0.048282 | 0 | 0 | 0.096564 | 318.4417 | 0.048654 | 0 | 0 | 0.097309 | 318.6993 | 0.049213 | 0 | 0 | 0.098426 | 318.957 | 0.049772 | 0 | 0 | 0.099544 | 319.2146 | 0.050331 | 0 | 0 | 0.10066 | 319.5581 | 0.051076 | 0 | 0 | 0.10215 | 319.8158 | 0.051635 | 0 | 0 | 0.10327 | 319.9875 | 0.052007 | 0 | 0 | 0.10401 | 320.2451 | 0.052566 | 0 | 0 | 0.10513 | 320.4169 | 0.052939 | 0 | 0 | 0.10588 | 320.6745 | 0.053497 | 0 | 0 | 0.10699 | 320.9322 | 0.054056 | 0 | 0 | 0.10811 | 321.1039 | 0.054429 | 0 | 0 | 0.10886 | 321.3616 | 0.054988 | 0 | 0 | 0.10998 | 321.6192 | 0.055546 | 0 | 0 | 0.11109 | 321.7051 | 0.055733 | 0 | 0 | 0.11147 | 321.9627 | 0.056291 | 0 | 0 | 0.11258 | 322.2204 | 0.05685 | 0 | 0 | 0.1137 | 322.3921 | 0.057223 | 0 | 0 | 0.11445 | 322.6498 | 0.057782 | 0 | 0 | 0.11556 | 322.8215 | 0.058154 | 0 | 0 | 0.11631 | 322.9933 | 0.058527 | 0 | 0 | 0.11705
2017-01-06 04:00 | 293.4049 | 0.87452 |  | 308.0942 | 0.026211 | 0 | 0 | 0.052421 | 316.7519 | 0.044989 | 0 | 0 | 0.089979 | 323.8356 | 0.060354 | 0 | 0 | 0.12071 | 324.0979 | 0.060923 | 0 | 0 | 0.12185 | 324.2728 | 0.061302 | 0 | 0 | 0.1226 | 324.5352 | 0.061871 | 0 | 0 | 0.12374 | 324.7975 | 0.06244 | 0 | 0 | 0.12488 | 325.0599 | 0.063009 | 0 | 0 | 0.12602 | 325.4097 | 0.063768 | 0 | 0 | 0.12754 | 325.6721 | 0.064337 | 0 | 0 | 0.12867 | 325.847 | 0.064716 | 0 | 0 | 0.12943 | 326.1093 | 0.065285 | 0 | 0 | 0.13057 | 326.2842 | 0.065665 | 0 | 0 | 0.13133 | 326.5466 | 0.066234 | 0 | 0 | 0.13247 | 326.8089 | 0.066803 | 0 | 0 | 0.13361 | 326.9838 | 0.067182 | 0 | 0 | 0.13436 | 327.2462 | 0.067751 | 0 | 0 | 0.1355 | 327.5086 | 0.06832 | 0 | 0 | 0.13664 | 327.596 | 0.06851 | 0 | 0 | 0.13702 | 327.8584 | 0.069079 | 0 | 0 | 0.13816 | 328.1207 | 0.069648 | 0 | 0 | 0.1393 | 328.2956 | 0.070028 | 0 | 0 | 0.14006 | 328.558 | 0.070597 | 0 | 0 | 0.14119 | 328.7329 | 0.070976 | 0 | 0 | 0.14195 | 328.9078 | 0.071355 | 0 | 0 | 0.14271
2017-01-06 05:00 | 295.4811 | 0.88071 |  | 310.2743 | 0.030939 | 0 | 0 | 0.061879 | 318.9934 | 0.049851 | 0 | 0 | 0.099702 | 326.1271 | 0.065324 | 0 | 0 | 0.13065 | 326.3913 | 0.065897 | 0 | 0 | 0.13179 | 326.5675 | 0.066279 | 0 | 0 | 0.13256 | 326.8317 | 0.066852 | 0 | 0 | 0.1337 | 327.0959 | 0.067425 | 0 | 0 | 0.13485 | 327.3601 | 0.067998 | 0 | 0 | 0.136 | 327.7124 | 0.068763 | 0 | 0 | 0.13753 | 327.9766 | 0.069336 | 0 | 0 | 0.13867 | 328.1528 | 0.069718 | 0 | 0 | 0.13944 | 328.417 | 0.070291 | 0 | 0 | 0.14058 | 328.5931 | 0.070673 | 0 | 0 | 0.14135 | 328.8573 | 0.071246 | 0 | 0 | 0.14249 | 329.1215 | 0.071819 | 0 | 0 | 0.14364 | 329.2977 | 0.072201 | 0 | 0 | 0.1444 | 329.5619 | 0.072774 | 0 | 0 | 0.14555 | 329.8261 | 0.073347 | 0 | 0 | 0.14669 | 329.9142 | 0.073538 | 0 | 0 | 0.14708 | 330.1784 | 0.074111 | 0 | 0 | 0.14822 | 330.4426 | 0.074684 | 0 | 0 | 0.14937 | 330.6187 | 0.075066 | 0 | 0 | 0.15013 | 330.883 | 0.075639 | 0 | 0 | 0.15128 | 331.0591 | 0.076021 | 0 | 0 | 0.15204 | 331.2352 | 0.076404 | 0 | 0 | 0.15281
2017-01-06 06:00 | 296.2262 | 0.88293 |  | 311.0566 | 0.032636 | 0 | 0 | 0.065272 | 319.7976 | 0.051595 | 0 | 0 | 0.10319 | 326.9494 | 0.067108 | 0 | 0 | 0.13422 | 327.2143 | 0.067682 | 0 | 0 | 0.13536 | 327.3909 | 0.068065 | 0 | 0 | 0.13613 | 327.6557 | 0.06864 | 0 | 0 | 0.13728 | 327.9206 | 0.069214 | 0 | 0 | 0.13843 | 328.1855 | 0.069789 | 0 | 0 | 0.13958 | 328.5387 | 0.070555 | 0 | 0 | 0.14111 | 328.8035 | 0.071129 | 0 | 0 | 0.14226 | 328.9801 | 0.071512 | 0 | 0 | 0.14302 | 329.245 | 0.072087 | 0 | 0 | 0.14417 | 329.4216 | 0.07247 | 0 | 0 | 0.14494 | 329.6865 | 0.073044 | 0 | 0 | 0.14609 | 329.9514 | 0.073619 | 0 | 0 | 0.14724 | 330.1279 | 0.074002 | 0 | 0 | 0.148 | 330.3928 | 0.074576 | 0 | 0 | 0.14915 | 330.6577 | 0.075151 | 0 | 0 | 0.1503 | 330.746 | 0.075342 | 0 | 0 | 0.15068 | 331.0109 | 0.075917 | 0 | 0 | 0.15183 | 331.2758 | 0.076491 | 0 | 0 | 0.15298 | 331.4523 | 0.076874 | 0 | 0 | 0.15375 | 331.7172 | 0.077449 | 0 | 0 | 0.1549 | 331.8938 | 0.077832 | 0 | 0 | 0.15566 | 332.0704 | 0.078215 | 0 | 0 | 0.15643
2017-01-06 07:00 | 293.1853 | 0.87387 |  | 307.8635 | 0.02571 | 0 | 0 | 0.05142 | 316.5148 | 0.044475 | 0 | 0 | 0.08895 | 323.5931 | 0.059828 | 0 | 0 | 0.11966 | 323.8553 | 0.060396 | 0 | 0 | 0.12079 | 324.03 | 0.060775 | 0 | 0 | 0.12155 | 324.2922 | 0.061344 | 0 | 0 | 0.12269 | 324.5544 | 0.061913 | 0 | 0 | 0.12383 | 324.8165 | 0.062481 | 0 | 0 | 0.12496 | 325.1661 | 0.06324 | 0 | 0 | 0.12648 | 325.4282 | 0.063808 | 0 | 0 | 0.12762 | 325.603 | 0.064187 | 0 | 0 | 0.12837 | 325.8652 | 0.064756 | 0 | 0 | 0.12951 | 326.0399 | 0.065135 | 0 | 0 | 0.13027 | 326.3021 | 0.065704 | 0 | 0 | 0.13141 | 326.5643 | 0.066272 | 0 | 0 | 0.13254 | 326.739 | 0.066651 | 0 | 0 | 0.1333 | 327.0012 | 0.06722 | 0 | 0 | 0.13444 | 327.2634 | 0.067789 | 0 | 0 | 0.13558 | 327.3507 | 0.067978 | 0 | 0 | 0.13596 | 327.6129 | 0.068547 | 0 | 0 | 0.13709 | 327.8751 | 0.069115 | 0 | 0 | 0.13823 | 328.0498 | 0.069494 | 0 | 0 | 0.13899 | 328.312 | 0.070063 | 0 | 0 | 0.14013 | 328.4868 | 0.070442 | 0 | 0 | 0.14088 | 328.6615 | 0.070821 | 0 | 0 | 0.14164
2017-01-06 08:00 | 284.1572 | 0.84696 |  | 298.3835 | 0.0051481 | 0 | 0 | 0.010296 | 306.7684 | 0.023335 | 0 | 0 | 0.04667 | 313.6287 | 0.038215 | 0 | 0 | 0.07643 | 313.8828 | 0.038766 | 0 | 0 | 0.077532 | 314.0522 | 0.039134 | 0 | 0 | 0.078267 | 314.3063 | 0.039685 | 0 | 0 | 0.079369 | 314.5604 | 0.040236 | 0 | 0 | 0.080472 | 314.8145 | 0.040787 | 0 | 0 | 0.081574 | 315.1532 | 0.041522 | 0 | 0 | 0.083043 | 315.4073 | 0.042073 | 0 | 0 | 0.084146 | 315.5767 | 0.04244 | 0 | 0 | 0.08488 | 315.8308 | 0.042991 | 0 | 0 | 0.085983 | 316.0002 | 0.043359 | 0 | 0 | 0.086718 | 316.2543 | 0.04391 | 0 | 0 | 0.08782 | 316.5084 | 0.044461 | 0 | 0 | 0.088922 | 316.6778 | 0.044828 | 0 | 0 | 0.089657 | 316.9319 | 0.04538 | 0 | 0 | 0.090759 | 317.186 | 0.045931 | 0 | 0 | 0.091861 | 317.2706 | 0.046114 | 0 | 0 | 0.092229 | 317.5247 | 0.046665 | 0 | 0 | 0.093331 | 317.7788 | 0.047217 | 0 | 0 | 0.094433 | 317.9482 | 0.047584 | 0 | 0 | 0.095168 | 318.2023 | 0.048135 | 0 | 0 | 0.09627 | 318.3717 | 0.048503 | 0 | 0 | 0.097005 | 318.5411 | 0.04887 | 0 | 0 | 0.09774
2017-01-06 09:00 | 302.2708 | 0.90095 |  | 317.4039 | 0.046403 | 0 | 0 | 0.092807 | 326.3233 | 0.065749 | 0 | 0 | 0.1315 | 333.6209 | 0.081578 | 0 | 0 | 0.16316 | 333.8912 | 0.082164 | 0 | 0 | 0.16433 | 334.0714 | 0.082555 | 0 | 0 | 0.16511 | 334.3417 | 0.083141 | 0 | 0 | 0.16628 | 334.612 | 0.083728 | 0 | 0 | 0.16746 | 334.8823 | 0.084314 | 0 | 0 | 0.16863 | 335.2426 | 0.085096 | 0 | 0 | 0.17019 | 335.5129 | 0.085682 | 0 | 0 | 0.17136 | 335.6931 | 0.086073 | 0 | 0 | 0.17215 | 335.9634 | 0.086659 | 0 | 0 | 0.17332 | 336.1436 | 0.08705 | 0 | 0 | 0.1741 | 336.4139 | 0.087636 | 0 | 0 | 0.17527 | 336.6842 | 0.088222 | 0 | 0 | 0.17644 | 336.8643 | 0.088613 | 0 | 0 | 0.17723 | 337.1346 | 0.089199 | 0 | 0 | 0.1784 | 337.4049 | 0.089786 | 0 | 0 | 0.17957 | 337.495 | 0.089981 | 0 | 0 | 0.17996 | 337.7653 | 0.090567 | 0 | 0 | 0.18113 | 338.0356 | 0.091153 | 0 | 0 | 0.18231 | 338.2158 | 0.091544 | 0 | 0 | 0.18309 | 338.486 | 0.092131 | 0 | 0 | 0.18426 | 338.6662 | 0.092521 | 0 | 0 | 0.18504 | 338.8464 | 0.092912 | 0 | 0 | 0.18582
2017-01-06 10:00 | 309.1585 | 0.92148 |  | 324.6365 | 0.062091 | 0 | 0 | 0.12418 | 333.7591 | 0.081878 | 0 | 0 | 0.16376 | 341.2231 | 0.098067 | 0 | 0 | 0.19613 | 341.4995 | 0.098667 | 0 | 0 | 0.19733 | 341.6838 | 0.099066 | 0 | 0 | 0.19813 | 341.9602 | 0.099666 | 0 | 0 | 0.19933 | 342.2367 | 0.10027 | 0 | 0 | 0.20053 | 342.5131 | 0.10087 | 0 | 0 | 0.20173 | 342.8817 | 0.10166 | 0 | 0 | 0.20333 | 343.1582 | 0.10226 | 0 | 0 | 0.20453 | 343.3425 | 0.10266 | 0 | 0 | 0.20533 | 343.6189 | 0.10326 | 0 | 0 | 0.20653 | 343.8032 | 0.10366 | 0 | 0 | 0.20733 | 344.0796 | 0.10426 | 0 | 0 | 0.20853 | 344.3561 | 0.10486 | 0 | 0 | 0.20973 | 344.5404 | 0.10526 | 0 | 0 | 0.21052 | 344.8168 | 0.10586 | 0 | 0 | 0.21172 | 345.0933 | 0.10646 | 0 | 0 | 0.21292 | 345.1854 | 0.10666 | 0 | 0 | 0.21332 | 345.4619 | 0.10726 | 0 | 0 | 0.21452 | 345.7383 | 0.10786 | 0 | 0 | 0.21572 | 345.9226 | 0.10826 | 0 | 0 | 0.21652 | 346.199 | 0.10886 | 0 | 0 | 0.21772 | 346.3833 | 0.10926 | 0 | 0 | 0.21852 | 346.5676 | 0.10966 | 0 | 0 | 0.21932
2017-01-06 11:00 | 297.8393 | 0.88774 |  | 312.7505 | 0.03631 | 0 | 0 | 0.07262 | 321.5391 | 0.055373 | 0 | 0 | 0.11075 | 328.7298 | 0.070969 | 0 | 0 | 0.14194 | 328.9961 | 0.071547 | 0 | 0 | 0.14309 | 329.1737 | 0.071932 | 0 | 0 | 0.14386 | 329.44 | 0.07251 | 0 | 0 | 0.14502 | 329.7063 | 0.073087 | 0 | 0 | 0.14617 | 329.9727 | 0.073665 | 0 | 0 | 0.14733 | 330.3278 | 0.074435 | 0 | 0 | 0.14887 | 330.5941 | 0.075013 | 0 | 0 | 0.15003 | 330.7716 | 0.075398 | 0 | 0 | 0.1508 | 331.0379 | 0.075976 | 0 | 0 | 0.15195 | 331.2155 | 0.076361 | 0 | 0 | 0.15272 | 331.4818 | 0.076938 | 0 | 0 | 0.15388 | 331.7481 | 0.077516 | 0 | 0 | 0.15503 | 331.9257 | 0.077901 | 0 | 0 | 0.1558 | 332.192 | 0.078479 | 0 | 0 | 0.15696 | 332.4583 | 0.079056 | 0 | 0 | 0.15811 | 332.5471 | 0.079249 | 0 | 0 | 0.1585 | 332.8134 | 0.079827 | 0 | 0 | 0.15965 | 333.0797 | 0.080404 | 0 | 0 | 0.16081 | 333.2573 | 0.080789 | 0 | 0 | 0.16158 | 333.5236 | 0.081367 | 0 | 0 | 0.16273 | 333.7012 | 0.081752 | 0 | 0 | 0.1635 | 333.8787 | 0.082137 | 0 | 0 | 0.16427
2017-01-06 12:00 | 296.2078 | 0.88288 |  | 311.0374 | 0.032594 | 0 | 0 | 0.065189 | 319.7778 | 0.051552 | 0 | 0 | 0.1031 | 326.9291 | 0.067064 | 0 | 0 | 0.13413 | 327.194 | 0.067638 | 0 | 0 | 0.13528 | 327.3706 | 0.068021 | 0 | 0 | 0.13604 | 327.6354 | 0.068596 | 0 | 0 | 0.13719 | 327.9003 | 0.06917 | 0 | 0 | 0.13834 | 328.1652 | 0.069745 | 0 | 0 | 0.13949 | 328.5183 | 0.070511 | 0 | 0 | 0.14102 | 328.7832 | 0.071085 | 0 | 0 | 0.14217 | 328.9597 | 0.071468 | 0 | 0 | 0.14294 | 329.2246 | 0.072042 | 0 | 0 | 0.14408 | 329.4012 | 0.072425 | 0 | 0 | 0.14485 | 329.666 | 0.073 | 0 | 0 | 0.146 | 329.9309 | 0.073574 | 0 | 0 | 0.14715 | 330.1075 | 0.073957 | 0 | 0 | 0.14791 | 330.3723 | 0.074532 | 0 | 0 | 0.14906 | 330.6372 | 0.075106 | 0 | 0 | 0.15021 | 330.7255 | 0.075298 | 0 | 0 | 0.1506 | 330.9904 | 0.075872 | 0 | 0 | 0.15174 | 331.2552 | 0.076447 | 0 | 0 | 0.15289 | 331.4318 | 0.07683 | 0 | 0 | 0.15366 | 331.6967 | 0.077404 | 0 | 0 | 0.15481 | 331.8732 | 0.077787 | 0 | 0 | 0.15557 | 332.0498 | 0.07817 | 0 | 0 | 0.15634
2017-01-06 13:00 | 295.9355 | 0.88206 |  | 310.7514 | 0.031974 | 0 | 0 | 0.063948 | 319.4839 | 0.050915 | 0 | 0 | 0.10183 | 326.6286 | 0.066412 | 0 | 0 | 0.13282 | 326.8932 | 0.066986 | 0 | 0 | 0.13397 | 327.0696 | 0.067368 | 0 | 0 | 0.13474 | 327.3342 | 0.067942 | 0 | 0 | 0.13588 | 327.5989 | 0.068516 | 0 | 0 | 0.13703 | 327.8635 | 0.06909 | 0 | 0 | 0.13818 | 328.2163 | 0.069855 | 0 | 0 | 0.13971 | 328.4809 | 0.070429 | 0 | 0 | 0.14086 | 328.6573 | 0.070812 | 0 | 0 | 0.14162 | 328.9219 | 0.071386 | 0 | 0 | 0.14277 | 329.0984 | 0.071769 | 0 | 0 | 0.14354 | 329.363 | 0.072343 | 0 | 0 | 0.14469 | 329.6276 | 0.072917 | 0 | 0 | 0.14583 | 329.804 | 0.073299 | 0 | 0 | 0.1466 | 330.0686 | 0.073873 | 0 | 0 | 0.14775 | 330.3333 | 0.074447 | 0 | 0 | 0.14889 | 330.4215 | 0.074638 | 0 | 0 | 0.14928 | 330.6861 | 0.075212 | 0 | 0 | 0.15042 | 330.9507 | 0.075786 | 0 | 0 | 0.15157 | 331.1271 | 0.076169 | 0 | 0 | 0.15234 | 331.3917 | 0.076743 | 0 | 0 | 0.15349 | 331.5681 | 0.077126 | 0 | 0 | 0.15425 | 331.7446 | 0.077508 | 0 | 0 | 0.15502
2017-01-06 14:00 | 296.9938 | 0.88522 |  | 311.8627 | 0.034385 | 0 | 0 | 0.068769 | 320.6264 | 0.053393 | 0 | 0 | 0.10679 | 327.7967 | 0.068945 | 0 | 0 | 0.13789 | 328.0622 | 0.069521 | 0 | 0 | 0.13904 | 328.2393 | 0.069905 | 0 | 0 | 0.13981 | 328.5048 | 0.070481 | 0 | 0 | 0.14096 | 328.7704 | 0.071057 | 0 | 0 | 0.14211 | 329.036 | 0.071633 | 0 | 0 | 0.14327 | 329.3901 | 0.072401 | 0 | 0 | 0.1448 | 329.6556 | 0.072977 | 0 | 0 | 0.14595 | 329.8327 | 0.073361 | 0 | 0 | 0.14672 | 330.0982 | 0.073937 | 0 | 0 | 0.14787 | 330.2753 | 0.074321 | 0 | 0 | 0.14864 | 330.5409 | 0.074897 | 0 | 0 | 0.14979 | 330.8064 | 0.075473 | 0 | 0 | 0.15095 | 330.9835 | 0.075857 | 0 | 0 | 0.15171 | 331.249 | 0.076433 | 0 | 0 | 0.15287 | 331.5146 | 0.077009 | 0 | 0 | 0.15402 | 331.6031 | 0.077201 | 0 | 0 | 0.1544 | 331.8687 | 0.077777 | 0 | 0 | 0.15555 | 332.1342 | 0.078353 | 0 | 0 | 0.15671 | 332.3113 | 0.078737 | 0 | 0 | 0.15747 | 332.5769 | 0.079314 | 0 | 0 | 0.15863 | 332.7539 | 0.079698 | 0 | 0 | 0.1594 | 332.9309 | 0.080082 | 0 | 0 | 0.16016
2017-01-06 15:00 | 296.5184 | 0.8838 |  | 311.3636 | 0.033302 | 0 | 0 | 0.066604 | 320.1132 | 0.05228 | 0 | 0 | 0.10456 | 327.272 | 0.067807 | 0 | 0 | 0.13561 | 327.5371 | 0.068382 | 0 | 0 | 0.13676 | 327.7139 | 0.068766 | 0 | 0 | 0.13753 | 327.979 | 0.069341 | 0 | 0 | 0.13868 | 328.2442 | 0.069916 | 0 | 0 | 0.13983 | 328.5093 | 0.070491 | 0 | 0 | 0.14098 | 328.8628 | 0.071258 | 0 | 0 | 0.14252 | 329.128 | 0.071833 | 0 | 0 | 0.14367 | 329.3047 | 0.072216 | 0 | 0 | 0.14443 | 329.5699 | 0.072791 | 0 | 0 | 0.14558 | 329.7467 | 0.073175 | 0 | 0 | 0.14635 | 330.0118 | 0.07375 | 0 | 0 | 0.1475 | 330.2769 | 0.074325 | 0 | 0 | 0.14865 | 330.4537 | 0.074708 | 0 | 0 | 0.14942 | 330.7188 | 0.075283 | 0 | 0 | 0.15057 | 330.984 | 0.075859 | 0 | 0 | 0.15172 | 331.0724 | 0.07605 | 0 | 0 | 0.1521 | 331.3375 | 0.076625 | 0 | 0 | 0.15325 | 331.6026 | 0.0772 | 0 | 0 | 0.1544 | 331.7794 | 0.077584 | 0 | 0 | 0.15517 | 332.0445 | 0.078159 | 0 | 0 | 0.15632 | 332.2213 | 0.078542 | 0 | 0 | 0.15708 | 332.3981 | 0.078926 | 0 | 0 | 0.15785
2017-01-06 16:00 | 292.3045 | 0.87124 |  | 306.9386 | 0.023704 | 0 | 0 | 0.047408 | 315.5639 | 0.042412 | 0 | 0 | 0.084825 | 322.621 | 0.057719 | 0 | 0 | 0.11544 | 322.8823 | 0.058286 | 0 | 0 | 0.11657 | 323.0566 | 0.058664 | 0 | 0 | 0.11733 | 323.318 | 0.059231 | 0 | 0 | 0.11846 | 323.5793 | 0.059798 | 0 | 0 | 0.1196 | 323.8407 | 0.060365 | 0 | 0 | 0.12073 | 324.1892 | 0.061121 | 0 | 0 | 0.12224 | 324.4506 | 0.061688 | 0 | 0 | 0.12338 | 324.6248 | 0.062066 | 0 | 0 | 0.12413 | 324.8862 | 0.062632 | 0 | 0 | 0.12526 | 325.0604 | 0.06301 | 0 | 0 | 0.12602 | 325.3218 | 0.063577 | 0 | 0 | 0.12715 | 325.5832 | 0.064144 | 0 | 0 | 0.12829 | 325.7574 | 0.064522 | 0 | 0 | 0.12904 | 326.0188 | 0.065089 | 0 | 0 | 0.13018 | 326.2802 | 0.065656 | 0 | 0 | 0.13131 | 326.3673 | 0.065845 | 0 | 0 | 0.13169 | 326.6287 | 0.066412 | 0 | 0 | 0.13282 | 326.8901 | 0.066979 | 0 | 0 | 0.13396 | 327.0643 | 0.067357 | 0 | 0 | 0.13471 | 327.3257 | 0.067924 | 0 | 0 | 0.13585 | 327.4999 | 0.068302 | 0 | 0 | 0.1366 | 327.6742 | 0.06868 | 0 | 0 | 0.13736
2017-01-06 17:00 | 291.0415 | 0.86748 |  | 305.6124 | 0.020828 | 0 | 0 | 0.041655 | 314.2004 | 0.039455 | 0 | 0 | 0.07891 | 321.227 | 0.054696 | 0 | 0 | 0.10939 | 321.4872 | 0.05526 | 0 | 0 | 0.11052 | 321.6607 | 0.055636 | 0 | 0 | 0.11127 | 321.921 | 0.056201 | 0 | 0 | 0.1124 | 322.1812 | 0.056765 | 0 | 0 | 0.11353 | 322.4415 | 0.05733 | 0 | 0 | 0.11466 | 322.7885 | 0.058082 | 0 | 0 | 0.11616 | 323.0487 | 0.058647 | 0 | 0 | 0.11729 | 323.2222 | 0.059023 | 0 | 0 | 0.11805 | 323.4824 | 0.059588 | 0 | 0 | 0.11918 | 323.6559 | 0.059964 | 0 | 0 | 0.11993 | 323.9162 | 0.060529 | 0 | 0 | 0.12106 | 324.1764 | 0.061093 | 0 | 0 | 0.12219 | 324.3499 | 0.061469 | 0 | 0 | 0.12294 | 324.6102 | 0.062034 | 0 | 0 | 0.12407 | 324.8704 | 0.062598 | 0 | 0 | 0.1252 | 324.9572 | 0.062786 | 0 | 0 | 0.12557 | 325.2174 | 0.063351 | 0 | 0 | 0.1267 | 325.4776 | 0.063915 | 0 | 0 | 0.12783 | 325.6511 | 0.064292 | 0 | 0 | 0.12858 | 325.9114 | 0.064856 | 0 | 0 | 0.12971 | 326.0849 | 0.065232 | 0 | 0 | 0.13046 | 326.2584 | 0.065609 | 0 | 0 | 0.13122
2017-01-06 18:00 | 290.2016 | 0.86497 |  | 304.7305 | 0.018915 | 0 | 0 | 0.03783 | 313.2937 | 0.037488 | 0 | 0 | 0.074977 | 320.3 | 0.052685 | 0 | 0 | 0.10537 | 320.5595 | 0.053248 | 0 | 0 | 0.1065 | 320.7325 | 0.053623 | 0 | 0 | 0.10725 | 320.992 | 0.054186 | 0 | 0 | 0.10837 | 321.2515 | 0.054749 | 0 | 0 | 0.1095 | 321.511 | 0.055312 | 0 | 0 | 0.11062 | 321.857 | 0.056062 | 0 | 0 | 0.11212 | 322.1165 | 0.056625 | 0 | 0 | 0.11325 | 322.2895 | 0.057 | 0 | 0 | 0.114 | 322.549 | 0.057563 | 0 | 0 | 0.11513 | 322.722 | 0.057938 | 0 | 0 | 0.11588 | 322.9815 | 0.058501 | 0 | 0 | 0.117 | 323.241 | 0.059064 | 0 | 0 | 0.11813 | 323.414 | 0.059439 | 0 | 0 | 0.11888 | 323.6734 | 0.060002 | 0 | 0 | 0.12 | 323.9329 | 0.060565 | 0 | 0 | 0.12113 | 324.0194 | 0.060752 | 0 | 0 | 0.1215 | 324.2789 | 0.061315 | 0 | 0 | 0.12263 | 324.5384 | 0.061878 | 0 | 0 | 0.12376 | 324.7114 | 0.062253 | 0 | 0 | 0.12451 | 324.9709 | 0.062816 | 0 | 0 | 0.12563 | 325.1439 | 0.063191 | 0 | 0 | 0.12638 | 325.3169 | 0.063567 | 0 | 0 | 0.12713
2017-01-06 19:00 | 283.9948 | 0.84647 |  | 298.2129 | 0.0047781 | 0 | 0 | 0.0095561 | 306.593 | 0.022954 | 0 | 0 | 0.045909 | 313.4494 | 0.037826 | 0 | 0 | 0.075652 | 313.7034 | 0.038377 | 0 | 0 | 0.076754 | 313.8727 | 0.038744 | 0 | 0 | 0.077488 | 314.1266 | 0.039295 | 0 | 0 | 0.07859 | 314.3805 | 0.039846 | 0 | 0 | 0.079691 | 314.6345 | 0.040397 | 0 | 0 | 0.080793 | 314.9731 | 0.041131 | 0 | 0 | 0.082262 | 315.227 | 0.041682 | 0 | 0 | 0.083363 | 315.3963 | 0.042049 | 0 | 0 | 0.084098 | 315.6503 | 0.0426 | 0 | 0 | 0.085199 | 315.8196 | 0.042967 | 0 | 0 | 0.085934 | 316.0735 | 0.043518 | 0 | 0 | 0.087035 | 316.3274 | 0.044069 | 0 | 0 | 0.088137 | 316.4967 | 0.044436 | 0 | 0 | 0.088871 | 316.7507 | 0.044987 | 0 | 0 | 0.089973 | 317.0046 | 0.045537 | 0 | 0 | 0.091075 | 317.0893 | 0.045721 | 0 | 0 | 0.091442 | 317.3432 | 0.046272 | 0 | 0 | 0.092543 | 317.5971 | 0.046823 | 0 | 0 | 0.093645 | 317.7664 | 0.04719 | 0 | 0 | 0.094379 | 318.0204 | 0.047741 | 0 | 0 | 0.095481 | 318.1897 | 0.048108 | 0 | 0 | 0.096215 | 318.359 | 0.048475 | 0 | 0 | 0.09695
2017-01-06 20:00 | 279.1523 | 0.83204 |  | 293.1279 | 0 | 0 | 0 | 0 | 301.3651 | 0.011615 | 0 | 0 | 0.023231 | 308.1047 | 0.026233 | 0 | 0 | 0.052467 | 308.3543 | 0.026775 | 0 | 0 | 0.053549 | 308.5207 | 0.027136 | 0 | 0 | 0.054271 | 308.7703 | 0.027677 | 0 | 0 | 0.055354 | 309.0199 | 0.028218 | 0 | 0 | 0.056437 | 309.2695 | 0.02876 | 0 | 0 | 0.05752 | 309.6023 | 0.029482 | 0 | 0 | 0.058964 | 309.852 | 0.030023 | 0 | 0 | 0.060046 | 310.0184 | 0.030384 | 0 | 0 | 0.060768 | 310.268 | 0.030926 | 0 | 0 | 0.061851 | 310.4344 | 0.031286 | 0 | 0 | 0.062573 | 310.684 | 0.031828 | 0 | 0 | 0.063656 | 310.9336 | 0.032369 | 0 | 0 | 0.064739 | 311.1 | 0.03273 | 0 | 0 | 0.06546 | 311.3496 | 0.033272 | 0 | 0 | 0.066543 | 311.5992 | 0.033813 | 0 | 0 | 0.067626 | 311.6824 | 0.033994 | 0 | 0 | 0.067987 | 311.9321 | 0.034535 | 0 | 0 | 0.06907 | 312.1817 | 0.035076 | 0 | 0 | 0.070153 | 312.3481 | 0.035437 | 0 | 0 | 0.070875 | 312.5977 | 0.035979 | 0 | 0 | 0.071957 | 312.7641 | 0.03634 | 0 | 0 | 0.072679 | 312.9305 | 0.036701 | 0 | 0 | 0.073401
2017-01-06 21:00 | 283.8064 | 0.84591 |  | 298.0151 | 0.0043491 | 0 | 0 | 0.0086981 | 306.3896 | 0.022513 | 0 | 0 | 0.045027 | 313.2415 | 0.037375 | 0 | 0 | 0.07475 | 313.4953 | 0.037926 | 0 | 0 | 0.075851 | 313.6645 | 0.038293 | 0 | 0 | 0.076585 | 313.9183 | 0.038843 | 0 | 0 | 0.077686 | 314.172 | 0.039393 | 0 | 0 | 0.078787 | 314.4258 | 0.039944 | 0 | 0 | 0.079888 | 314.7642 | 0.040678 | 0 | 0 | 0.081356 | 315.018 | 0.041228 | 0 | 0 | 0.082456 | 315.1871 | 0.041595 | 0 | 0 | 0.08319 | 315.4409 | 0.042146 | 0 | 0 | 0.084291 | 315.6101 | 0.042513 | 0 | 0 | 0.085025 | 315.8639 | 0.043063 | 0 | 0 | 0.086126 | 316.1176 | 0.043613 | 0 | 0 | 0.087227 | 316.2868 | 0.04398 | 0 | 0 | 0.087961 | 316.5406 | 0.044531 | 0 | 0 | 0.089062 | 316.7944 | 0.045081 | 0 | 0 | 0.090163 | 316.879 | 0.045265 | 0 | 0 | 0.09053 | 317.1327 | 0.045815 | 0 | 0 | 0.09163 | 317.3865 | 0.046366 | 0 | 0 | 0.092731 | 317.5557 | 0.046733 | 0 | 0 | 0.093465 | 317.8095 | 0.047283 | 0 | 0 | 0.094566 | 317.9786 | 0.04765 | 0 | 0 | 0.0953 | 318.1478 | 0.048017 | 0 | 0 | 0.096034
2017-01-06 22:00 | 283.2938 | 0.84439 |  | 297.4769 | 0.0031816 | 0 | 0 | 0.0063632 | 305.8363 | 0.021313 | 0 | 0 | 0.042626 | 312.6758 | 0.036148 | 0 | 0 | 0.072296 | 312.9291 | 0.036698 | 0 | 0 | 0.073395 | 313.098 | 0.037064 | 0 | 0 | 0.074128 | 313.3513 | 0.037613 | 0 | 0 | 0.075227 | 313.6046 | 0.038163 | 0 | 0 | 0.076325 | 313.8579 | 0.038712 | 0 | 0 | 0.077424 | 314.1957 | 0.039445 | 0 | 0 | 0.078889 | 314.449 | 0.039994 | 0 | 0 | 0.079988 | 314.6179 | 0.04036 | 0 | 0 | 0.080721 | 314.8712 | 0.04091 | 0 | 0 | 0.08182 | 315.0401 | 0.041276 | 0 | 0 | 0.082552 | 315.2934 | 0.041826 | 0 | 0 | 0.083651 | 315.5467 | 0.042375 | 0 | 0 | 0.08475 | 315.7156 | 0.042741 | 0 | 0 | 0.085483 | 315.9689 | 0.043291 | 0 | 0 | 0.086582 | 316.2222 | 0.04384 | 0 | 0 | 0.087681 | 316.3066 | 0.044023 | 0 | 0 | 0.088047 | 316.56 | 0.044573 | 0 | 0 | 0.089146 | 316.8133 | 0.045122 | 0 | 0 | 0.090245 | 316.9822 | 0.045489 | 0 | 0 | 0.090977 | 317.2355 | 0.046038 | 0 | 0 | 0.092076 | 317.4043 | 0.046404 | 0 | 0 | 0.092809 | 317.5732 | 0.046771 | 0 | 0 | 0.093541
2017-01-06 23:00 | 285.7189 | 0.85161 |  | 300.0234 | 0.008705 | 0 | 0 | 0.01741 | 308.4543 | 0.026992 | 0 | 0 | 0.053984 | 315.3524 | 0.041954 | 0 | 0 | 0.083907 | 315.6079 | 0.042508 | 0 | 0 | 0.085016 | 315.7782 | 0.042877 | 0 | 0 | 0.085755 | 316.0337 | 0.043431 | 0 | 0 | 0.086863 | 316.2892 | 0.043986 | 0 | 0 | 0.087971 | 316.5447 | 0.04454 | 0 | 0 | 0.089079 | 316.8853 | 0.045279 | 0 | 0 | 0.090557 | 317.1408 | 0.045833 | 0 | 0 | 0.091665 | 317.3111 | 0.046202 | 0 | 0 | 0.092404 | 317.5666 | 0.046756 | 0 | 0 | 0.093513 | 317.7369 | 0.047126 | 0 | 0 | 0.094251 | 317.9924 | 0.04768 | 0 | 0 | 0.09536 | 318.2479 | 0.048234 | 0 | 0 | 0.096468 | 318.4182 | 0.048603 | 0 | 0 | 0.097207 | 318.6737 | 0.049158 | 0 | 0 | 0.098315 | 318.9292 | 0.049712 | 0 | 0 | 0.099423 | 319.0144 | 0.049896 | 0 | 0 | 0.099793 | 319.2698 | 0.050451 | 0 | 0 | 0.1009 | 319.5253 | 0.051005 | 0 | 0 | 0.10201 | 319.6956 | 0.051374 | 0 | 0 | 0.10275 | 319.9511 | 0.051928 | 0 | 0 | 0.10386 | 320.1214 | 0.052298 | 0 | 0 | 0.1046 | 320.2918 | 0.052667 | 0 | 0 | 0.10533
2017-01-07 | 284.5383 | 0.84809 |  | 298.7836 | 0.006016 | 0 | 0 | 0.012032 | 307.1798 | 0.024227 | 0 | 0 | 0.048454 | 314.0493 | 0.039127 | 0 | 0 | 0.078255 | 314.3037 | 0.039679 | 0 | 0 | 0.079358 | 314.4734 | 0.040047 | 0 | 0 | 0.080094 | 314.7278 | 0.040599 | 0 | 0 | 0.081198 | 314.9822 | 0.041151 | 0 | 0 | 0.082302 | 315.2367 | 0.041703 | 0 | 0 | 0.083405 | 315.5759 | 0.042438 | 0 | 0 | 0.084877 | 315.8303 | 0.04299 | 0 | 0 | 0.085981 | 315.9999 | 0.043358 | 0 | 0 | 0.086716 | 316.2544 | 0.04391 | 0 | 0 | 0.08782 | 316.424 | 0.044278 | 0 | 0 | 0.088556 | 316.6784 | 0.04483 | 0 | 0 | 0.08966 | 316.9328 | 0.045382 | 0 | 0 | 0.090763 | 317.1025 | 0.04575 | 0 | 0 | 0.091499 | 317.3569 | 0.046301 | 0 | 0 | 0.092603 | 317.6113 | 0.046853 | 0 | 0 | 0.093707 | 317.6961 | 0.047037 | 0 | 0 | 0.094074 | 317.9506 | 0.047589 | 0 | 0 | 0.095178 | 318.205 | 0.048141 | 0 | 0 | 0.096282 | 318.3746 | 0.048509 | 0 | 0 | 0.097018 | 318.629 | 0.049061 | 0 | 0 | 0.098121 | 318.7986 | 0.049429 | 0 | 0 | 0.098857 | 318.9683 | 0.049796 | 0 | 0 | 0.099593
2017-01-07 01:00 | 284.6115 | 0.84831 |  | 298.8605 | 0.0061828 | 0 | 0 | 0.012366 | 307.2588 | 0.024399 | 0 | 0 | 0.048797 | 314.1302 | 0.039303 | 0 | 0 | 0.078605 | 314.3847 | 0.039855 | 0 | 0 | 0.079709 | 314.5543 | 0.040223 | 0 | 0 | 0.080445 | 314.8088 | 0.040775 | 0 | 0 | 0.081549 | 315.0633 | 0.041327 | 0 | 0 | 0.082653 | 315.3178 | 0.041879 | 0 | 0 | 0.083757 | 315.6571 | 0.042615 | 0 | 0 | 0.085229 | 315.9116 | 0.043167 | 0 | 0 | 0.086333 | 316.0813 | 0.043535 | 0 | 0 | 0.087069 | 316.3358 | 0.044087 | 0 | 0 | 0.088173 | 316.5055 | 0.044455 | 0 | 0 | 0.088909 | 316.7599 | 0.045007 | 0 | 0 | 0.090013 | 317.0144 | 0.045559 | 0 | 0 | 0.091117 | 317.1841 | 0.045927 | 0 | 0 | 0.091853 | 317.4386 | 0.046479 | 0 | 0 | 0.092957 | 317.6931 | 0.047031 | 0 | 0 | 0.094061 | 317.7779 | 0.047215 | 0 | 0 | 0.094429 | 318.0324 | 0.047767 | 0 | 0 | 0.095533 | 318.2869 | 0.048319 | 0 | 0 | 0.096637 | 318.4566 | 0.048687 | 0 | 0 | 0.097373 | 318.7111 | 0.049239 | 0 | 0 | 0.098477 | 318.8807 | 0.049607 | 0 | 0 | 0.099213 | 319.0504 | 0.049975 | 0 | 0 | 0.099949
2017-01-07 02:00 | 289.2382 | 0.8621 |  | 303.7188 | 0.01672 | 0 | 0 | 0.033441 | 312.2536 | 0.035232 | 0 | 0 | 0.070465 | 319.2367 | 0.050379 | 0 | 0 | 0.10076 | 319.4953 | 0.05094 | 0 | 0 | 0.10188 | 319.6677 | 0.051314 | 0 | 0 | 0.10263 | 319.9264 | 0.051875 | 0 | 0 | 0.10375 | 320.185 | 0.052436 | 0 | 0 | 0.10487 | 320.4436 | 0.052997 | 0 | 0 | 0.10599 | 320.7885 | 0.053744 | 0 | 0 | 0.10749 | 321.0471 | 0.054305 | 0 | 0 | 0.10861 | 321.2195 | 0.054679 | 0 | 0 | 0.10936 | 321.4781 | 0.05524 | 0 | 0 | 0.11048 | 321.6506 | 0.055614 | 0 | 0 | 0.11123 | 321.9092 | 0.056175 | 0 | 0 | 0.11235 | 322.1678 | 0.056736 | 0 | 0 | 0.11347 | 322.3402 | 0.05711 | 0 | 0 | 0.11422 | 322.5989 | 0.057671 | 0 | 0 | 0.11534 | 322.8575 | 0.058232 | 0 | 0 | 0.11646 | 322.9437 | 0.058419 | 0 | 0 | 0.11684 | 323.2023 | 0.05898 | 0 | 0 | 0.11796 | 323.461 | 0.059541 | 0 | 0 | 0.11908 | 323.6334 | 0.059915 | 0 | 0 | 0.11983 | 323.892 | 0.060476 | 0 | 0 | 0.12095 | 324.0644 | 0.06085 | 0 | 0 | 0.1217 | 324.2369 | 0.061224 | 0 | 0 | 0.12245
2017-01-07 03:00 | 286.1492 | 0.8529 |  | 300.4752 | 0.0096849 | 0 | 0 | 0.01937 | 308.9188 | 0.027999 | 0 | 0 | 0.055999 | 315.8273 | 0.042984 | 0 | 0 | 0.085967 | 316.0832 | 0.043539 | 0 | 0 | 0.087077 | 316.2537 | 0.043909 | 0 | 0 | 0.087817 | 316.5096 | 0.044464 | 0 | 0 | 0.088927 | 316.7655 | 0.045019 | 0 | 0 | 0.090037 | 317.0213 | 0.045574 | 0 | 0 | 0.091147 | 317.3625 | 0.046314 | 0 | 0 | 0.092627 | 317.6184 | 0.046869 | 0 | 0 | 0.093737 | 317.7889 | 0.047239 | 0 | 0 | 0.094477 | 318.0448 | 0.047794 | 0 | 0 | 0.095587 | 318.2154 | 0.048164 | 0 | 0 | 0.096327 | 318.4713 | 0.048718 | 0 | 0 | 0.097437 | 318.7271 | 0.049273 | 0 | 0 | 0.098547 | 318.8977 | 0.049643 | 0 | 0 | 0.099287 | 319.1536 | 0.050198 | 0 | 0 | 0.1004 | 319.4095 | 0.050753 | 0 | 0 | 0.10151 | 319.4947 | 0.050938 | 0 | 0 | 0.10188 | 319.7506 | 0.051493 | 0 | 0 | 0.10299 | 320.0065 | 0.052048 | 0 | 0 | 0.1041 | 320.1771 | 0.052418 | 0 | 0 | 0.10484 | 320.4329 | 0.052973 | 0 | 0 | 0.10595 | 320.6035 | 0.053343 | 0 | 0 | 0.10669 | 320.7741 | 0.053713 | 0 | 0 | 0.10743
2017-01-07 04:00 | 290.1063 | 0.86469 |  | 304.6304 | 0.018698 | 0 | 0 | 0.037395 | 313.1909 | 0.037265 | 0 | 0 | 0.074531 | 320.1949 | 0.052457 | 0 | 0 | 0.10491 | 320.4543 | 0.05302 | 0 | 0 | 0.10604 | 320.6272 | 0.053395 | 0 | 0 | 0.10679 | 320.8866 | 0.053957 | 0 | 0 | 0.10791 | 321.146 | 0.05452 | 0 | 0 | 0.10904 | 321.4054 | 0.055083 | 0 | 0 | 0.11017 | 321.7513 | 0.055833 | 0 | 0 | 0.11167 | 322.0107 | 0.056396 | 0 | 0 | 0.11279 | 322.1837 | 0.056771 | 0 | 0 | 0.11354 | 322.4431 | 0.057333 | 0 | 0 | 0.11467 | 322.616 | 0.057708 | 0 | 0 | 0.11542 | 322.8754 | 0.058271 | 0 | 0 | 0.11654 | 323.1348 | 0.058834 | 0 | 0 | 0.11767 | 323.3078 | 0.059209 | 0 | 0 | 0.11842 | 323.5672 | 0.059771 | 0 | 0 | 0.11954 | 323.8266 | 0.060334 | 0 | 0 | 0.12067 | 323.913 | 0.060522 | 0 | 0 | 0.12104 | 324.1724 | 0.061084 | 0 | 0 | 0.12217 | 324.4319 | 0.061647 | 0 | 0 | 0.12329 | 324.6048 | 0.062022 | 0 | 0 | 0.12404 | 324.8642 | 0.062585 | 0 | 0 | 0.12517 | 325.0371 | 0.06296 | 0 | 0 | 0.12592 | 325.2101 | 0.063335 | 0 | 0 | 0.12667
2017-01-07 05:00 | 290.8402 | 0.86688 |  | 305.401 | 0.020369 | 0 | 0 | 0.040738 | 313.9831 | 0.038984 | 0 | 0 | 0.077967 | 321.0048 | 0.054214 | 0 | 0 | 0.10843 | 321.2649 | 0.054778 | 0 | 0 | 0.10956 | 321.4383 | 0.055154 | 0 | 0 | 0.11031 | 321.6983 | 0.055718 | 0 | 0 | 0.11144 | 321.9584 | 0.056282 | 0 | 0 | 0.11256 | 322.2184 | 0.056846 | 0 | 0 | 0.11369 | 322.5652 | 0.057598 | 0 | 0 | 0.1152 | 322.8253 | 0.058162 | 0 | 0 | 0.11632 | 322.9986 | 0.058538 | 0 | 0 | 0.11708 | 323.2587 | 0.059102 | 0 | 0 | 0.1182 | 323.4321 | 0.059478 | 0 | 0 | 0.11896 | 323.6921 | 0.060043 | 0 | 0 | 0.12009 | 323.9522 | 0.060607 | 0 | 0 | 0.12121 | 324.1256 | 0.060983 | 0 | 0 | 0.12197 | 324.3856 | 0.061547 | 0 | 0 | 0.12309 | 324.6457 | 0.062111 | 0 | 0 | 0.12422 | 324.7324 | 0.062299 | 0 | 0 | 0.1246 | 324.9924 | 0.062863 | 0 | 0 | 0.12573 | 325.2525 | 0.063427 | 0 | 0 | 0.12685 | 325.4259 | 0.063803 | 0 | 0 | 0.12761 | 325.686 | 0.064367 | 0 | 0 | 0.12873 | 325.8593 | 0.064743 | 0 | 0 | 0.12949 | 326.0327 | 0.065119 | 0 | 0 | 0.13024
2017-01-07 06:00 | 286.2227 | 0.85311 |  | 300.5524 | 0.0098525 | 0 | 0 | 0.019705 | 308.9982 | 0.028171 | 0 | 0 | 0.056343 | 315.9085 | 0.04316 | 0 | 0 | 0.08632 | 316.1644 | 0.043715 | 0 | 0 | 0.08743 | 316.335 | 0.044085 | 0 | 0 | 0.08817 | 316.591 | 0.04464 | 0 | 0 | 0.08928 | 316.8469 | 0.045195 | 0 | 0 | 0.09039 | 317.1028 | 0.04575 | 0 | 0 | 0.091501 | 317.4441 | 0.046491 | 0 | 0 | 0.092981 | 317.7 | 0.047046 | 0 | 0 | 0.094091 | 317.8706 | 0.047416 | 0 | 0 | 0.094831 | 318.1266 | 0.047971 | 0 | 0 | 0.095942 | 318.2972 | 0.048341 | 0 | 0 | 0.096682 | 318.5531 | 0.048896 | 0 | 0 | 0.097792 | 318.8091 | 0.049451 | 0 | 0 | 0.098902 | 318.9797 | 0.049821 | 0 | 0 | 0.099642 | 319.2356 | 0.050376 | 0 | 0 | 0.10075 | 319.4916 | 0.050931 | 0 | 0 | 0.10186 | 319.5769 | 0.051117 | 0 | 0 | 0.10223 | 319.8328 | 0.051672 | 0 | 0 | 0.10334 | 320.0887 | 0.052227 | 0 | 0 | 0.10445 | 320.2594 | 0.052597 | 0 | 0 | 0.10519 | 320.5153 | 0.053152 | 0 | 0 | 0.1063 | 320.6859 | 0.053522 | 0 | 0 | 0.10704 | 320.8565 | 0.053892 | 0 | 0 | 0.10778
2017-01-07 07:00 | 283.9521 | 0.84635 |  | 298.1681 | 0.0046809 | 0 | 0 | 0.0093617 | 306.5469 | 0.022855 | 0 | 0 | 0.045709 | 313.4023 | 0.037724 | 0 | 0 | 0.075448 | 313.6562 | 0.038275 | 0 | 0 | 0.076549 | 313.8255 | 0.038642 | 0 | 0 | 0.077284 | 314.0794 | 0.039193 | 0 | 0 | 0.078385 | 314.3333 | 0.039743 | 0 | 0 | 0.079486 | 314.5872 | 0.040294 | 0 | 0 | 0.080588 | 314.9257 | 0.041028 | 0 | 0 | 0.082056 | 315.1796 | 0.041579 | 0 | 0 | 0.083158 | 315.3489 | 0.041946 | 0 | 0 | 0.083892 | 315.6028 | 0.042497 | 0 | 0 | 0.084994 | 315.7721 | 0.042864 | 0 | 0 | 0.085728 | 316.026 | 0.043415 | 0 | 0 | 0.086829 | 316.2799 | 0.043965 | 0 | 0 | 0.087931 | 316.4492 | 0.044333 | 0 | 0 | 0.088665 | 316.7031 | 0.044883 | 0 | 0 | 0.089767 | 316.957 | 0.045434 | 0 | 0 | 0.090868 | 317.0416 | 0.045618 | 0 | 0 | 0.091235 | 317.2955 | 0.046168 | 0 | 0 | 0.092337 | 317.5494 | 0.046719 | 0 | 0 | 0.093438 | 317.7187 | 0.047086 | 0 | 0 | 0.094172 | 317.9726 | 0.047637 | 0 | 0 | 0.095274 | 318.1419 | 0.048004 | 0 | 0 | 0.096008 | 318.3111 | 0.048371 | 0 | 0 | 0.096742
2017-01-07 08:00 | 288.0548 | 0.85858 |  | 302.4761 | 0.014025 | 0 | 0 | 0.02805 | 310.976 | 0.032461 | 0 | 0 | 0.064923 | 317.9305 | 0.047546 | 0 | 0 | 0.095091 | 318.1881 | 0.048104 | 0 | 0 | 0.096209 | 318.3598 | 0.048477 | 0 | 0 | 0.096953 | 318.6174 | 0.049035 | 0 | 0 | 0.098071 | 318.8749 | 0.049594 | 0 | 0 | 0.099188 | 319.1325 | 0.050153 | 0 | 0 | 0.10031 | 319.4759 | 0.050898 | 0 | 0 | 0.1018 | 319.7335 | 0.051456 | 0 | 0 | 0.10291 | 319.9052 | 0.051829 | 0 | 0 | 0.10366 | 320.1628 | 0.052387 | 0 | 0 | 0.10477 | 320.3345 | 0.05276 | 0 | 0 | 0.10552 | 320.5921 | 0.053319 | 0 | 0 | 0.10664 | 320.8497 | 0.053877 | 0 | 0 | 0.10775 | 321.0214 | 0.05425 | 0 | 0 | 0.1085 | 321.2789 | 0.054808 | 0 | 0 | 0.10962 | 321.5365 | 0.055367 | 0 | 0 | 0.11073 | 321.6224 | 0.055553 | 0 | 0 | 0.11111 | 321.88 | 0.056112 | 0 | 0 | 0.11222 | 322.1375 | 0.056671 | 0 | 0 | 0.11334 | 322.3092 | 0.057043 | 0 | 0 | 0.11409 | 322.5668 | 0.057602 | 0 | 0 | 0.1152 | 322.7385 | 0.057974 | 0 | 0 | 0.11595 | 322.9102 | 0.058347 | 0 | 0 | 0.11669
2017-01-07 09:00 | 294.7973 | 0.87867 |  | 309.5562 | 0.029382 | 0 | 0 | 0.058764 | 318.2551 | 0.04825 | 0 | 0 | 0.096499 | 325.3723 | 0.063687 | 0 | 0 | 0.12737 | 325.636 | 0.064259 | 0 | 0 | 0.12852 | 325.8117 | 0.06464 | 0 | 0 | 0.12928 | 326.0753 | 0.065212 | 0 | 0 | 0.13042 | 326.3389 | 0.065783 | 0 | 0 | 0.13157 | 326.6025 | 0.066355 | 0 | 0 | 0.13271 | 326.954 | 0.067117 | 0 | 0 | 0.13423 | 327.2176 | 0.067689 | 0 | 0 | 0.13538 | 327.3933 | 0.06807 | 0 | 0 | 0.13614 | 327.6569 | 0.068642 | 0 | 0 | 0.13728 | 327.8326 | 0.069023 | 0 | 0 | 0.13805 | 328.0962 | 0.069595 | 0 | 0 | 0.13919 | 328.3598 | 0.070167 | 0 | 0 | 0.14033 | 328.5356 | 0.070548 | 0 | 0 | 0.1411 | 328.7992 | 0.07112 | 0 | 0 | 0.14224 | 329.0628 | 0.071691 | 0 | 0 | 0.14338 | 329.1506 | 0.071882 | 0 | 0 | 0.14376 | 329.4142 | 0.072454 | 0 | 0 | 0.14491 | 329.6778 | 0.073026 | 0 | 0 | 0.14605 | 329.8536 | 0.073407 | 0 | 0 | 0.14681 | 330.1172 | 0.073978 | 0 | 0 | 0.14796 | 330.2929 | 0.07436 | 0 | 0 | 0.14872 | 330.4686 | 0.074741 | 0 | 0 | 0.14948
2017-01-07 10:00 | 295.0902 | 0.87955 |  | 309.8638 | 0.030049 | 0 | 0 | 0.060098 | 318.5713 | 0.048935 | 0 | 0 | 0.097871 | 325.6956 | 0.064388 | 0 | 0 | 0.12878 | 325.9595 | 0.06496 | 0 | 0 | 0.12992 | 326.1354 | 0.065342 | 0 | 0 | 0.13068 | 326.3992 | 0.065914 | 0 | 0 | 0.13183 | 326.6631 | 0.066487 | 0 | 0 | 0.13297 | 326.927 | 0.067059 | 0 | 0 | 0.13412 | 327.2788 | 0.067822 | 0 | 0 | 0.13564 | 327.5427 | 0.068394 | 0 | 0 | 0.13679 | 327.7186 | 0.068776 | 0 | 0 | 0.13755 | 327.9824 | 0.069348 | 0 | 0 | 0.1387 | 328.1583 | 0.06973 | 0 | 0 | 0.13946 | 328.4222 | 0.070302 | 0 | 0 | 0.1406 | 328.6861 | 0.070874 | 0 | 0 | 0.14175 | 328.862 | 0.071256 | 0 | 0 | 0.14251 | 329.1258 | 0.071828 | 0 | 0 | 0.14366 | 329.3897 | 0.072401 | 0 | 0 | 0.1448 | 329.4777 | 0.072591 | 0 | 0 | 0.14518 | 329.7415 | 0.073164 | 0 | 0 | 0.14633 | 330.0054 | 0.073736 | 0 | 0 | 0.14747 | 330.1813 | 0.074118 | 0 | 0 | 0.14824 | 330.4452 | 0.07469 | 0 | 0 | 0.14938 | 330.6211 | 0.075071 | 0 | 0 | 0.15014 | 330.797 | 0.075453 | 0 | 0 | 0.15091
2017-01-07 11:00 | 290.9458 | 0.86719 |  | 305.5119 | 0.02061 | 0 | 0 | 0.041219 | 314.0971 | 0.039231 | 0 | 0 | 0.078462 | 321.1214 | 0.054467 | 0 | 0 | 0.10893 | 321.3816 | 0.055031 | 0 | 0 | 0.11006 | 321.555 | 0.055407 | 0 | 0 | 0.11081 | 321.8152 | 0.055971 | 0 | 0 | 0.11194 | 322.0753 | 0.056536 | 0 | 0 | 0.11307 | 322.3355 | 0.0571 | 0 | 0 | 0.1142 | 322.6824 | 0.057852 | 0 | 0 | 0.1157 | 322.9425 | 0.058417 | 0 | 0 | 0.11683 | 323.1159 | 0.058793 | 0 | 0 | 0.11759 | 323.3761 | 0.059357 | 0 | 0 | 0.11871 | 323.5495 | 0.059733 | 0 | 0 | 0.11947 | 323.8097 | 0.060298 | 0 | 0 | 0.1206 | 324.0699 | 0.060862 | 0 | 0 | 0.12172 | 324.2433 | 0.061238 | 0 | 0 | 0.12248 | 324.5035 | 0.061802 | 0 | 0 | 0.1236 | 324.7636 | 0.062367 | 0 | 0 | 0.12473 | 324.8503 | 0.062555 | 0 | 0 | 0.12511 | 325.1105 | 0.063119 | 0 | 0 | 0.12624 | 325.3706 | 0.063683 | 0 | 0 | 0.12737 | 325.5441 | 0.064059 | 0 | 0 | 0.12812 | 325.8042 | 0.064624 | 0 | 0 | 0.12925 | 325.9777 | 0.065 | 0 | 0 | 0.13 | 326.1511 | 0.065376 | 0 | 0 | 0.13075
2017-01-07 12:00 | 283.9032 | 0.8462 |  | 298.1168 | 0.0045696 | 0 | 0 | 0.0091392 | 306.4942 | 0.02274 | 0 | 0 | 0.04548 | 313.3484 | 0.037607 | 0 | 0 | 0.075214 | 313.6023 | 0.038158 | 0 | 0 | 0.076315 | 313.7715 | 0.038525 | 0 | 0 | 0.077049 | 314.0254 | 0.039075 | 0 | 0 | 0.078151 | 314.2792 | 0.039626 | 0 | 0 | 0.079252 | 314.5331 | 0.040177 | 0 | 0 | 0.080353 | 314.8716 | 0.040911 | 0 | 0 | 0.081821 | 315.1254 | 0.041461 | 0 | 0 | 0.082923 | 315.2947 | 0.041828 | 0 | 0 | 0.083657 | 315.5485 | 0.042379 | 0 | 0 | 0.084758 | 315.7178 | 0.042746 | 0 | 0 | 0.085492 | 315.9716 | 0.043297 | 0 | 0 | 0.086594 | 316.2255 | 0.043847 | 0 | 0 | 0.087695 | 316.3947 | 0.044214 | 0 | 0 | 0.088429 | 316.6486 | 0.044765 | 0 | 0 | 0.08953 | 316.9024 | 0.045316 | 0 | 0 | 0.090631 | 316.9871 | 0.045499 | 0 | 0 | 0.090999 | 317.2409 | 0.04605 | 0 | 0 | 0.0921 | 317.4948 | 0.046601 | 0 | 0 | 0.093201 | 317.664 | 0.046968 | 0 | 0 | 0.093935 | 317.9179 | 0.047518 | 0 | 0 | 0.095036 | 318.0871 | 0.047885 | 0 | 0 | 0.095771 | 318.2564 | 0.048252 | 0 | 0 | 0.096505
2017-01-07 13:00 | 287.0018 | 0.85544 |  | 301.3705 | 0.011627 | 0 | 0 | 0.023254 | 309.8393 | 0.029996 | 0 | 0 | 0.059991 | 316.7683 | 0.045025 | 0 | 0 | 0.09005 | 317.025 | 0.045581 | 0 | 0 | 0.091163 | 317.1961 | 0.045953 | 0 | 0 | 0.091905 | 317.4527 | 0.046509 | 0 | 0 | 0.093018 | 317.7093 | 0.047066 | 0 | 0 | 0.094132 | 317.9659 | 0.047622 | 0 | 0 | 0.095245 | 318.3081 | 0.048365 | 0 | 0 | 0.096729 | 318.5648 | 0.048921 | 0 | 0 | 0.097843 | 318.7358 | 0.049292 | 0 | 0 | 0.098585 | 318.9925 | 0.049849 | 0 | 0 | 0.099698 | 319.1636 | 0.05022 | 0 | 0 | 0.10044 | 319.4202 | 0.050777 | 0 | 0 | 0.10155 | 319.6768 | 0.051333 | 0 | 0 | 0.10267 | 319.8479 | 0.051704 | 0 | 0 | 0.10341 | 320.1045 | 0.052261 | 0 | 0 | 0.10452 | 320.3612 | 0.052818 | 0 | 0 | 0.10564 | 320.4467 | 0.053003 | 0 | 0 | 0.10601 | 320.7033 | 0.05356 | 0 | 0 | 0.10712 | 320.96 | 0.054116 | 0 | 0 | 0.10823 | 321.1311 | 0.054488 | 0 | 0 | 0.10898 | 321.3877 | 0.055044 | 0 | 0 | 0.11009 | 321.5588 | 0.055415 | 0 | 0 | 0.11083 | 321.7299 | 0.055786 | 0 | 0 | 0.11157
2017-01-07 14:00 | 290.5958 | 0.86615 |  | 305.1444 | 0.019813 | 0 | 0 | 0.039625 | 313.7193 | 0.038411 | 0 | 0 | 0.076823 | 320.7351 | 0.053629 | 0 | 0 | 0.10726 | 320.995 | 0.054192 | 0 | 0 | 0.10838 | 321.1682 | 0.054568 | 0 | 0 | 0.10914 | 321.428 | 0.055132 | 0 | 0 | 0.11026 | 321.6879 | 0.055695 | 0 | 0 | 0.11139 | 321.9477 | 0.056259 | 0 | 0 | 0.11252 | 322.2942 | 0.05701 | 0 | 0 | 0.11402 | 322.554 | 0.057574 | 0 | 0 | 0.11515 | 322.7273 | 0.05795 | 0 | 0 | 0.1159 | 322.9871 | 0.058513 | 0 | 0 | 0.11703 | 323.1603 | 0.058889 | 0 | 0 | 0.11778 | 323.4202 | 0.059453 | 0 | 0 | 0.11891 | 323.68 | 0.060016 | 0 | 0 | 0.12003 | 323.8533 | 0.060392 | 0 | 0 | 0.12078 | 324.1131 | 0.060956 | 0 | 0 | 0.12191 | 324.3729 | 0.061519 | 0 | 0 | 0.12304 | 324.4596 | 0.061707 | 0 | 0 | 0.12341 | 324.7194 | 0.062271 | 0 | 0 | 0.12454 | 324.9792 | 0.062834 | 0 | 0 | 0.12567 | 325.1525 | 0.06321 | 0 | 0 | 0.12642 | 325.4123 | 0.063774 | 0 | 0 | 0.12755 | 325.5856 | 0.064149 | 0 | 0 | 0.1283 | 325.7588 | 0.064525 | 0 | 0 | 0.12905
2017-01-07 15:00 | 295.7866 | 0.88162 |  | 310.595 | 0.031635 | 0 | 0 | 0.06327 | 319.3231 | 0.050566 | 0 | 0 | 0.10113 | 326.4642 | 0.066055 | 0 | 0 | 0.13211 | 326.7287 | 0.066629 | 0 | 0 | 0.13326 | 326.905 | 0.067011 | 0 | 0 | 0.13402 | 327.1695 | 0.067585 | 0 | 0 | 0.13517 | 327.434 | 0.068159 | 0 | 0 | 0.13632 | 327.6985 | 0.068732 | 0 | 0 | 0.13746 | 328.0511 | 0.069497 | 0 | 0 | 0.13899 | 328.3156 | 0.070071 | 0 | 0 | 0.14014 | 328.4919 | 0.070453 | 0 | 0 | 0.14091 | 328.7564 | 0.071027 | 0 | 0 | 0.14205 | 328.9328 | 0.071409 | 0 | 0 | 0.14282 | 329.1972 | 0.071983 | 0 | 0 | 0.14397 | 329.4617 | 0.072557 | 0 | 0 | 0.14511 | 329.6381 | 0.072939 | 0 | 0 | 0.14588 | 329.9025 | 0.073513 | 0 | 0 | 0.14703 | 330.167 | 0.074087 | 0 | 0 | 0.14817 | 330.2552 | 0.074278 | 0 | 0 | 0.14856 | 330.5197 | 0.074851 | 0 | 0 | 0.1497 | 330.7842 | 0.075425 | 0 | 0 | 0.15085 | 330.9605 | 0.075808 | 0 | 0 | 0.15162 | 331.225 | 0.076381 | 0 | 0 | 0.15276 | 331.4013 | 0.076764 | 0 | 0 | 0.15353 | 331.5776 | 0.077146 | 0 | 0 | 0.15429
2017-01-07 16:00 | 291.7198 | 0.8695 |  | 306.3247 | 0.022373 | 0 | 0 | 0.044745 | 314.9328 | 0.041043 | 0 | 0 | 0.082087 | 321.9757 | 0.05632 | 0 | 0 | 0.11264 | 322.2366 | 0.056885 | 0 | 0 | 0.11377 | 322.4105 | 0.057263 | 0 | 0 | 0.11453 | 322.6713 | 0.057828 | 0 | 0 | 0.11566 | 322.9322 | 0.058394 | 0 | 0 | 0.11679 | 323.193 | 0.05896 | 0 | 0 | 0.11792 | 323.5408 | 0.059714 | 0 | 0 | 0.11943 | 323.8017 | 0.06028 | 0 | 0 | 0.12056 | 323.9756 | 0.060657 | 0 | 0 | 0.12131 | 324.2364 | 0.061223 | 0 | 0 | 0.12245 | 324.4103 | 0.0616 | 0 | 0 | 0.1232 | 324.6712 | 0.062166 | 0 | 0 | 0.12433 | 324.932 | 0.062732 | 0 | 0 | 0.12546 | 325.1059 | 0.063109 | 0 | 0 | 0.12622 | 325.3668 | 0.063675 | 0 | 0 | 0.12735 | 325.6276 | 0.064241 | 0 | 0 | 0.12848 | 325.7146 | 0.064429 | 0 | 0 | 0.12886 | 325.9754 | 0.064995 | 0 | 0 | 0.12999 | 326.2363 | 0.065561 | 0 | 0 | 0.13112 | 326.4102 | 0.065938 | 0 | 0 | 0.13188 | 326.671 | 0.066504 | 0 | 0 | 0.13301 | 326.8449 | 0.066881 | 0 | 0 | 0.13376 | 327.0188 | 0.067258 | 0 | 0 | 0.13452
2017-01-07 17:00 | 303.5905 | 0.90488 |  | 318.7897 | 0.049409 | 0 | 0 | 0.098818 | 327.748 | 0.06884 | 0 | 0 | 0.13768 | 335.0775 | 0.084737 | 0 | 0 | 0.16947 | 335.349 | 0.085326 | 0 | 0 | 0.17065 | 335.53 | 0.085719 | 0 | 0 | 0.17144 | 335.8014 | 0.086308 | 0 | 0 | 0.17262 | 336.0729 | 0.086896 | 0 | 0 | 0.17379 | 336.3443 | 0.087485 | 0 | 0 | 0.17497 | 336.7063 | 0.08827 | 0 | 0 | 0.17654 | 336.9778 | 0.088859 | 0 | 0 | 0.17772 | 337.1587 | 0.089252 | 0 | 0 | 0.1785 | 337.4302 | 0.08984 | 0 | 0 | 0.17968 | 337.6112 | 0.090233 | 0 | 0 | 0.18047 | 337.8826 | 0.090822 | 0 | 0 | 0.18164 | 338.1541 | 0.091411 | 0 | 0 | 0.18282 | 338.3351 | 0.091803 | 0 | 0 | 0.18361 | 338.6065 | 0.092392 | 0 | 0 | 0.18478 | 338.878 | 0.092981 | 0 | 0 | 0.18596 | 338.9685 | 0.093177 | 0 | 0 | 0.18635 | 339.24 | 0.093766 | 0 | 0 | 0.18753 | 339.5114 | 0.094355 | 0 | 0 | 0.18871 | 339.6924 | 0.094747 | 0 | 0 | 0.18949 | 339.9639 | 0.095336 | 0 | 0 | 0.19067 | 340.1448 | 0.095728 | 0 | 0 | 0.19146 | 340.3258 | 0.096121 | 0 | 0 | 0.19224
2017-01-07 18:00 | 301.171 | 0.89767 |  | 316.2491 | 0.043899 | 0 | 0 | 0.087797 | 325.136 | 0.063174 | 0 | 0 | 0.12635 | 332.4071 | 0.078945 | 0 | 0 | 0.15789 | 332.6764 | 0.079529 | 0 | 0 | 0.15906 | 332.856 | 0.079919 | 0 | 0 | 0.15984 | 333.1253 | 0.080503 | 0 | 0 | 0.16101 | 333.3946 | 0.081087 | 0 | 0 | 0.16217 | 333.6639 | 0.081671 | 0 | 0 | 0.16334 | 334.0229 | 0.08245 | 0 | 0 | 0.1649 | 334.2922 | 0.083034 | 0 | 0 | 0.16607 | 334.4718 | 0.083424 | 0 | 0 | 0.16685 | 334.7411 | 0.084008 | 0 | 0 | 0.16802 | 334.9206 | 0.084397 | 0 | 0 | 0.16879 | 335.1899 | 0.084981 | 0 | 0 | 0.16996 | 335.4592 | 0.085565 | 0 | 0 | 0.17113 | 335.6387 | 0.085955 | 0 | 0 | 0.17191 | 335.908 | 0.086539 | 0 | 0 | 0.17308 | 336.1773 | 0.087123 | 0 | 0 | 0.17425 | 336.2671 | 0.087318 | 0 | 0 | 0.17464 | 336.5364 | 0.087902 | 0 | 0 | 0.1758 | 336.8057 | 0.088486 | 0 | 0 | 0.17697 | 336.9852 | 0.088875 | 0 | 0 | 0.17775 | 337.2545 | 0.089459 | 0 | 0 | 0.17892 | 337.4341 | 0.089849 | 0 | 0 | 0.1797 | 337.6136 | 0.090238 | 0 | 0 | 0.18048
2017-01-07 19:00 | 295.9697 | 0.88217 |  | 310.7873 | 0.032052 | 0 | 0 | 0.064104 | 319.5208 | 0.050995 | 0 | 0 | 0.10199 | 326.6663 | 0.066494 | 0 | 0 | 0.13299 | 326.931 | 0.067068 | 0 | 0 | 0.13414 | 327.1074 | 0.06745 | 0 | 0 | 0.1349 | 327.3721 | 0.068024 | 0 | 0 | 0.13605 | 327.6367 | 0.068598 | 0 | 0 | 0.1372 | 327.9014 | 0.069172 | 0 | 0 | 0.13834 | 328.2542 | 0.069938 | 0 | 0 | 0.13988 | 328.5189 | 0.070512 | 0 | 0 | 0.14102 | 328.6953 | 0.070894 | 0 | 0 | 0.14179 | 328.96 | 0.071468 | 0 | 0 | 0.14294 | 329.1364 | 0.071851 | 0 | 0 | 0.1437 | 329.401 | 0.072425 | 0 | 0 | 0.14485 | 329.6657 | 0.072999 | 0 | 0 | 0.146 | 329.8421 | 0.073382 | 0 | 0 | 0.14676 | 330.1068 | 0.073956 | 0 | 0 | 0.14791 | 330.3714 | 0.07453 | 0 | 0 | 0.14906 | 330.4596 | 0.074721 | 0 | 0 | 0.14944 | 330.7243 | 0.075295 | 0 | 0 | 0.15059 | 330.9889 | 0.075869 | 0 | 0 | 0.15174 | 331.1654 | 0.076252 | 0 | 0 | 0.1525 | 331.43 | 0.076826 | 0 | 0 | 0.15365 | 331.6065 | 0.077209 | 0 | 0 | 0.15442 | 331.7829 | 0.077591 | 0 | 0 | 0.15518
2017-01-07 20:00 | 293.3166 | 0.87426 |  | 308.0014 | 0.026009 | 0 | 0 | 0.052019 | 316.6566 | 0.044782 | 0 | 0 | 0.089565 | 323.738 | 0.060142 | 0 | 0 | 0.12028 | 324.0003 | 0.060711 | 0 | 0 | 0.12142 | 324.1752 | 0.06109 | 0 | 0 | 0.12218 | 324.4375 | 0.061659 | 0 | 0 | 0.12332 | 324.6997 | 0.062228 | 0 | 0 | 0.12446 | 324.962 | 0.062797 | 0 | 0 | 0.12559 | 325.3117 | 0.063555 | 0 | 0 | 0.12711 | 325.574 | 0.064124 | 0 | 0 | 0.12825 | 325.7488 | 0.064504 | 0 | 0 | 0.12901 | 326.0111 | 0.065072 | 0 | 0 | 0.13014 | 326.186 | 0.065452 | 0 | 0 | 0.1309 | 326.4482 | 0.066021 | 0 | 0 | 0.13204 | 326.7105 | 0.066589 | 0 | 0 | 0.13318 | 326.8854 | 0.066969 | 0 | 0 | 0.13394 | 327.1477 | 0.067538 | 0 | 0 | 0.13508 | 327.4099 | 0.068106 | 0 | 0 | 0.13621 | 327.4974 | 0.068296 | 0 | 0 | 0.13659 | 327.7596 | 0.068865 | 0 | 0 | 0.13773 | 328.0219 | 0.069434 | 0 | 0 | 0.13887 | 328.1968 | 0.069813 | 0 | 0 | 0.13963 | 328.459 | 0.070382 | 0 | 0 | 0.14076 | 328.6339 | 0.070761 | 0 | 0 | 0.14152 | 328.8087 | 0.07114 | 0 | 0 | 0.14228
2017-01-07 21:00 | 295.7426 | 0.88149 |  | 310.5488 | 0.031535 | 0 | 0 | 0.063069 | 319.2756 | 0.050463 | 0 | 0 | 0.10093 | 326.4156 | 0.06595 | 0 | 0 | 0.1319 | 326.6801 | 0.066523 | 0 | 0 | 0.13305 | 326.8564 | 0.066906 | 0 | 0 | 0.13381 | 327.1208 | 0.067479 | 0 | 0 | 0.13496 | 327.3853 | 0.068053 | 0 | 0 | 0.13611 | 327.6497 | 0.068627 | 0 | 0 | 0.13725 | 328.0023 | 0.069391 | 0 | 0 | 0.13878 | 328.2668 | 0.069965 | 0 | 0 | 0.13993 | 328.4431 | 0.070347 | 0 | 0 | 0.14069 | 328.7075 | 0.070921 | 0 | 0 | 0.14184 | 328.8838 | 0.071303 | 0 | 0 | 0.14261 | 329.1483 | 0.071877 | 0 | 0 | 0.14375 | 329.4127 | 0.07245 | 0 | 0 | 0.1449 | 329.589 | 0.072833 | 0 | 0 | 0.14567 | 329.8534 | 0.073406 | 0 | 0 | 0.14681 | 330.1179 | 0.07398 | 0 | 0 | 0.14796 | 330.206 | 0.074171 | 0 | 0 | 0.14834 | 330.4705 | 0.074745 | 0 | 0 | 0.14949 | 330.7349 | 0.075318 | 0 | 0 | 0.15064 | 330.9112 | 0.075701 | 0 | 0 | 0.1514 | 331.1757 | 0.076274 | 0 | 0 | 0.15255 | 331.352 | 0.076657 | 0 | 0 | 0.15331 | 331.5283 | 0.077039 | 0 | 0 | 0.15408
2017-01-07 22:00 | 289.4481 | 0.86273 |  | 303.9392 | 0.017198 | 0 | 0 | 0.034397 | 312.4802 | 0.035724 | 0 | 0 | 0.071448 | 319.4683 | 0.050881 | 0 | 0 | 0.10176 | 319.7272 | 0.051442 | 0 | 0 | 0.10288 | 319.8997 | 0.051817 | 0 | 0 | 0.10363 | 320.1585 | 0.052378 | 0 | 0 | 0.10476 | 320.4173 | 0.05294 | 0 | 0 | 0.10588 | 320.6762 | 0.053501 | 0 | 0 | 0.107 | 321.0212 | 0.054249 | 0 | 0 | 0.1085 | 321.2801 | 0.054811 | 0 | 0 | 0.10962 | 321.4526 | 0.055185 | 0 | 0 | 0.11037 | 321.7114 | 0.055746 | 0 | 0 | 0.11149 | 321.884 | 0.056121 | 0 | 0 | 0.11224 | 322.1428 | 0.056682 | 0 | 0 | 0.11336 | 322.4016 | 0.057243 | 0 | 0 | 0.11449 | 322.5742 | 0.057618 | 0 | 0 | 0.11524 | 322.833 | 0.058179 | 0 | 0 | 0.11636 | 323.0918 | 0.05874 | 0 | 0 | 0.11748 | 323.1781 | 0.058928 | 0 | 0 | 0.11786 | 323.4369 | 0.059489 | 0 | 0 | 0.11898 | 323.6957 | 0.06005 | 0 | 0 | 0.1201 | 323.8682 | 0.060425 | 0 | 0 | 0.12085 | 324.1271 | 0.060986 | 0 | 0 | 0.12197 | 324.2996 | 0.06136 | 0 | 0 | 0.12272 | 324.4722 | 0.061734 | 0 | 0 | 0.12347
2017-01-07 23:00 | 288.1297 | 0.8588 |  | 302.5548 | 0.014196 | 0 | 0 | 0.028391 | 311.0569 | 0.032637 | 0 | 0 | 0.065273 | 318.0132 | 0.047725 | 0 | 0 | 0.09545 | 318.2708 | 0.048284 | 0 | 0 | 0.096567 | 318.4426 | 0.048656 | 0 | 0 | 0.097312 | 318.7002 | 0.049215 | 0 | 0 | 0.09843 | 318.9578 | 0.049774 | 0 | 0 | 0.099548 | 319.2155 | 0.050333 | 0 | 0 | 0.10067 | 319.559 | 0.051078 | 0 | 0 | 0.10216 | 319.8166 | 0.051637 | 0 | 0 | 0.10327 | 319.9884 | 0.052009 | 0 | 0 | 0.10402 | 320.246 | 0.052568 | 0 | 0 | 0.10514 | 320.4178 | 0.052941 | 0 | 0 | 0.10588 | 320.6754 | 0.053499 | 0 | 0 | 0.107 | 320.9331 | 0.054058 | 0 | 0 | 0.10812 | 321.1048 | 0.054431 | 0 | 0 | 0.10886 | 321.3625 | 0.05499 | 0 | 0 | 0.10998 | 321.6201 | 0.055548 | 0 | 0 | 0.1111 | 321.706 | 0.055735 | 0 | 0 | 0.11147 | 321.9636 | 0.056293 | 0 | 0 | 0.11259 | 322.2213 | 0.056852 | 0 | 0 | 0.1137 | 322.393 | 0.057225 | 0 | 0 | 0.11445 | 322.6507 | 0.057784 | 0 | 0 | 0.11557 | 322.8224 | 0.058156 | 0 | 0 | 0.11631 | 322.9942 | 0.058529 | 0 | 0 | 0.11706
2017-01-08 | 294.6522 | 0.87824 |  | 309.4039 | 0.029051 | 0 | 0 | 0.058103 | 318.0985 | 0.04791 | 0 | 0 | 0.09582 | 325.2122 | 0.06334 | 0 | 0 | 0.12668 | 325.4757 | 0.063911 | 0 | 0 | 0.12782 | 325.6513 | 0.064292 | 0 | 0 | 0.12858 | 325.9148 | 0.064864 | 0 | 0 | 0.12973 | 326.1783 | 0.065435 | 0 | 0 | 0.13087 | 326.4417 | 0.066006 | 0 | 0 | 0.13201 | 326.793 | 0.066768 | 0 | 0 | 0.13354 | 327.0565 | 0.06734 | 0 | 0 | 0.13468 | 327.2322 | 0.067721 | 0 | 0 | 0.13544 | 327.4956 | 0.068292 | 0 | 0 | 0.13658 | 327.6713 | 0.068673 | 0 | 0 | 0.13735 | 327.9348 | 0.069245 | 0 | 0 | 0.13849 | 328.1982 | 0.069816 | 0 | 0 | 0.13963 | 328.3739 | 0.070197 | 0 | 0 | 0.14039 | 328.6373 | 0.070769 | 0 | 0 | 0.14154 | 328.9008 | 0.07134 | 0 | 0 | 0.14268 | 328.9886 | 0.071531 | 0 | 0 | 0.14306 | 329.2521 | 0.072102 | 0 | 0 | 0.1442 | 329.5156 | 0.072674 | 0 | 0 | 0.14535 | 329.6912 | 0.073055 | 0 | 0 | 0.14611 | 329.9547 | 0.073626 | 0 | 0 | 0.14725 | 330.1304 | 0.074007 | 0 | 0 | 0.14801 | 330.306 | 0.074388 | 0 | 0 | 0.14878
2017-01-08 01:00 | 301.7429 | 0.89937 |  | 316.8496 | 0.045201 | 0 | 0 | 0.090402 | 325.7534 | 0.064513 | 0 | 0 | 0.12903 | 333.0383 | 0.080314 | 0 | 0 | 0.16063 | 333.3081 | 0.0809 | 0 | 0 | 0.1618 | 333.488 | 0.08129 | 0 | 0 | 0.16258 | 333.7578 | 0.081875 | 0 | 0 | 0.16375 | 334.0276 | 0.08246 | 0 | 0 | 0.16492 | 334.2974 | 0.083045 | 0 | 0 | 0.16609 | 334.6572 | 0.083826 | 0 | 0 | 0.16765 | 334.927 | 0.084411 | 0 | 0 | 0.16882 | 335.1069 | 0.084801 | 0 | 0 | 0.1696 | 335.3767 | 0.085386 | 0 | 0 | 0.17077 | 335.5566 | 0.085776 | 0 | 0 | 0.17155 | 335.8264 | 0.086362 | 0 | 0 | 0.17272 | 336.0962 | 0.086947 | 0 | 0 | 0.17389 | 336.2761 | 0.087337 | 0 | 0 | 0.17467 | 336.5459 | 0.087922 | 0 | 0 | 0.17584 | 336.8157 | 0.088508 | 0 | 0 | 0.17702 | 336.9056 | 0.088703 | 0 | 0 | 0.17741 | 337.1754 | 0.089288 | 0 | 0 | 0.17858 | 337.4452 | 0.089873 | 0 | 0 | 0.17975 | 337.6251 | 0.090263 | 0 | 0 | 0.18053 | 337.8949 | 0.090848 | 0 | 0 | 0.1817 | 338.0748 | 0.091239 | 0 | 0 | 0.18248 | 338.2547 | 0.091629 | 0 | 0 | 0.18326
2017-01-08 02:00 | 298.5507 | 0.88986 |  | 313.4975 | 0.03793 | 0 | 0 | 0.075861 | 322.3072 | 0.057039 | 0 | 0 | 0.11408 | 329.515 | 0.072672 | 0 | 0 | 0.14534 | 329.782 | 0.073251 | 0 | 0 | 0.1465 | 329.96 | 0.073637 | 0 | 0 | 0.14727 | 330.2269 | 0.074216 | 0 | 0 | 0.14843 | 330.4939 | 0.074796 | 0 | 0 | 0.14959 | 330.7608 | 0.075375 | 0 | 0 | 0.15075 | 331.1168 | 0.076147 | 0 | 0 | 0.15229 | 331.3837 | 0.076726 | 0 | 0 | 0.15345 | 331.5617 | 0.077112 | 0 | 0 | 0.15422 | 331.8287 | 0.077691 | 0 | 0 | 0.15538 | 332.0066 | 0.078077 | 0 | 0 | 0.15615 | 332.2736 | 0.078656 | 0 | 0 | 0.15731 | 332.5405 | 0.079235 | 0 | 0 | 0.15847 | 332.7185 | 0.079621 | 0 | 0 | 0.15924 | 332.9855 | 0.0802 | 0 | 0 | 0.1604 | 333.2524 | 0.080779 | 0 | 0 | 0.16156 | 333.3414 | 0.080972 | 0 | 0 | 0.16194 | 333.6084 | 0.081551 | 0 | 0 | 0.1631 | 333.8753 | 0.08213 | 0 | 0 | 0.16426 | 334.0533 | 0.082516 | 0 | 0 | 0.16503 | 334.3203 | 0.083095 | 0 | 0 | 0.16619 | 334.4982 | 0.083481 | 0 | 0 | 0.16696 | 334.6762 | 0.083867 | 0 | 0 | 0.16773
2017-01-08 03:00 | 296.1907 | 0.88283 |  | 311.0194 | 0.032555 | 0 | 0 | 0.065111 | 319.7594 | 0.051512 | 0 | 0 | 0.10302 | 326.9102 | 0.067023 | 0 | 0 | 0.13405 | 327.1751 | 0.067597 | 0 | 0 | 0.13519 | 327.3517 | 0.06798 | 0 | 0 | 0.13596 | 327.6165 | 0.068555 | 0 | 0 | 0.13711 | 327.8814 | 0.069129 | 0 | 0 | 0.13826 | 328.1462 | 0.069703 | 0 | 0 | 0.13941 | 328.4993 | 0.070469 | 0 | 0 | 0.14094 | 328.7642 | 0.071044 | 0 | 0 | 0.14209 | 328.9407 | 0.071427 | 0 | 0 | 0.14285 | 329.2056 | 0.072001 | 0 | 0 | 0.144 | 329.3822 | 0.072384 | 0 | 0 | 0.14477 | 329.647 | 0.072959 | 0 | 0 | 0.14592 | 329.9119 | 0.073533 | 0 | 0 | 0.14707 | 330.0884 | 0.073916 | 0 | 0 | 0.14783 | 330.3533 | 0.074491 | 0 | 0 | 0.14898 | 330.6181 | 0.075065 | 0 | 0 | 0.15013 | 330.7064 | 0.075256 | 0 | 0 | 0.15051 | 330.9712 | 0.075831 | 0 | 0 | 0.15166 | 331.2361 | 0.076405 | 0 | 0 | 0.15281 | 331.4127 | 0.076788 | 0 | 0 | 0.15358 | 331.6775 | 0.077363 | 0 | 0 | 0.15473 | 331.8541 | 0.077746 | 0 | 0 | 0.15549 | 332.0306 | 0.078129 | 0 | 0 | 0.15626
2017-01-08 04:00 | 296.6973 | 0.88434 |  | 311.5514 | 0.033709 | 0 | 0 | 0.067418 | 320.3063 | 0.052699 | 0 | 0 | 0.1054 | 327.4694 | 0.068235 | 0 | 0 | 0.13647 | 327.7347 | 0.068811 | 0 | 0 | 0.13762 | 327.9116 | 0.069194 | 0 | 0 | 0.13839 | 328.1769 | 0.06977 | 0 | 0 | 0.13954 | 328.4422 | 0.070345 | 0 | 0 | 0.14069 | 328.7075 | 0.070921 | 0 | 0 | 0.14184 | 329.0612 | 0.071688 | 0 | 0 | 0.14338 | 329.3265 | 0.072263 | 0 | 0 | 0.14453 | 329.5034 | 0.072647 | 0 | 0 | 0.14529 | 329.7687 | 0.073223 | 0 | 0 | 0.14645 | 329.9455 | 0.073606 | 0 | 0 | 0.14721 | 330.2108 | 0.074182 | 0 | 0 | 0.14836 | 330.4761 | 0.074757 | 0 | 0 | 0.14951 | 330.653 | 0.075141 | 0 | 0 | 0.15028 | 330.9183 | 0.075716 | 0 | 0 | 0.15143 | 331.1836 | 0.076292 | 0 | 0 | 0.15258 | 331.272 | 0.076483 | 0 | 0 | 0.15297 | 331.5373 | 0.077059 | 0 | 0 | 0.15412 | 331.8026 | 0.077634 | 0 | 0 | 0.15527 | 331.9795 | 0.078018 | 0 | 0 | 0.15604 | 332.2448 | 0.078593 | 0 | 0 | 0.15719 | 332.4217 | 0.078977 | 0 | 0 | 0.15795 | 332.5985 | 0.079361 | 0 | 0 | 0.15872
2017-01-08 05:00 | 300.714 | 0.89631 |  | 315.7692 | 0.042858 | 0 | 0 | 0.085715 | 324.6426 | 0.062104 | 0 | 0 | 0.12421 | 331.9027 | 0.077851 | 0 | 0 | 0.1557 | 332.1716 | 0.078434 | 0 | 0 | 0.15687 | 332.3508 | 0.078823 | 0 | 0 | 0.15765 | 332.6197 | 0.079407 | 0 | 0 | 0.15881 | 332.8886 | 0.07999 | 0 | 0 | 0.15998 | 333.1575 | 0.080573 | 0 | 0 | 0.16115 | 333.516 | 0.081351 | 0 | 0 | 0.1627 | 333.7849 | 0.081934 | 0 | 0 | 0.16387 | 333.9642 | 0.082323 | 0 | 0 | 0.16465 | 334.2331 | 0.082906 | 0 | 0 | 0.16581 | 334.4123 | 0.083295 | 0 | 0 | 0.16659 | 334.6812 | 0.083878 | 0 | 0 | 0.16776 | 334.9501 | 0.084461 | 0 | 0 | 0.16892 | 335.1294 | 0.08485 | 0 | 0 | 0.1697 | 335.3983 | 0.085433 | 0 | 0 | 0.17087 | 335.6672 | 0.086016 | 0 | 0 | 0.17203 | 335.7568 | 0.086211 | 0 | 0 | 0.17242 | 336.0257 | 0.086794 | 0 | 0 | 0.17359 | 336.2946 | 0.087377 | 0 | 0 | 0.17475 | 336.4739 | 0.087766 | 0 | 0 | 0.17553 | 336.7427 | 0.088349 | 0 | 0 | 0.1767 | 336.922 | 0.088738 | 0 | 0 | 0.17748 | 337.1013 | 0.089127 | 0 | 0 | 0.17825
2017-01-08 06:00 | 296.3378 | 0.88326 |  | 311.1738 | 0.03289 | 0 | 0 | 0.065781 | 319.9181 | 0.051857 | 0 | 0 | 0.10371 | 327.0726 | 0.067375 | 0 | 0 | 0.13475 | 327.3375 | 0.067949 | 0 | 0 | 0.1359 | 327.5142 | 0.068333 | 0 | 0 | 0.13667 | 327.7792 | 0.068907 | 0 | 0 | 0.13781 | 328.0442 | 0.069482 | 0 | 0 | 0.13896 | 328.3091 | 0.070057 | 0 | 0 | 0.14011 | 328.6624 | 0.070823 | 0 | 0 | 0.14165 | 328.9274 | 0.071398 | 0 | 0 | 0.1428 | 329.1041 | 0.071781 | 0 | 0 | 0.14356 | 329.3691 | 0.072356 | 0 | 0 | 0.14471 | 329.5457 | 0.072739 | 0 | 0 | 0.14548 | 329.8107 | 0.073314 | 0 | 0 | 0.14663 | 330.0757 | 0.073888 | 0 | 0 | 0.14778 | 330.2523 | 0.074272 | 0 | 0 | 0.14854 | 330.5173 | 0.074846 | 0 | 0 | 0.14969 | 330.7823 | 0.075421 | 0 | 0 | 0.15084 | 330.8706 | 0.075613 | 0 | 0 | 0.15123 | 331.1356 | 0.076187 | 0 | 0 | 0.15237 | 331.4006 | 0.076762 | 0 | 0 | 0.15352 | 331.5772 | 0.077145 | 0 | 0 | 0.15429 | 331.8422 | 0.07772 | 0 | 0 | 0.15544 | 332.0188 | 0.078103 | 0 | 0 | 0.15621 | 332.1955 | 0.078486 | 0 | 0 | 0.15697
2017-01-08 07:00 | 301.5401 | 0.89877 |  | 316.6366 | 0.044739 | 0 | 0 | 0.089478 | 325.5345 | 0.064039 | 0 | 0 | 0.12808 | 332.8145 | 0.079829 | 0 | 0 | 0.15966 | 333.0841 | 0.080414 | 0 | 0 | 0.16083 | 333.2639 | 0.080804 | 0 | 0 | 0.16161 | 333.5335 | 0.081388 | 0 | 0 | 0.16278 | 333.8031 | 0.081973 | 0 | 0 | 0.16395 | 334.0728 | 0.082558 | 0 | 0 | 0.16512 | 334.4323 | 0.083338 | 0 | 0 | 0.16668 | 334.7019 | 0.083923 | 0 | 0 | 0.16785 | 334.8817 | 0.084313 | 0 | 0 | 0.16863 | 335.1513 | 0.084897 | 0 | 0 | 0.16979 | 335.331 | 0.085287 | 0 | 0 | 0.17057 | 335.6007 | 0.085872 | 0 | 0 | 0.17174 | 335.8703 | 0.086457 | 0 | 0 | 0.17291 | 336.0501 | 0.086847 | 0 | 0 | 0.17369 | 336.3197 | 0.087432 | 0 | 0 | 0.17486 | 336.5893 | 0.088017 | 0 | 0 | 0.17603 | 336.6792 | 0.088211 | 0 | 0 | 0.17642 | 336.9488 | 0.088796 | 0 | 0 | 0.17759 | 337.2185 | 0.089381 | 0 | 0 | 0.17876 | 337.3982 | 0.089771 | 0 | 0 | 0.17954 | 337.6678 | 0.090356 | 0 | 0 | 0.18071 | 337.8476 | 0.090746 | 0 | 0 | 0.18149 | 338.0274 | 0.091136 | 0 | 0 | 0.18227
2017-01-08 08:00 | 291.1829 | 0.8679 |  | 305.7609 | 0.02115 | 0 | 0 | 0.042299 | 314.3531 | 0.039786 | 0 | 0 | 0.079572 | 321.3831 | 0.055034 | 0 | 0 | 0.11007 | 321.6435 | 0.055599 | 0 | 0 | 0.1112 | 321.817 | 0.055975 | 0 | 0 | 0.11195 | 322.0774 | 0.05654 | 0 | 0 | 0.11308 | 322.3378 | 0.057105 | 0 | 0 | 0.11421 | 322.5982 | 0.05767 | 0 | 0 | 0.11534 | 322.9453 | 0.058423 | 0 | 0 | 0.11685 | 323.2057 | 0.058987 | 0 | 0 | 0.11797 | 323.3793 | 0.059364 | 0 | 0 | 0.11873 | 323.6396 | 0.059929 | 0 | 0 | 0.11986 | 323.8132 | 0.060305 | 0 | 0 | 0.12061 | 324.0736 | 0.06087 | 0 | 0 | 0.12174 | 324.334 | 0.061435 | 0 | 0 | 0.12287 | 324.5075 | 0.061811 | 0 | 0 | 0.12362 | 324.7679 | 0.062376 | 0 | 0 | 0.12475 | 325.0283 | 0.062941 | 0 | 0 | 0.12588 | 325.1151 | 0.063129 | 0 | 0 | 0.12626 | 325.3754 | 0.063694 | 0 | 0 | 0.12739 | 325.6358 | 0.064258 | 0 | 0 | 0.12852 | 325.8094 | 0.064635 | 0 | 0 | 0.12927 | 326.0697 | 0.0652 | 0 | 0 | 0.1304 | 326.2433 | 0.065576 | 0 | 0 | 0.13115 | 326.4169 | 0.065953 | 0 | 0 | 0.13191
2017-01-08 09:00 | 299.3446 | 0.89223 |  | 314.3312 | 0.039739 | 0 | 0 | 0.079477 | 323.1642 | 0.058898 | 0 | 0 | 0.1178 | 330.3913 | 0.074573 | 0 | 0 | 0.14915 | 330.6589 | 0.075154 | 0 | 0 | 0.15031 | 330.8374 | 0.075541 | 0 | 0 | 0.15108 | 331.105 | 0.076121 | 0 | 0 | 0.15224 | 331.3727 | 0.076702 | 0 | 0 | 0.1534 | 331.6404 | 0.077282 | 0 | 0 | 0.15456 | 331.9973 | 0.078056 | 0 | 0 | 0.15611 | 332.2649 | 0.078637 | 0 | 0 | 0.15727 | 332.4434 | 0.079024 | 0 | 0 | 0.15805 | 332.7111 | 0.079605 | 0 | 0 | 0.15921 | 332.8895 | 0.079992 | 0 | 0 | 0.15998 | 333.1572 | 0.080572 | 0 | 0 | 0.16114 | 333.4248 | 0.081153 | 0 | 0 | 0.16231 | 333.6033 | 0.08154 | 0 | 0 | 0.16308 | 333.871 | 0.08212 | 0 | 0 | 0.16424 | 334.1386 | 0.082701 | 0 | 0 | 0.1654 | 334.2278 | 0.082894 | 0 | 0 | 0.16579 | 334.4955 | 0.083475 | 0 | 0 | 0.16695 | 334.7632 | 0.084056 | 0 | 0 | 0.16811 | 334.9416 | 0.084443 | 0 | 0 | 0.16889 | 335.2093 | 0.085023 | 0 | 0 | 0.17005 | 335.3877 | 0.08541 | 0 | 0 | 0.17082 | 335.5662 | 0.085797 | 0 | 0 | 0.17159
2017-01-08 10:00 | 296.6365 | 0.88415 |  | 311.4875 | 0.033571 | 0 | 0 | 0.067141 | 320.2406 | 0.052556 | 0 | 0 | 0.10511 | 327.4023 | 0.06809 | 0 | 0 | 0.13618 | 327.6675 | 0.068665 | 0 | 0 | 0.13733 | 327.8444 | 0.069049 | 0 | 0 | 0.1381 | 328.1096 | 0.069624 | 0 | 0 | 0.13925 | 328.3749 | 0.070199 | 0 | 0 | 0.1404 | 328.6401 | 0.070775 | 0 | 0 | 0.14155 | 328.9938 | 0.071542 | 0 | 0 | 0.14308 | 329.259 | 0.072117 | 0 | 0 | 0.14423 | 329.4358 | 0.072501 | 0 | 0 | 0.145 | 329.7011 | 0.073076 | 0 | 0 | 0.14615 | 329.8779 | 0.07346 | 0 | 0 | 0.14692 | 330.1432 | 0.074035 | 0 | 0 | 0.14807 | 330.4084 | 0.07461 | 0 | 0 | 0.14922 | 330.5852 | 0.074994 | 0 | 0 | 0.14999 | 330.8505 | 0.075569 | 0 | 0 | 0.15114 | 331.1157 | 0.076144 | 0 | 0 | 0.15229 | 331.2041 | 0.076336 | 0 | 0 | 0.15267 | 331.4694 | 0.076911 | 0 | 0 | 0.15382 | 331.7346 | 0.077487 | 0 | 0 | 0.15497 | 331.9115 | 0.07787 | 0 | 0 | 0.15574 | 332.1767 | 0.078446 | 0 | 0 | 0.15689 | 332.3535 | 0.078829 | 0 | 0 | 0.15766 | 332.5304 | 0.079213 | 0 | 0 | 0.15843
2017-01-08 11:00 | 295.6779 | 0.8813 |  | 310.4809 | 0.031387 | 0 | 0 | 0.062775 | 319.2057 | 0.050312 | 0 | 0 | 0.10062 | 326.3442 | 0.065795 | 0 | 0 | 0.13159 | 326.6086 | 0.066368 | 0 | 0 | 0.13274 | 326.7849 | 0.066751 | 0 | 0 | 0.1335 | 327.0493 | 0.067324 | 0 | 0 | 0.13465 | 327.3137 | 0.067898 | 0 | 0 | 0.1358 | 327.5781 | 0.068471 | 0 | 0 | 0.13694 | 327.9306 | 0.069236 | 0 | 0 | 0.13847 | 328.195 | 0.069809 | 0 | 0 | 0.13962 | 328.3712 | 0.070191 | 0 | 0 | 0.14038 | 328.6356 | 0.070765 | 0 | 0 | 0.14153 | 328.8119 | 0.071147 | 0 | 0 | 0.14229 | 329.0763 | 0.071721 | 0 | 0 | 0.14344 | 329.3406 | 0.072294 | 0 | 0 | 0.14459 | 329.5169 | 0.072676 | 0 | 0 | 0.14535 | 329.7813 | 0.07325 | 0 | 0 | 0.1465 | 330.0457 | 0.073823 | 0 | 0 | 0.14765 | 330.1338 | 0.074015 | 0 | 0 | 0.14803 | 330.3982 | 0.074588 | 0 | 0 | 0.14918 | 330.6626 | 0.075161 | 0 | 0 | 0.15032 | 330.8389 | 0.075544 | 0 | 0 | 0.15109 | 331.1032 | 0.076117 | 0 | 0 | 0.15223 | 331.2795 | 0.0765 | 0 | 0 | 0.153 | 331.4558 | 0.076882 | 0 | 0 | 0.15376
2017-01-08 12:00 | 287.836 | 0.85792 |  | 302.2465 | 0.013527 | 0 | 0 | 0.027054 | 310.7399 | 0.031949 | 0 | 0 | 0.063898 | 317.6891 | 0.047022 | 0 | 0 | 0.094044 | 317.9465 | 0.04758 | 0 | 0 | 0.09516 | 318.1181 | 0.047952 | 0 | 0 | 0.095905 | 318.3754 | 0.048511 | 0 | 0 | 0.097021 | 318.6328 | 0.049069 | 0 | 0 | 0.098138 | 318.8902 | 0.049627 | 0 | 0 | 0.099254 | 319.2334 | 0.050371 | 0 | 0 | 0.10074 | 319.4907 | 0.05093 | 0 | 0 | 0.10186 | 319.6623 | 0.051302 | 0 | 0 | 0.1026 | 319.9197 | 0.05186 | 0 | 0 | 0.10372 | 320.0913 | 0.052232 | 0 | 0 | 0.10446 | 320.3487 | 0.052791 | 0 | 0 | 0.10558 | 320.606 | 0.053349 | 0 | 0 | 0.1067 | 320.7776 | 0.053721 | 0 | 0 | 0.10744 | 321.035 | 0.054279 | 0 | 0 | 0.10856 | 321.2924 | 0.054837 | 0 | 0 | 0.10967 | 321.3782 | 0.055024 | 0 | 0 | 0.11005 | 321.6355 | 0.055582 | 0 | 0 | 0.11116 | 321.8929 | 0.05614 | 0 | 0 | 0.11228 | 322.0645 | 0.056512 | 0 | 0 | 0.11302 | 322.3219 | 0.05707 | 0 | 0 | 0.11414 | 322.4935 | 0.057443 | 0 | 0 | 0.11489 | 322.665 | 0.057815 | 0 | 0 | 0.11563
2017-01-08 13:00 | 297.1447 | 0.88567 |  | 312.0211 | 0.034728 | 0 | 0 | 0.069456 | 320.7892 | 0.053746 | 0 | 0 | 0.10749 | 327.9632 | 0.069306 | 0 | 0 | 0.13861 | 328.2289 | 0.069883 | 0 | 0 | 0.13977 | 328.406 | 0.070267 | 0 | 0 | 0.14053 | 328.6717 | 0.070843 | 0 | 0 | 0.14169 | 328.9374 | 0.07142 | 0 | 0 | 0.14284 | 329.2031 | 0.071996 | 0 | 0 | 0.14399 | 329.5574 | 0.072764 | 0 | 0 | 0.14553 | 329.8231 | 0.073341 | 0 | 0 | 0.14668 | 330.0002 | 0.073725 | 0 | 0 | 0.14745 | 330.2659 | 0.074301 | 0 | 0 | 0.1486 | 330.443 | 0.074685 | 0 | 0 | 0.14937 | 330.7087 | 0.075262 | 0 | 0 | 0.15052 | 330.9744 | 0.075838 | 0 | 0 | 0.15168 | 331.1516 | 0.076222 | 0 | 0 | 0.15244 | 331.4173 | 0.076798 | 0 | 0 | 0.1536 | 331.683 | 0.077375 | 0 | 0 | 0.15475 | 331.7715 | 0.077567 | 0 | 0 | 0.15513 | 332.0372 | 0.078143 | 0 | 0 | 0.15629 | 332.3029 | 0.078719 | 0 | 0 | 0.15744 | 332.4801 | 0.079104 | 0 | 0 | 0.15821 | 332.7458 | 0.07968 | 0 | 0 | 0.15936 | 332.9229 | 0.080064 | 0 | 0 | 0.16013 | 333.1 | 0.080448 | 0 | 0 | 0.1609
2017-01-08 14:00 | 291.8652 | 0.86993 |  | 306.4773 | 0.022704 | 0 | 0 | 0.045407 | 315.0896 | 0.041384 | 0 | 0 | 0.082767 | 322.1361 | 0.056667 | 0 | 0 | 0.11333 | 322.3971 | 0.057234 | 0 | 0 | 0.11447 | 322.5711 | 0.057611 | 0 | 0 | 0.11522 | 322.832 | 0.058177 | 0 | 0 | 0.11635 | 323.093 | 0.058743 | 0 | 0 | 0.11749 | 323.354 | 0.059309 | 0 | 0 | 0.11862 | 323.702 | 0.060064 | 0 | 0 | 0.12013 | 323.9629 | 0.06063 | 0 | 0 | 0.12126 | 324.1369 | 0.061007 | 0 | 0 | 0.12201 | 324.3979 | 0.061573 | 0 | 0 | 0.12315 | 324.5719 | 0.061951 | 0 | 0 | 0.1239 | 324.8329 | 0.062517 | 0 | 0 | 0.12503 | 325.0939 | 0.063083 | 0 | 0 | 0.12617 | 325.2678 | 0.06346 | 0 | 0 | 0.12692 | 325.5288 | 0.064026 | 0 | 0 | 0.12805 | 325.7898 | 0.064592 | 0 | 0 | 0.12918 | 325.8768 | 0.064781 | 0 | 0 | 0.12956 | 326.1378 | 0.065347 | 0 | 0 | 0.13069 | 326.3988 | 0.065913 | 0 | 0 | 0.13183 | 326.5727 | 0.066291 | 0 | 0 | 0.13258 | 326.8337 | 0.066857 | 0 | 0 | 0.13371 | 327.0077 | 0.067234 | 0 | 0 | 0.13447 | 327.1817 | 0.067611 | 0 | 0 | 0.13522
2017-01-08 15:00 | 289.4585 | 0.86276 |  | 303.9502 | 0.017222 | 0 | 0 | 0.034444 | 312.4915 | 0.035748 | 0 | 0 | 0.071497 | 319.4798 | 0.050906 | 0 | 0 | 0.10181 | 319.7387 | 0.051467 | 0 | 0 | 0.10293 | 319.9112 | 0.051842 | 0 | 0 | 0.10368 | 320.17 | 0.052403 | 0 | 0 | 0.10481 | 320.4289 | 0.052965 | 0 | 0 | 0.10593 | 320.6877 | 0.053526 | 0 | 0 | 0.10705 | 321.0328 | 0.054274 | 0 | 0 | 0.10855 | 321.2916 | 0.054836 | 0 | 0 | 0.10967 | 321.4642 | 0.05521 | 0 | 0 | 0.11042 | 321.723 | 0.055772 | 0 | 0 | 0.11154 | 321.8956 | 0.056146 | 0 | 0 | 0.11229 | 322.1544 | 0.056707 | 0 | 0 | 0.11341 | 322.4132 | 0.057269 | 0 | 0 | 0.11454 | 322.5858 | 0.057643 | 0 | 0 | 0.11529 | 322.8446 | 0.058204 | 0 | 0 | 0.11641 | 323.1034 | 0.058766 | 0 | 0 | 0.11753 | 323.1897 | 0.058953 | 0 | 0 | 0.11791 | 323.4485 | 0.059514 | 0 | 0 | 0.11903 | 323.7074 | 0.060076 | 0 | 0 | 0.12015 | 323.8799 | 0.06045 | 0 | 0 | 0.1209 | 324.1387 | 0.061011 | 0 | 0 | 0.12202 | 324.3113 | 0.061385 | 0 | 0 | 0.12277 | 324.4838 | 0.06176 | 0 | 0 | 0.12352
2017-01-08 16:00 | 279.3356 | 0.83259 |  | 293.3205 | 0 | 0 | 0 | 0 | 301.5631 | 0.012045 | 0 | 0 | 0.024089 | 308.307 | 0.026672 | 0 | 0 | 0.053345 | 308.5568 | 0.027214 | 0 | 0 | 0.054428 | 308.7233 | 0.027575 | 0 | 0 | 0.05515 | 308.9731 | 0.028117 | 0 | 0 | 0.056234 | 309.2229 | 0.028659 | 0 | 0 | 0.057317 | 309.4727 | 0.029201 | 0 | 0 | 0.058401 | 309.8057 | 0.029923 | 0 | 0 | 0.059846 | 310.0555 | 0.030465 | 0 | 0 | 0.060929 | 310.222 | 0.030826 | 0 | 0 | 0.061652 | 310.4718 | 0.031368 | 0 | 0 | 0.062735 | 310.6383 | 0.031729 | 0 | 0 | 0.063457 | 310.8881 | 0.032271 | 0 | 0 | 0.064541 | 311.1378 | 0.032812 | 0 | 0 | 0.065625 | 311.3044 | 0.033173 | 0 | 0 | 0.066347 | 311.5541 | 0.033715 | 0 | 0 | 0.06743 | 311.8039 | 0.034257 | 0 | 0 | 0.068514 | 311.8872 | 0.034438 | 0 | 0 | 0.068875 | 312.1369 | 0.034979 | 0 | 0 | 0.069959 | 312.3867 | 0.035521 | 0 | 0 | 0.071042 | 312.5532 | 0.035882 | 0 | 0 | 0.071765 | 312.803 | 0.036424 | 0 | 0 | 0.072848 | 312.9695 | 0.036785 | 0 | 0 | 0.07357 | 313.136 | 0.037146 | 0 | 0 | 0.074293
2017-01-08 17:00 | 277.3324 | 0.82662 |  | 291.2169 | 0 | 0 | 0 | 0 | 299.4004 | 0.0073538 | 0 | 0 | 0.014708 | 306.096 | 0.021877 | 0 | 0 | 0.043753 | 306.344 | 0.022414 | 0 | 0 | 0.044829 | 306.5093 | 0.022773 | 0 | 0 | 0.045546 | 306.7573 | 0.023311 | 0 | 0 | 0.046622 | 307.0053 | 0.023849 | 0 | 0 | 0.047698 | 307.2533 | 0.024387 | 0 | 0 | 0.048773 | 307.5839 | 0.025104 | 0 | 0 | 0.050208 | 307.8319 | 0.025642 | 0 | 0 | 0.051283 | 307.9972 | 0.026 | 0 | 0 | 0.052001 | 308.2452 | 0.026538 | 0 | 0 | 0.053076 | 308.4105 | 0.026897 | 0 | 0 | 0.053794 | 308.6585 | 0.027435 | 0 | 0 | 0.054869 | 308.9065 | 0.027973 | 0 | 0 | 0.055945 | 309.0718 | 0.028331 | 0 | 0 | 0.056662 | 309.3198 | 0.028869 | 0 | 0 | 0.057738 | 309.5678 | 0.029407 | 0 | 0 | 0.058814 | 309.6505 | 0.029586 | 0 | 0 | 0.059172 | 309.8984 | 0.030124 | 0 | 0 | 0.060248 | 310.1464 | 0.030662 | 0 | 0 | 0.061324 | 310.3118 | 0.031021 | 0 | 0 | 0.062041 | 310.5597 | 0.031558 | 0 | 0 | 0.063117 | 310.7251 | 0.031917 | 0 | 0 | 0.063834 | 310.8904 | 0.032276 | 0 | 0 | 0.064551
2017-01-08 18:00 | 271.697 | 0.80982 |  | 285.2994 | 0 | 0 | 0 | 0 | 293.3166 | 0 | 0 | 0 | 0 | 299.8761 | 0.0083857 | 0 | 0 | 0.016771 | 300.1191 | 0.0089126 | 0 | 0 | 0.017825 | 300.2811 | 0.0092639 | 0 | 0 | 0.018528 | 300.524 | 0.0097909 | 0 | 0 | 0.019582 | 300.7669 | 0.010318 | 0 | 0 | 0.020636 | 301.0099 | 0.010845 | 0 | 0 | 0.02169 | 301.3338 | 0.011547 | 0 | 0 | 0.023095 | 301.5768 | 0.012074 | 0 | 0 | 0.024149 | 301.7387 | 0.012426 | 0 | 0 | 0.024851 | 301.9817 | 0.012953 | 0 | 0 | 0.025905 | 302.1436 | 0.013304 | 0 | 0 | 0.026608 | 302.3866 | 0.013831 | 0 | 0 | 0.027662 | 302.6295 | 0.014358 | 0 | 0 | 0.028716 | 302.7915 | 0.014709 | 0 | 0 | 0.029418 | 303.0344 | 0.015236 | 0 | 0 | 0.030472 | 303.2774 | 0.015763 | 0 | 0 | 0.031526 | 303.3584 | 0.015939 | 0 | 0 | 0.031877 | 303.6013 | 0.016466 | 0 | 0 | 0.032931 | 303.8443 | 0.016993 | 0 | 0 | 0.033985 | 304.0062 | 0.017344 | 0 | 0 | 0.034688 | 304.2492 | 0.017871 | 0 | 0 | 0.035742 | 304.4111 | 0.018222 | 0 | 0 | 0.036444 | 304.5731 | 0.018573 | 0 | 0 | 0.037147
2017-01-08 19:00 | 275.1441 | 0.82009 |  | 288.9192 | 0 | 0 | 0 | 0 | 297.0381 | 0.0022299 | 0 | 0 | 0.0044598 | 303.6808 | 0.016638 | 0 | 0 | 0.033276 | 303.9269 | 0.017172 | 0 | 0 | 0.034343 | 304.0909 | 0.017527 | 0 | 0 | 0.035055 | 304.3369 | 0.018061 | 0 | 0 | 0.036122 | 304.5829 | 0.018595 | 0 | 0 | 0.037189 | 304.829 | 0.019128 | 0 | 0 | 0.038257 | 305.157 | 0.01984 | 0 | 0 | 0.03968 | 305.403 | 0.020374 | 0 | 0 | 0.040747 | 305.5671 | 0.020729 | 0 | 0 | 0.041459 | 305.8131 | 0.021263 | 0 | 0 | 0.042526 | 305.9771 | 0.021619 | 0 | 0 | 0.043237 | 306.2231 | 0.022152 | 0 | 0 | 0.044305 | 306.4692 | 0.022686 | 0 | 0 | 0.045372 | 306.6332 | 0.023042 | 0 | 0 | 0.046083 | 306.8792 | 0.023575 | 0 | 0 | 0.047151 | 307.1252 | 0.024109 | 0 | 0 | 0.048218 | 307.2072 | 0.024287 | 0 | 0 | 0.048574 | 307.4533 | 0.02482 | 0 | 0 | 0.049641 | 307.6993 | 0.025354 | 0 | 0 | 0.050708 | 307.8633 | 0.02571 | 0 | 0 | 0.05142 | 308.1094 | 0.026243 | 0 | 0 | 0.052487 | 308.2734 | 0.026599 | 0 | 0 | 0.053199 | 308.4374 | 0.026955 | 0 | 0 | 0.05391
2017-01-08 20:00 | 267.2084 | 0.79644 |  | 280.5862 | 0 | 0 | 0 | 0 | 288.4709 | 0 | 0 | 0 | 0 | 294.9221 | 0 | 0 | 0 | 0 | 295.161 | 0 | 0 | 0 | 0 | 295.3203 | 0 | 0 | 0 | 0 | 295.5593 | 0 | 0 | 0 | 0 | 295.7982 | 0 | 0 | 0 | 0 | 296.0371 | 5.8813e-05 | 0 | 0 | 0.00011763 | 296.3557 | 0.0007498 | 0 | 0 | 0.0014996 | 296.5946 | 0.001268 | 0 | 0 | 0.0025361 | 296.7539 | 0.0016135 | 0 | 0 | 0.0032271 | 296.9928 | 0.0021318 | 0 | 0 | 0.0042636 | 297.1521 | 0.0024773 | 0 | 0 | 0.0049546 | 297.3911 | 0.0029955 | 0 | 0 | 0.0059911 | 297.63 | 0.0035138 | 0 | 0 | 0.0070275 | 297.7893 | 0.0038593 | 0 | 0 | 0.0077185 | 298.0282 | 0.0043775 | 0 | 0 | 0.008755 | 298.2671 | 0.0048958 | 0 | 0 | 0.0097915 | 298.3468 | 0.0050685 | 0 | 0 | 0.010137 | 298.5857 | 0.0055868 | 0 | 0 | 0.011174 | 298.8247 | 0.006105 | 0 | 0 | 0.01221 | 298.9839 | 0.0064505 | 0 | 0 | 0.012901 | 299.2229 | 0.0069687 | 0 | 0 | 0.013937 | 299.3822 | 0.0073142 | 0 | 0 | 0.014628 | 299.5415 | 0.0076597 | 0 | 0 | 0.015319
2017-01-08 21:00 | 283.8779 | 0.84613 |  | 298.0902 | 0.004512 | 0 | 0 | 0.0090239 | 306.4669 | 0.022681 | 0 | 0 | 0.045362 | 313.3205 | 0.037546 | 0 | 0 | 0.075093 | 313.5743 | 0.038097 | 0 | 0 | 0.076194 | 313.7435 | 0.038464 | 0 | 0 | 0.076928 | 313.9974 | 0.039015 | 0 | 0 | 0.078029 | 314.2512 | 0.039565 | 0 | 0 | 0.07913 | 314.5051 | 0.040116 | 0 | 0 | 0.080232 | 314.8435 | 0.04085 | 0 | 0 | 0.0817 | 315.0973 | 0.0414 | 0 | 0 | 0.082801 | 315.2666 | 0.041767 | 0 | 0 | 0.083535 | 315.5204 | 0.042318 | 0 | 0 | 0.084636 | 315.6896 | 0.042685 | 0 | 0 | 0.08537 | 315.9435 | 0.043236 | 0 | 0 | 0.086471 | 316.1973 | 0.043786 | 0 | 0 | 0.087573 | 316.3665 | 0.044153 | 0 | 0 | 0.088307 | 316.6204 | 0.044704 | 0 | 0 | 0.089408 | 316.8742 | 0.045254 | 0 | 0 | 0.090509 | 316.9588 | 0.045438 | 0 | 0 | 0.090876 | 317.2127 | 0.045989 | 0 | 0 | 0.091977 | 317.4665 | 0.046539 | 0 | 0 | 0.093078 | 317.6357 | 0.046906 | 0 | 0 | 0.093812 | 317.8896 | 0.047457 | 0 | 0 | 0.094914 | 318.0588 | 0.047824 | 0 | 0 | 0.095648 | 318.228 | 0.048191 | 0 | 0 | 0.096382
2017-01-08 22:00 | 287.836 | 0.85792 |  | 302.2465 | 0.013527 | 0 | 0 | 0.027054 | 310.7399 | 0.031949 | 0 | 0 | 0.063898 | 317.6891 | 0.047022 | 0 | 0 | 0.094044 | 317.9465 | 0.04758 | 0 | 0 | 0.09516 | 318.1181 | 0.047952 | 0 | 0 | 0.095905 | 318.3754 | 0.048511 | 0 | 0 | 0.097021 | 318.6328 | 0.049069 | 0 | 0 | 0.098138 | 318.8902 | 0.049627 | 0 | 0 | 0.099254 | 319.2334 | 0.050371 | 0 | 0 | 0.10074 | 319.4907 | 0.05093 | 0 | 0 | 0.10186 | 319.6623 | 0.051302 | 0 | 0 | 0.1026 | 319.9197 | 0.05186 | 0 | 0 | 0.10372 | 320.0913 | 0.052232 | 0 | 0 | 0.10446 | 320.3487 | 0.052791 | 0 | 0 | 0.10558 | 320.606 | 0.053349 | 0 | 0 | 0.1067 | 320.7776 | 0.053721 | 0 | 0 | 0.10744 | 321.035 | 0.054279 | 0 | 0 | 0.10856 | 321.2924 | 0.054837 | 0 | 0 | 0.10967 | 321.3782 | 0.055024 | 0 | 0 | 0.11005 | 321.6355 | 0.055582 | 0 | 0 | 0.11116 | 321.8929 | 0.05614 | 0 | 0 | 0.11228 | 322.0645 | 0.056512 | 0 | 0 | 0.11302 | 322.3219 | 0.05707 | 0 | 0 | 0.11414 | 322.4935 | 0.057443 | 0 | 0 | 0.11489 | 322.665 | 0.057815 | 0 | 0 | 0.11563
2017-01-08 23:00 | 291.2148 | 0.86799 |  | 305.7944 | 0.021222 | 0 | 0 | 0.042445 | 314.3875 | 0.039861 | 0 | 0 | 0.079722 | 321.4183 | 0.055111 | 0 | 0 | 0.11022 | 321.6787 | 0.055675 | 0 | 0 | 0.11135 | 321.8523 | 0.056052 | 0 | 0 | 0.1121 | 322.1127 | 0.056617 | 0 | 0 | 0.11323 | 322.3731 | 0.057181 | 0 | 0 | 0.11436 | 322.6335 | 0.057746 | 0 | 0 | 0.11549 | 322.9806 | 0.058499 | 0 | 0 | 0.117 | 323.241 | 0.059064 | 0 | 0 | 0.11813 | 323.4146 | 0.059441 | 0 | 0 | 0.11888 | 323.675 | 0.060005 | 0 | 0 | 0.12001 | 323.8486 | 0.060382 | 0 | 0 | 0.12076 | 324.109 | 0.060947 | 0 | 0 | 0.12189 | 324.3694 | 0.061512 | 0 | 0 | 0.12302 | 324.543 | 0.061888 | 0 | 0 | 0.12378 | 324.8034 | 0.062453 | 0 | 0 | 0.12491 | 325.0638 | 0.063018 | 0 | 0 | 0.12604 | 325.1506 | 0.063206 | 0 | 0 | 0.12641 | 325.411 | 0.063771 | 0 | 0 | 0.12754 | 325.6714 | 0.064336 | 0 | 0 | 0.12867 | 325.845 | 0.064712 | 0 | 0 | 0.12942 | 326.1054 | 0.065277 | 0 | 0 | 0.13055 | 326.279 | 0.065654 | 0 | 0 | 0.13131 | 326.4526 | 0.06603 | 0 | 0 | 0.13206
2017-01-09 | 292.0338 | 0.87044 |  | 306.6544 | 0.023088 | 0 | 0 | 0.046176 | 315.2717 | 0.041779 | 0 | 0 | 0.083557 | 322.3223 | 0.057071 | 0 | 0 | 0.11414 | 322.5834 | 0.057638 | 0 | 0 | 0.11528 | 322.7575 | 0.058015 | 0 | 0 | 0.11603 | 323.0186 | 0.058582 | 0 | 0 | 0.11716 | 323.2797 | 0.059148 | 0 | 0 | 0.1183 | 323.5409 | 0.059714 | 0 | 0 | 0.11943 | 323.889 | 0.06047 | 0 | 0 | 0.12094 | 324.1502 | 0.061036 | 0 | 0 | 0.12207 | 324.3243 | 0.061414 | 0 | 0 | 0.12283 | 324.5854 | 0.06198 | 0 | 0 | 0.12396 | 324.7595 | 0.062358 | 0 | 0 | 0.12472 | 325.0206 | 0.062924 | 0 | 0 | 0.12585 | 325.2817 | 0.06349 | 0 | 0 | 0.12698 | 325.4558 | 0.063868 | 0 | 0 | 0.12774 | 325.717 | 0.064434 | 0 | 0 | 0.12887 | 325.9781 | 0.065001 | 0 | 0 | 0.13 | 326.0651 | 0.06519 | 0 | 0 | 0.13038 | 326.3263 | 0.065756 | 0 | 0 | 0.13151 | 326.5874 | 0.066322 | 0 | 0 | 0.13264 | 326.7615 | 0.0667 | 0 | 0 | 0.1334 | 327.0226 | 0.067266 | 0 | 0 | 0.13453 | 327.1967 | 0.067644 | 0 | 0 | 0.13529 | 327.3708 | 0.068022 | 0 | 0 | 0.13604
2017-01-09 01:00 | 293.2908 | 0.87418 |  | 307.9743 | 0.025951 | 0 | 0 | 0.051901 | 316.6287 | 0.044722 | 0 | 0 | 0.089444 | 323.7096 | 0.06008 | 0 | 0 | 0.12016 | 323.9718 | 0.060649 | 0 | 0 | 0.1213 | 324.1467 | 0.061028 | 0 | 0 | 0.12206 | 324.4089 | 0.061597 | 0 | 0 | 0.12319 | 324.6712 | 0.062166 | 0 | 0 | 0.12433 | 324.9334 | 0.062735 | 0 | 0 | 0.12547 | 325.2831 | 0.063493 | 0 | 0 | 0.12699 | 325.5454 | 0.064062 | 0 | 0 | 0.12812 | 325.7202 | 0.064441 | 0 | 0 | 0.12888 | 325.9824 | 0.06501 | 0 | 0 | 0.13002 | 326.1573 | 0.065389 | 0 | 0 | 0.13078 | 326.4195 | 0.065958 | 0 | 0 | 0.13192 | 326.6818 | 0.066527 | 0 | 0 | 0.13305 | 326.8566 | 0.066906 | 0 | 0 | 0.13381 | 327.1189 | 0.067475 | 0 | 0 | 0.13495 | 327.3811 | 0.068044 | 0 | 0 | 0.13609 | 327.4686 | 0.068234 | 0 | 0 | 0.13647 | 327.7308 | 0.068802 | 0 | 0 | 0.1376 | 327.9931 | 0.069371 | 0 | 0 | 0.13874 | 328.1679 | 0.06975 | 0 | 0 | 0.1395 | 328.4302 | 0.070319 | 0 | 0 | 0.14064 | 328.605 | 0.070699 | 0 | 0 | 0.1414 | 328.7798 | 0.071078 | 0 | 0 | 0.14216
2017-01-09 02:00 | 299.5133 | 0.89273 |  | 314.5084 | 0.040123 | 0 | 0 | 0.080246 | 323.3464 | 0.059293 | 0 | 0 | 0.11859 | 330.5775 | 0.074977 | 0 | 0 | 0.14995 | 330.8453 | 0.075558 | 0 | 0 | 0.15112 | 331.0238 | 0.075945 | 0 | 0 | 0.15189 | 331.2917 | 0.076526 | 0 | 0 | 0.15305 | 331.5595 | 0.077107 | 0 | 0 | 0.15421 | 331.8273 | 0.077688 | 0 | 0 | 0.15538 | 332.1844 | 0.078462 | 0 | 0 | 0.15692 | 332.4522 | 0.079043 | 0 | 0 | 0.15809 | 332.6308 | 0.07943 | 0 | 0 | 0.15886 | 332.8986 | 0.080011 | 0 | 0 | 0.16002 | 333.0771 | 0.080399 | 0 | 0 | 0.1608 | 333.3449 | 0.080979 | 0 | 0 | 0.16196 | 333.6128 | 0.08156 | 0 | 0 | 0.16312 | 333.7913 | 0.081948 | 0 | 0 | 0.1639 | 334.0591 | 0.082529 | 0 | 0 | 0.16506 | 334.3269 | 0.083109 | 0 | 0 | 0.16622 | 334.4162 | 0.083303 | 0 | 0 | 0.16661 | 334.684 | 0.083884 | 0 | 0 | 0.16777 | 334.9519 | 0.084465 | 0 | 0 | 0.16893 | 335.1304 | 0.084852 | 0 | 0 | 0.1697 | 335.3982 | 0.085433 | 0 | 0 | 0.17087 | 335.5768 | 0.08582 | 0 | 0 | 0.17164 | 335.7553 | 0.086208 | 0 | 0 | 0.17242
2017-01-09 03:00 | 293.9934 | 0.87628 |  | 308.7121 | 0.027551 | 0 | 0 | 0.055102 | 317.3872 | 0.046367 | 0 | 0 | 0.092734 | 324.4851 | 0.061762 | 0 | 0 | 0.12352 | 324.748 | 0.062333 | 0 | 0 | 0.12467 | 324.9232 | 0.062713 | 0 | 0 | 0.12543 | 325.1861 | 0.063283 | 0 | 0 | 0.12657 | 325.449 | 0.063853 | 0 | 0 | 0.12771 | 325.7119 | 0.064423 | 0 | 0 | 0.12885 | 326.0624 | 0.065184 | 0 | 0 | 0.13037 | 326.3253 | 0.065754 | 0 | 0 | 0.13151 | 326.5005 | 0.066134 | 0 | 0 | 0.13227 | 326.7634 | 0.066704 | 0 | 0 | 0.13341 | 326.9387 | 0.067084 | 0 | 0 | 0.13417 | 327.2015 | 0.067654 | 0 | 0 | 0.13531 | 327.4644 | 0.068225 | 0 | 0 | 0.13645 | 327.6397 | 0.068605 | 0 | 0 | 0.13721 | 327.9026 | 0.069175 | 0 | 0 | 0.13835 | 328.1654 | 0.069745 | 0 | 0 | 0.13949 | 328.2531 | 0.069935 | 0 | 0 | 0.13987 | 328.5159 | 0.070505 | 0 | 0 | 0.14101 | 328.7788 | 0.071076 | 0 | 0 | 0.14215 | 328.9541 | 0.071456 | 0 | 0 | 0.14291 | 329.217 | 0.072026 | 0 | 0 | 0.14405 | 329.3922 | 0.072406 | 0 | 0 | 0.14481 | 329.5675 | 0.072786 | 0 | 0 | 0.14557
2017-01-09 04:00 | 294.5565 | 0.87795 |  | 309.3034 | 0.028833 | 0 | 0 | 0.057667 | 317.9951 | 0.047686 | 0 | 0 | 0.095371 | 325.1065 | 0.06311 | 0 | 0 | 0.12622 | 325.3699 | 0.063682 | 0 | 0 | 0.12736 | 325.5455 | 0.064063 | 0 | 0 | 0.12813 | 325.8089 | 0.064634 | 0 | 0 | 0.12927 | 326.0723 | 0.065205 | 0 | 0 | 0.13041 | 326.3357 | 0.065776 | 0 | 0 | 0.13155 | 326.6869 | 0.066538 | 0 | 0 | 0.13308 | 326.9502 | 0.067109 | 0 | 0 | 0.13422 | 327.1258 | 0.06749 | 0 | 0 | 0.13498 | 327.3892 | 0.068062 | 0 | 0 | 0.13612 | 327.5648 | 0.068442 | 0 | 0 | 0.13688 | 327.8282 | 0.069014 | 0 | 0 | 0.13803 | 328.0916 | 0.069585 | 0 | 0 | 0.13917 | 328.2672 | 0.069966 | 0 | 0 | 0.13993 | 328.5306 | 0.070537 | 0 | 0 | 0.14107 | 328.794 | 0.071108 | 0 | 0 | 0.14222 | 328.8817 | 0.071299 | 0 | 0 | 0.1426 | 329.1451 | 0.07187 | 0 | 0 | 0.14374 | 329.4085 | 0.072441 | 0 | 0 | 0.14488 | 329.5841 | 0.072822 | 0 | 0 | 0.14564 | 329.8475 | 0.073394 | 0 | 0 | 0.14679 | 330.0231 | 0.073774 | 0 | 0 | 0.14755 | 330.1987 | 0.074155 | 0 | 0 | 0.14831
2017-01-09 05:00 | 302.1773 | 0.90067 |  | 317.3058 | 0.046191 | 0 | 0 | 0.092381 | 326.2224 | 0.065531 | 0 | 0 | 0.13106 | 333.5178 | 0.081354 | 0 | 0 | 0.16271 | 333.788 | 0.081941 | 0 | 0 | 0.16388 | 333.9682 | 0.082331 | 0 | 0 | 0.16466 | 334.2384 | 0.082917 | 0 | 0 | 0.16583 | 334.5086 | 0.083503 | 0 | 0 | 0.16701 | 334.7788 | 0.084089 | 0 | 0 | 0.16818 | 335.139 | 0.084871 | 0 | 0 | 0.16974 | 335.4092 | 0.085457 | 0 | 0 | 0.17091 | 335.5894 | 0.085848 | 0 | 0 | 0.1717 | 335.8596 | 0.086434 | 0 | 0 | 0.17287 | 336.0397 | 0.086824 | 0 | 0 | 0.17365 | 336.3099 | 0.08741 | 0 | 0 | 0.17482 | 336.5801 | 0.087997 | 0 | 0 | 0.17599 | 336.7602 | 0.088387 | 0 | 0 | 0.17677 | 337.0304 | 0.088973 | 0 | 0 | 0.17795 | 337.3006 | 0.089559 | 0 | 0 | 0.17912 | 337.3907 | 0.089755 | 0 | 0 | 0.17951 | 337.6609 | 0.090341 | 0 | 0 | 0.18068 | 337.9311 | 0.090927 | 0 | 0 | 0.18185 | 338.1112 | 0.091318 | 0 | 0 | 0.18264 | 338.3814 | 0.091904 | 0 | 0 | 0.18381 | 338.5616 | 0.092294 | 0 | 0 | 0.18459 | 338.7417 | 0.092685 | 0 | 0 | 0.18537
2017-01-09 06:00 | 307.7088 | 0.91716 |  | 323.1142 | 0.058789 | 0 | 0 | 0.11758 | 332.194 | 0.078483 | 0 | 0 | 0.15697 | 339.623 | 0.094597 | 0 | 0 | 0.18919 | 339.8981 | 0.095193 | 0 | 0 | 0.19039 | 340.0816 | 0.095591 | 0 | 0 | 0.19118 | 340.3567 | 0.096188 | 0 | 0 | 0.19238 | 340.6319 | 0.096785 | 0 | 0 | 0.19357 | 340.907 | 0.097382 | 0 | 0 | 0.19476 | 341.2739 | 0.098177 | 0 | 0 | 0.19635 | 341.549 | 0.098774 | 0 | 0 | 0.19755 | 341.7324 | 0.099172 | 0 | 0 | 0.19834 | 342.0076 | 0.099769 | 0 | 0 | 0.19954 | 342.191 | 0.10017 | 0 | 0 | 0.20033 | 342.4662 | 0.10076 | 0 | 0 | 0.20153 | 342.7413 | 0.10136 | 0 | 0 | 0.20272 | 342.9247 | 0.10176 | 0 | 0 | 0.20352 | 343.1999 | 0.10235 | 0 | 0 | 0.20471 | 343.475 | 0.10295 | 0 | 0 | 0.2059 | 343.5668 | 0.10315 | 0 | 0 | 0.2063 | 343.8419 | 0.10375 | 0 | 0 | 0.20749 | 344.117 | 0.10434 | 0 | 0 | 0.20869 | 344.3005 | 0.10474 | 0 | 0 | 0.20948 | 344.5756 | 0.10534 | 0 | 0 | 0.21068 | 344.7591 | 0.10574 | 0 | 0 | 0.21147 | 344.9425 | 0.10613 | 0 | 0 | 0.21227
2017-01-09 07:00 | 308.3903 | 0.91919 |  | 323.8297 | 0.060341 | 0 | 0 | 0.12068 | 332.9297 | 0.080079 | 0 | 0 | 0.16016 | 340.3751 | 0.096228 | 0 | 0 | 0.19246 | 340.6509 | 0.096826 | 0 | 0 | 0.19365 | 340.8347 | 0.097225 | 0 | 0 | 0.19445 | 341.1105 | 0.097823 | 0 | 0 | 0.19565 | 341.3862 | 0.098421 | 0 | 0 | 0.19684 | 341.662 | 0.099019 | 0 | 0 | 0.19804 | 342.0297 | 0.099817 | 0 | 0 | 0.19963 | 342.3054 | 0.10041 | 0 | 0 | 0.20083 | 342.4892 | 0.10081 | 0 | 0 | 0.20163 | 342.765 | 0.10141 | 0 | 0 | 0.20282 | 342.9488 | 0.10181 | 0 | 0 | 0.20362 | 343.2246 | 0.10241 | 0 | 0 | 0.20482 | 343.5004 | 0.10301 | 0 | 0 | 0.20601 | 343.6842 | 0.10341 | 0 | 0 | 0.20681 | 343.9599 | 0.104 | 0 | 0 | 0.20801 | 344.2357 | 0.1046 | 0 | 0 | 0.2092 | 344.3276 | 0.1048 | 0 | 0 | 0.2096 | 344.6034 | 0.1054 | 0 | 0 | 0.2108 | 344.8791 | 0.106 | 0 | 0 | 0.21199 | 345.063 | 0.1064 | 0 | 0 | 0.21279 | 345.3387 | 0.10699 | 0 | 0 | 0.21399 | 345.5226 | 0.10739 | 0 | 0 | 0.21479 | 345.7064 | 0.10779 | 0 | 0 | 0.21558
2017-01-09 08:00 | 305.0562 | 0.90925 |  | 320.3288 | 0.052747 | 0 | 0 | 0.10549 | 329.3303 | 0.072272 | 0 | 0 | 0.14454 | 336.6953 | 0.088246 | 0 | 0 | 0.17649 | 336.968 | 0.088838 | 0 | 0 | 0.17768 | 337.1499 | 0.089232 | 0 | 0 | 0.17846 | 337.4227 | 0.089824 | 0 | 0 | 0.17965 | 337.6954 | 0.090416 | 0 | 0 | 0.18083 | 337.9682 | 0.091007 | 0 | 0 | 0.18201 | 338.3319 | 0.091796 | 0 | 0 | 0.18359 | 338.6047 | 0.092388 | 0 | 0 | 0.18478 | 338.7865 | 0.092782 | 0 | 0 | 0.18556 | 339.0593 | 0.093374 | 0 | 0 | 0.18675 | 339.2412 | 0.093768 | 0 | 0 | 0.18754 | 339.5139 | 0.09436 | 0 | 0 | 0.18872 | 339.7867 | 0.094952 | 0 | 0 | 0.1899 | 339.9686 | 0.095346 | 0 | 0 | 0.19069 | 340.2413 | 0.095938 | 0 | 0 | 0.19188 | 340.5141 | 0.096529 | 0 | 0 | 0.19306 | 340.605 | 0.096727 | 0 | 0 | 0.19345 | 340.8778 | 0.097318 | 0 | 0 | 0.19464 | 341.1506 | 0.09791 | 0 | 0 | 0.19582 | 341.3324 | 0.098304 | 0 | 0 | 0.19661 | 341.6052 | 0.098896 | 0 | 0 | 0.19779 | 341.7871 | 0.09929 | 0 | 0 | 0.19858 | 341.9689 | 0.099685 | 0 | 0 | 0.19937
2017-01-09 09:00 | 311.7663 | 0.92925 |  | 327.3747 | 0.06803 | 0 | 0 | 0.13606 | 336.5743 | 0.087984 | 0 | 0 | 0.17597 | 344.1012 | 0.10431 | 0 | 0 | 0.20862 | 344.38 | 0.10491 | 0 | 0 | 0.20983 | 344.5659 | 0.10532 | 0 | 0 | 0.21064 | 344.8446 | 0.10592 | 0 | 0 | 0.21184 | 345.1234 | 0.10653 | 0 | 0 | 0.21305 | 345.4022 | 0.10713 | 0 | 0 | 0.21426 | 345.7739 | 0.10794 | 0 | 0 | 0.21588 | 346.0527 | 0.10854 | 0 | 0 | 0.21709 | 346.2385 | 0.10895 | 0 | 0 | 0.21789 | 346.5173 | 0.10955 | 0 | 0 | 0.2191 | 346.7031 | 0.10995 | 0 | 0 | 0.21991 | 346.9819 | 0.11056 | 0 | 0 | 0.22112 | 347.2607 | 0.11116 | 0 | 0 | 0.22233 | 347.4465 | 0.11157 | 0 | 0 | 0.22313 | 347.7253 | 0.11217 | 0 | 0 | 0.22434 | 348.0041 | 0.11278 | 0 | 0 | 0.22555 | 348.097 | 0.11298 | 0 | 0 | 0.22595 | 348.3758 | 0.11358 | 0 | 0 | 0.22716 | 348.6546 | 0.11419 | 0 | 0 | 0.22837 | 348.8404 | 0.11459 | 0 | 0 | 0.22918 | 349.1192 | 0.11519 | 0 | 0 | 0.23039 | 349.305 | 0.1156 | 0 | 0 | 0.23119 | 349.4909 | 0.116 | 0 | 0 | 0.232
2017-01-09 10:00 | 308.6476 | 0.91995 |  | 324.1 | 0.060927 | 0 | 0 | 0.12185 | 333.2076 | 0.080681 | 0 | 0 | 0.16136 | 340.6592 | 0.096844 | 0 | 0 | 0.19369 | 340.9352 | 0.097443 | 0 | 0 | 0.19489 | 341.1192 | 0.097842 | 0 | 0 | 0.19568 | 341.3951 | 0.09844 | 0 | 0 | 0.19688 | 341.6711 | 0.099039 | 0 | 0 | 0.19808 | 341.9471 | 0.099638 | 0 | 0 | 0.19928 | 342.3151 | 0.10044 | 0 | 0 | 0.20087 | 342.5911 | 0.10103 | 0 | 0 | 0.20207 | 342.7751 | 0.10143 | 0 | 0 | 0.20287 | 343.0511 | 0.10203 | 0 | 0 | 0.20406 | 343.2351 | 0.10243 | 0 | 0 | 0.20486 | 343.511 | 0.10303 | 0 | 0 | 0.20606 | 343.787 | 0.10363 | 0 | 0 | 0.20726 | 343.971 | 0.10403 | 0 | 0 | 0.20805 | 344.247 | 0.10463 | 0 | 0 | 0.20925 | 344.523 | 0.10522 | 0 | 0 | 0.21045 | 344.615 | 0.10542 | 0 | 0 | 0.21085 | 344.891 | 0.10602 | 0 | 0 | 0.21205 | 345.167 | 0.10662 | 0 | 0 | 0.21324 | 345.351 | 0.10702 | 0 | 0 | 0.21404 | 345.6269 | 0.10762 | 0 | 0 | 0.21524 | 345.8109 | 0.10802 | 0 | 0 | 0.21604 | 345.9949 | 0.10842 | 0 | 0 | 0.21683
2017-01-09 11:00 | 309.0487 | 0.92115 |  | 324.5211 | 0.061841 | 0 | 0 | 0.12368 | 333.6405 | 0.081621 | 0 | 0 | 0.16324 | 341.1018 | 0.097804 | 0 | 0 | 0.19561 | 341.3782 | 0.098404 | 0 | 0 | 0.19681 | 341.5624 | 0.098803 | 0 | 0 | 0.19761 | 341.8387 | 0.099403 | 0 | 0 | 0.19881 | 342.1151 | 0.1 | 0 | 0 | 0.2 | 342.3914 | 0.1006 | 0 | 0 | 0.2012 | 342.7599 | 0.1014 | 0 | 0 | 0.2028 | 343.0362 | 0.102 | 0 | 0 | 0.204 | 343.2205 | 0.1024 | 0 | 0 | 0.2048 | 343.4968 | 0.103 | 0 | 0 | 0.206 | 343.681 | 0.1034 | 0 | 0 | 0.2068 | 343.9574 | 0.104 | 0 | 0 | 0.208 | 344.2337 | 0.1046 | 0 | 0 | 0.20919 | 344.418 | 0.105 | 0 | 0 | 0.20999 | 344.6943 | 0.1056 | 0 | 0 | 0.21119 | 344.9706 | 0.1062 | 0 | 0 | 0.21239 | 345.0628 | 0.1064 | 0 | 0 | 0.21279 | 345.3391 | 0.10699 | 0 | 0 | 0.21399 | 345.6155 | 0.10759 | 0 | 0 | 0.21519 | 345.7997 | 0.10799 | 0 | 0 | 0.21599 | 346.076 | 0.10859 | 0 | 0 | 0.21719 | 346.2603 | 0.10899 | 0 | 0 | 0.21799 | 346.4445 | 0.10939 | 0 | 0 | 0.21878
2017-01-09 12:00 | 312.1642 | 0.93044 |  | 327.7926 | 0.068937 | 0 | 0 | 0.13787 | 337.0039 | 0.088916 | 0 | 0 | 0.17783 | 344.5405 | 0.10526 | 0 | 0 | 0.21053 | 344.8196 | 0.10587 | 0 | 0 | 0.21174 | 345.0057 | 0.10627 | 0 | 0 | 0.21254 | 345.2848 | 0.10688 | 0 | 0 | 0.21375 | 345.564 | 0.10748 | 0 | 0 | 0.21497 | 345.8431 | 0.10809 | 0 | 0 | 0.21618 | 346.2153 | 0.1089 | 0 | 0 | 0.21779 | 346.4944 | 0.1095 | 0 | 0 | 0.219 | 346.6805 | 0.1099 | 0 | 0 | 0.21981 | 346.9596 | 0.11051 | 0 | 0 | 0.22102 | 347.1457 | 0.11091 | 0 | 0 | 0.22183 | 347.4248 | 0.11152 | 0 | 0 | 0.22304 | 347.704 | 0.11212 | 0 | 0 | 0.22425 | 347.89 | 0.11253 | 0 | 0 | 0.22506 | 348.1692 | 0.11313 | 0 | 0 | 0.22627 | 348.4483 | 0.11374 | 0 | 0 | 0.22748 | 348.5413 | 0.11394 | 0 | 0 | 0.22788 | 348.8205 | 0.11455 | 0 | 0 | 0.22909 | 349.0996 | 0.11515 | 0 | 0 | 0.2303 | 349.2857 | 0.11555 | 0 | 0 | 0.23111 | 349.5648 | 0.11616 | 0 | 0 | 0.23232 | 349.7509 | 0.11656 | 0 | 0 | 0.23313 | 349.937 | 0.11697 | 0 | 0 | 0.23394
2017-01-09 13:00 | 301.2088 | 0.89778 |  | 316.2888 | 0.043985 | 0 | 0 | 0.087969 | 325.1768 | 0.063263 | 0 | 0 | 0.12653 | 332.4488 | 0.079036 | 0 | 0 | 0.15807 | 332.7182 | 0.07962 | 0 | 0 | 0.15924 | 332.8977 | 0.08001 | 0 | 0 | 0.16002 | 333.1671 | 0.080594 | 0 | 0 | 0.16119 | 333.4364 | 0.081178 | 0 | 0 | 0.16236 | 333.7057 | 0.081762 | 0 | 0 | 0.16352 | 334.0649 | 0.082541 | 0 | 0 | 0.16508 | 334.3342 | 0.083125 | 0 | 0 | 0.16625 | 334.5137 | 0.083515 | 0 | 0 | 0.16703 | 334.7831 | 0.084099 | 0 | 0 | 0.1682 | 334.9626 | 0.084488 | 0 | 0 | 0.16898 | 335.232 | 0.085072 | 0 | 0 | 0.17014 | 335.5013 | 0.085657 | 0 | 0 | 0.17131 | 335.6809 | 0.086046 | 0 | 0 | 0.17209 | 335.9502 | 0.08663 | 0 | 0 | 0.17326 | 336.2195 | 0.087214 | 0 | 0 | 0.17443 | 336.3093 | 0.087409 | 0 | 0 | 0.17482 | 336.5786 | 0.087993 | 0 | 0 | 0.17599 | 336.848 | 0.088578 | 0 | 0 | 0.17716 | 337.0275 | 0.088967 | 0 | 0 | 0.17793 | 337.2969 | 0.089551 | 0 | 0 | 0.1791 | 337.4764 | 0.089941 | 0 | 0 | 0.17988 | 337.656 | 0.09033 | 0 | 0 | 0.18066
2017-01-09 14:00 | 299.3104 | 0.89212 |  | 314.2953 | 0.039661 | 0 | 0 | 0.079322 | 323.1273 | 0.058817 | 0 | 0 | 0.11763 | 330.3535 | 0.074491 | 0 | 0 | 0.14898 | 330.6211 | 0.075072 | 0 | 0 | 0.15014 | 330.7996 | 0.075459 | 0 | 0 | 0.15092 | 331.0672 | 0.076039 | 0 | 0 | 0.15208 | 331.3348 | 0.07662 | 0 | 0 | 0.15324 | 331.6025 | 0.0772 | 0 | 0 | 0.1544 | 331.9593 | 0.077974 | 0 | 0 | 0.15595 | 332.227 | 0.078555 | 0 | 0 | 0.15711 | 332.4054 | 0.078942 | 0 | 0 | 0.15788 | 332.673 | 0.079522 | 0 | 0 | 0.15904 | 332.8514 | 0.079909 | 0 | 0 | 0.15982 | 333.1191 | 0.08049 | 0 | 0 | 0.16098 | 333.3867 | 0.08107 | 0 | 0 | 0.16214 | 333.5651 | 0.081457 | 0 | 0 | 0.16291 | 333.8328 | 0.082038 | 0 | 0 | 0.16408 | 334.1004 | 0.082618 | 0 | 0 | 0.16524 | 334.1896 | 0.082812 | 0 | 0 | 0.16562 | 334.4573 | 0.083392 | 0 | 0 | 0.16678 | 334.7249 | 0.083973 | 0 | 0 | 0.16795 | 334.9033 | 0.08436 | 0 | 0 | 0.16872 | 335.171 | 0.08494 | 0 | 0 | 0.16988 | 335.3494 | 0.085327 | 0 | 0 | 0.17065 | 335.5278 | 0.085714 | 0 | 0 | 0.17143
2017-01-09 15:00 | 286.4925 | 0.85392 |  | 300.8357 | 0.010467 | 0 | 0 | 0.020934 | 309.2895 | 0.028803 | 0 | 0 | 0.057606 | 316.2062 | 0.043806 | 0 | 0 | 0.087611 | 316.4624 | 0.044361 | 0 | 0 | 0.088722 | 316.6332 | 0.044732 | 0 | 0 | 0.089463 | 316.8893 | 0.045287 | 0 | 0 | 0.090575 | 317.1455 | 0.045843 | 0 | 0 | 0.091686 | 317.4017 | 0.046399 | 0 | 0 | 0.092797 | 317.7432 | 0.047139 | 0 | 0 | 0.094279 | 317.9994 | 0.047695 | 0 | 0 | 0.09539 | 318.1702 | 0.048065 | 0 | 0 | 0.096131 | 318.4264 | 0.048621 | 0 | 0 | 0.097242 | 318.5972 | 0.048992 | 0 | 0 | 0.097983 | 318.8533 | 0.049547 | 0 | 0 | 0.099094 | 319.1095 | 0.050103 | 0 | 0 | 0.10021 | 319.2803 | 0.050473 | 0 | 0 | 0.10095 | 319.5365 | 0.051029 | 0 | 0 | 0.10206 | 319.7927 | 0.051585 | 0 | 0 | 0.10317 | 319.878 | 0.05177 | 0 | 0 | 0.10354 | 320.1342 | 0.052325 | 0 | 0 | 0.10465 | 320.3904 | 0.052881 | 0 | 0 | 0.10576 | 320.5612 | 0.053252 | 0 | 0 | 0.1065 | 320.8174 | 0.053807 | 0 | 0 | 0.10761 | 320.9881 | 0.054178 | 0 | 0 | 0.10836 | 321.1589 | 0.054548 | 0 | 0 | 0.1091
2017-01-09 16:00 | 290.5686 | 0.86607 |  | 305.1159 | 0.019751 | 0 | 0 | 0.039501 | 313.6899 | 0.038348 | 0 | 0 | 0.076696 | 320.7051 | 0.053564 | 0 | 0 | 0.10713 | 320.9649 | 0.054127 | 0 | 0 | 0.10825 | 321.1381 | 0.054503 | 0 | 0 | 0.10901 | 321.3979 | 0.055066 | 0 | 0 | 0.11013 | 321.6578 | 0.05563 | 0 | 0 | 0.11126 | 321.9176 | 0.056194 | 0 | 0 | 0.11239 | 322.264 | 0.056945 | 0 | 0 | 0.11389 | 322.5238 | 0.057509 | 0 | 0 | 0.11502 | 322.6971 | 0.057884 | 0 | 0 | 0.11577 | 322.9569 | 0.058448 | 0 | 0 | 0.1169 | 323.1301 | 0.058823 | 0 | 0 | 0.11765 | 323.3899 | 0.059387 | 0 | 0 | 0.11877 | 323.6497 | 0.059951 | 0 | 0 | 0.1199 | 323.8229 | 0.060326 | 0 | 0 | 0.12065 | 324.0828 | 0.06089 | 0 | 0 | 0.12178 | 324.3426 | 0.061453 | 0 | 0 | 0.12291 | 324.4292 | 0.061641 | 0 | 0 | 0.12328 | 324.689 | 0.062205 | 0 | 0 | 0.12441 | 324.9488 | 0.062768 | 0 | 0 | 0.12554 | 325.122 | 0.063144 | 0 | 0 | 0.12629 | 325.3819 | 0.063708 | 0 | 0 | 0.12742 | 325.5551 | 0.064083 | 0 | 0 | 0.12817 | 325.7283 | 0.064459 | 0 | 0 | 0.12892
2017-01-09 17:00 | 291.5241 | 0.86892 |  | 306.1192 | 0.021927 | 0 | 0 | 0.043854 | 314.7214 | 0.040585 | 0 | 0 | 0.08117 | 321.7597 | 0.055851 | 0 | 0 | 0.1117 | 322.0203 | 0.056416 | 0 | 0 | 0.11283 | 322.1941 | 0.056793 | 0 | 0 | 0.11359 | 322.4548 | 0.057359 | 0 | 0 | 0.11472 | 322.7155 | 0.057924 | 0 | 0 | 0.11585 | 322.9761 | 0.05849 | 0 | 0 | 0.11698 | 323.3237 | 0.059243 | 0 | 0 | 0.11849 | 323.5844 | 0.059809 | 0 | 0 | 0.11962 | 323.7582 | 0.060186 | 0 | 0 | 0.12037 | 324.0188 | 0.060751 | 0 | 0 | 0.1215 | 324.1926 | 0.061128 | 0 | 0 | 0.12226 | 324.4533 | 0.061694 | 0 | 0 | 0.12339 | 324.714 | 0.062259 | 0 | 0 | 0.12452 | 324.8878 | 0.062636 | 0 | 0 | 0.12527 | 325.1484 | 0.063201 | 0 | 0 | 0.1264 | 325.4091 | 0.063767 | 0 | 0 | 0.12753 | 325.496 | 0.063955 | 0 | 0 | 0.12791 | 325.7567 | 0.064521 | 0 | 0 | 0.12904 | 326.0173 | 0.065086 | 0 | 0 | 0.13017 | 326.1911 | 0.065463 | 0 | 0 | 0.13093 | 326.4518 | 0.066028 | 0 | 0 | 0.13206 | 326.6256 | 0.066405 | 0 | 0 | 0.13281 | 326.7994 | 0.066782 | 0 | 0 | 0.13356
2017-01-09 18:00 | 292.3051 | 0.87124 |  | 306.9393 | 0.023706 | 0 | 0 | 0.047411 | 315.5646 | 0.042414 | 0 | 0 | 0.084828 | 322.6217 | 0.057721 | 0 | 0 | 0.11544 | 322.8831 | 0.058288 | 0 | 0 | 0.11658 | 323.0573 | 0.058666 | 0 | 0 | 0.11733 | 323.3187 | 0.059233 | 0 | 0 | 0.11847 | 323.5801 | 0.059799 | 0 | 0 | 0.1196 | 323.8414 | 0.060366 | 0 | 0 | 0.12073 | 324.1899 | 0.061122 | 0 | 0 | 0.12224 | 324.4513 | 0.061689 | 0 | 0 | 0.12338 | 324.6256 | 0.062067 | 0 | 0 | 0.12413 | 324.8869 | 0.062634 | 0 | 0 | 0.12527 | 325.0612 | 0.063012 | 0 | 0 | 0.12602 | 325.3226 | 0.063579 | 0 | 0 | 0.12716 | 325.5839 | 0.064146 | 0 | 0 | 0.12829 | 325.7582 | 0.064524 | 0 | 0 | 0.12905 | 326.0196 | 0.065091 | 0 | 0 | 0.13018 | 326.2809 | 0.065658 | 0 | 0 | 0.13132 | 326.3681 | 0.065847 | 0 | 0 | 0.13169 | 326.6294 | 0.066414 | 0 | 0 | 0.13283 | 326.8908 | 0.06698 | 0 | 0 | 0.13396 | 327.065 | 0.067358 | 0 | 0 | 0.13472 | 327.3264 | 0.067925 | 0 | 0 | 0.13585 | 327.5007 | 0.068303 | 0 | 0 | 0.13661 | 327.6749 | 0.068681 | 0 | 0 | 0.13736
2017-01-09 19:00 | 303.6428 | 0.90504 |  | 318.8446 | 0.049528 | 0 | 0 | 0.099057 | 327.8045 | 0.068962 | 0 | 0 | 0.13792 | 335.1353 | 0.084863 | 0 | 0 | 0.16973 | 335.4068 | 0.085452 | 0 | 0 | 0.1709 | 335.5878 | 0.085844 | 0 | 0 | 0.17169 | 335.8593 | 0.086433 | 0 | 0 | 0.17287 | 336.1308 | 0.087022 | 0 | 0 | 0.17404 | 336.4023 | 0.087611 | 0 | 0 | 0.17522 | 336.7643 | 0.088396 | 0 | 0 | 0.17679 | 337.0359 | 0.088985 | 0 | 0 | 0.17797 | 337.2169 | 0.089378 | 0 | 0 | 0.17876 | 337.4884 | 0.089967 | 0 | 0 | 0.17993 | 337.6694 | 0.090359 | 0 | 0 | 0.18072 | 337.9409 | 0.090948 | 0 | 0 | 0.1819 | 338.2124 | 0.091537 | 0 | 0 | 0.18307 | 338.3934 | 0.09193 | 0 | 0 | 0.18386 | 338.6649 | 0.092519 | 0 | 0 | 0.18504 | 338.9364 | 0.093107 | 0 | 0 | 0.18621 | 339.0269 | 0.093304 | 0 | 0 | 0.18661 | 339.2984 | 0.093893 | 0 | 0 | 0.18779 | 339.57 | 0.094482 | 0 | 0 | 0.18896 | 339.751 | 0.094874 | 0 | 0 | 0.18975 | 340.0225 | 0.095463 | 0 | 0 | 0.19093 | 340.2035 | 0.095856 | 0 | 0 | 0.19171 | 340.3845 | 0.096248 | 0 | 0 | 0.1925
2017-01-09 20:00 | 296.7025 | 0.88435 |  | 311.5568 | 0.033721 | 0 | 0 | 0.067442 | 320.3119 | 0.052711 | 0 | 0 | 0.10542 | 327.4751 | 0.068248 | 0 | 0 | 0.1365 | 327.7404 | 0.068823 | 0 | 0 | 0.13765 | 327.9173 | 0.069207 | 0 | 0 | 0.13841 | 328.1826 | 0.069782 | 0 | 0 | 0.13956 | 328.4479 | 0.070358 | 0 | 0 | 0.14072 | 328.7132 | 0.070933 | 0 | 0 | 0.14187 | 329.0669 | 0.0717 | 0 | 0 | 0.1434 | 329.3322 | 0.072276 | 0 | 0 | 0.14455 | 329.5091 | 0.07266 | 0 | 0 | 0.14532 | 329.7744 | 0.073235 | 0 | 0 | 0.14647 | 329.9513 | 0.073619 | 0 | 0 | 0.14724 | 330.2166 | 0.074194 | 0 | 0 | 0.14839 | 330.4819 | 0.07477 | 0 | 0 | 0.14954 | 330.6588 | 0.075153 | 0 | 0 | 0.15031 | 330.9241 | 0.075729 | 0 | 0 | 0.15146 | 331.1894 | 0.076304 | 0 | 0 | 0.15261 | 331.2778 | 0.076496 | 0 | 0 | 0.15299 | 331.5431 | 0.077071 | 0 | 0 | 0.15414 | 331.8084 | 0.077647 | 0 | 0 | 0.15529 | 331.9853 | 0.07803 | 0 | 0 | 0.15606 | 332.2506 | 0.078606 | 0 | 0 | 0.15721 | 332.4275 | 0.078989 | 0 | 0 | 0.15798 | 332.6043 | 0.079373 | 0 | 0 | 0.15875
2017-01-09 21:00 | 298.0223 | 0.88828 |  | 312.9427 | 0.036727 | 0 | 0 | 0.073454 | 321.7367 | 0.055801 | 0 | 0 | 0.1116 | 328.9318 | 0.071407 | 0 | 0 | 0.14281 | 329.1983 | 0.071985 | 0 | 0 | 0.14397 | 329.3759 | 0.072371 | 0 | 0 | 0.14474 | 329.6424 | 0.072949 | 0 | 0 | 0.1459 | 329.9089 | 0.073527 | 0 | 0 | 0.14705 | 330.1754 | 0.074105 | 0 | 0 | 0.14821 | 330.5307 | 0.074875 | 0 | 0 | 0.14975 | 330.7972 | 0.075453 | 0 | 0 | 0.15091 | 330.9748 | 0.075839 | 0 | 0 | 0.15168 | 331.2413 | 0.076417 | 0 | 0 | 0.15283 | 331.419 | 0.076802 | 0 | 0 | 0.1536 | 331.6855 | 0.07738 | 0 | 0 | 0.15476 | 331.952 | 0.077958 | 0 | 0 | 0.15592 | 332.1296 | 0.078343 | 0 | 0 | 0.15669 | 332.3961 | 0.078921 | 0 | 0 | 0.15784 | 332.6626 | 0.079499 | 0 | 0 | 0.159 | 332.7514 | 0.079692 | 0 | 0 | 0.15938 | 333.0179 | 0.08027 | 0 | 0 | 0.16054 | 333.2844 | 0.080848 | 0 | 0 | 0.1617 | 333.462 | 0.081233 | 0 | 0 | 0.16247 | 333.7285 | 0.081811 | 0 | 0 | 0.16362 | 333.9062 | 0.082197 | 0 | 0 | 0.16439 | 334.0838 | 0.082582 | 0 | 0 | 0.16516
2017-01-09 22:00 | 287.2873 | 0.85629 |  | 301.6702 | 0.012277 | 0 | 0 | 0.024554 | 310.1475 | 0.030664 | 0 | 0 | 0.061328 | 317.0834 | 0.045708 | 0 | 0 | 0.091416 | 317.3403 | 0.046265 | 0 | 0 | 0.092531 | 317.5115 | 0.046637 | 0 | 0 | 0.093274 | 317.7684 | 0.047194 | 0 | 0 | 0.094388 | 318.0253 | 0.047751 | 0 | 0 | 0.095502 | 318.2822 | 0.048308 | 0 | 0 | 0.096617 | 318.6247 | 0.049051 | 0 | 0 | 0.098103 | 318.8816 | 0.049609 | 0 | 0 | 0.099217 | 319.0529 | 0.04998 | 0 | 0 | 0.09996 | 319.3098 | 0.050537 | 0 | 0 | 0.10107 | 319.481 | 0.050909 | 0 | 0 | 0.10182 | 319.7379 | 0.051466 | 0 | 0 | 0.10293 | 319.9948 | 0.052023 | 0 | 0 | 0.10405 | 320.166 | 0.052394 | 0 | 0 | 0.10479 | 320.4229 | 0.052952 | 0 | 0 | 0.1059 | 320.6798 | 0.053509 | 0 | 0 | 0.10702 | 320.7654 | 0.053695 | 0 | 0 | 0.10739 | 321.0223 | 0.054252 | 0 | 0 | 0.1085 | 321.2792 | 0.054809 | 0 | 0 | 0.10962 | 321.4505 | 0.05518 | 0 | 0 | 0.11036 | 321.7074 | 0.055738 | 0 | 0 | 0.11148 | 321.8786 | 0.056109 | 0 | 0 | 0.11222 | 322.0499 | 0.05648 | 0 | 0 | 0.11296
2017-01-09 23:00 | 282.2649 | 0.84132 |  | 296.3965 | 0.00083822 | 0 | 0 | 0.0016764 | 304.7255 | 0.018904 | 0 | 0 | 0.037808 | 311.5402 | 0.033685 | 0 | 0 | 0.06737 | 311.7926 | 0.034232 | 0 | 0 | 0.068465 | 311.9608 | 0.034597 | 0 | 0 | 0.069195 | 312.2132 | 0.035145 | 0 | 0 | 0.07029 | 312.4656 | 0.035692 | 0 | 0 | 0.071385 | 312.718 | 0.03624 | 0 | 0 | 0.072479 | 313.0546 | 0.03697 | 0 | 0 | 0.073939 | 313.307 | 0.037517 | 0 | 0 | 0.075034 | 313.4752 | 0.037882 | 0 | 0 | 0.075764 | 313.7276 | 0.03843 | 0 | 0 | 0.076859 | 313.8959 | 0.038794 | 0 | 0 | 0.077589 | 314.1483 | 0.039342 | 0 | 0 | 0.078684 | 314.4007 | 0.039889 | 0 | 0 | 0.079779 | 314.5689 | 0.040254 | 0 | 0 | 0.080509 | 314.8213 | 0.040802 | 0 | 0 | 0.081604 | 315.0737 | 0.041349 | 0 | 0 | 0.082698 | 315.1579 | 0.041532 | 0 | 0 | 0.083063 | 315.4102 | 0.042079 | 0 | 0 | 0.084158 | 315.6626 | 0.042627 | 0 | 0 | 0.085253 | 315.8309 | 0.042992 | 0 | 0 | 0.085983 | 316.0833 | 0.043539 | 0 | 0 | 0.087078 | 316.2516 | 0.043904 | 0 | 0 | 0.087808 | 316.4198 | 0.044269 | 0 | 0 | 0.088538
2017-01-10 | 289.8875 | 0.86404 |  | 304.4006 | 0.018199 | 0 | 0 | 0.036398 | 312.9546 | 0.036753 | 0 | 0 | 0.073506 | 319.9533 | 0.051933 | 0 | 0 | 0.10387 | 320.2125 | 0.052495 | 0 | 0 | 0.10499 | 320.3853 | 0.05287 | 0 | 0 | 0.10574 | 320.6445 | 0.053432 | 0 | 0 | 0.10686 | 320.9037 | 0.053994 | 0 | 0 | 0.10799 | 321.1629 | 0.054557 | 0 | 0 | 0.10911 | 321.5085 | 0.055306 | 0 | 0 | 0.11061 | 321.7678 | 0.055869 | 0 | 0 | 0.11174 | 321.9406 | 0.056243 | 0 | 0 | 0.11249 | 322.1998 | 0.056806 | 0 | 0 | 0.11361 | 322.3726 | 0.05718 | 0 | 0 | 0.11436 | 322.6318 | 0.057743 | 0 | 0 | 0.11549 | 322.891 | 0.058305 | 0 | 0 | 0.11661 | 323.0638 | 0.05868 | 0 | 0 | 0.11736 | 323.323 | 0.059242 | 0 | 0 | 0.11848 | 323.5822 | 0.059804 | 0 | 0 | 0.11961 | 323.6686 | 0.059992 | 0 | 0 | 0.11998 | 323.9278 | 0.060554 | 0 | 0 | 0.12111 | 324.1871 | 0.061116 | 0 | 0 | 0.12223 | 324.3599 | 0.061491 | 0 | 0 | 0.12298 | 324.6191 | 0.062053 | 0 | 0 | 0.12411 | 324.7919 | 0.062428 | 0 | 0 | 0.12486 | 324.9647 | 0.062803 | 0 | 0 | 0.12561
2017-01-10 01:00 | 286.7987 | 0.85483 |  | 301.1572 | 0.011164 | 0 | 0 | 0.022329 | 309.6201 | 0.02952 | 0 | 0 | 0.059041 | 316.5442 | 0.044539 | 0 | 0 | 0.089077 | 316.8007 | 0.045095 | 0 | 0 | 0.09019 | 316.9716 | 0.045466 | 0 | 0 | 0.090932 | 317.2281 | 0.046022 | 0 | 0 | 0.092044 | 317.4845 | 0.046578 | 0 | 0 | 0.093157 | 317.741 | 0.047134 | 0 | 0 | 0.094269 | 318.0829 | 0.047876 | 0 | 0 | 0.095752 | 318.3394 | 0.048432 | 0 | 0 | 0.096865 | 318.5103 | 0.048803 | 0 | 0 | 0.097606 | 318.7668 | 0.049359 | 0 | 0 | 0.098719 | 318.9377 | 0.04973 | 0 | 0 | 0.099461 | 319.1942 | 0.050287 | 0 | 0 | 0.10057 | 319.4506 | 0.050843 | 0 | 0 | 0.10169 | 319.6216 | 0.051214 | 0 | 0 | 0.10243 | 319.8781 | 0.05177 | 0 | 0 | 0.10354 | 320.1345 | 0.052326 | 0 | 0 | 0.10465 | 320.22 | 0.052511 | 0 | 0 | 0.10502 | 320.4764 | 0.053068 | 0 | 0 | 0.10614 | 320.7329 | 0.053624 | 0 | 0 | 0.10725 | 320.9039 | 0.053995 | 0 | 0 | 0.10799 | 321.1603 | 0.054551 | 0 | 0 | 0.1091 | 321.3313 | 0.054922 | 0 | 0 | 0.10984 | 321.5022 | 0.055293 | 0 | 0 | 0.11059
2017-01-10 02:00 | 289.4374 | 0.8627 |  | 303.928 | 0.017174 | 0 | 0 | 0.034348 | 312.4687 | 0.035699 | 0 | 0 | 0.071398 | 319.4565 | 0.050856 | 0 | 0 | 0.10171 | 319.7153 | 0.051417 | 0 | 0 | 0.10283 | 319.8879 | 0.051791 | 0 | 0 | 0.10358 | 320.1467 | 0.052352 | 0 | 0 | 0.1047 | 320.4055 | 0.052914 | 0 | 0 | 0.10583 | 320.6643 | 0.053475 | 0 | 0 | 0.10695 | 321.0094 | 0.054224 | 0 | 0 | 0.10845 | 321.2682 | 0.054785 | 0 | 0 | 0.10957 | 321.4407 | 0.055159 | 0 | 0 | 0.11032 | 321.6995 | 0.055721 | 0 | 0 | 0.11144 | 321.8721 | 0.056095 | 0 | 0 | 0.11219 | 322.1309 | 0.056656 | 0 | 0 | 0.11331 | 322.3897 | 0.057218 | 0 | 0 | 0.11444 | 322.5622 | 0.057592 | 0 | 0 | 0.11518 | 322.821 | 0.058153 | 0 | 0 | 0.11631 | 323.0799 | 0.058715 | 0 | 0 | 0.11743 | 323.1661 | 0.058902 | 0 | 0 | 0.1178 | 323.4249 | 0.059463 | 0 | 0 | 0.11893 | 323.6837 | 0.060024 | 0 | 0 | 0.12005 | 323.8563 | 0.060399 | 0 | 0 | 0.1208 | 324.1151 | 0.06096 | 0 | 0 | 0.12192 | 324.2876 | 0.061334 | 0 | 0 | 0.12267 | 324.4602 | 0.061708 | 0 | 0 | 0.12342
2017-01-10 03:00 | 288.2018 | 0.85901 |  | 302.6305 | 0.01436 | 0 | 0 | 0.02872 | 311.1348 | 0.032806 | 0 | 0 | 0.065611 | 318.0928 | 0.047898 | 0 | 0 | 0.095795 | 318.3505 | 0.048456 | 0 | 0 | 0.096913 | 318.5223 | 0.048829 | 0 | 0 | 0.097658 | 318.78 | 0.049388 | 0 | 0 | 0.098776 | 319.0377 | 0.049947 | 0 | 0 | 0.099894 | 319.2954 | 0.050506 | 0 | 0 | 0.10101 | 319.639 | 0.051251 | 0 | 0 | 0.1025 | 319.8967 | 0.05181 | 0 | 0 | 0.10362 | 320.0685 | 0.052183 | 0 | 0 | 0.10437 | 320.3262 | 0.052742 | 0 | 0 | 0.10548 | 320.498 | 0.053114 | 0 | 0 | 0.10623 | 320.7557 | 0.053673 | 0 | 0 | 0.10735 | 321.0134 | 0.054232 | 0 | 0 | 0.10846 | 321.1852 | 0.054605 | 0 | 0 | 0.10921 | 321.4429 | 0.055164 | 0 | 0 | 0.11033 | 321.7006 | 0.055723 | 0 | 0 | 0.11145 | 321.7865 | 0.055909 | 0 | 0 | 0.11182 | 322.0442 | 0.056468 | 0 | 0 | 0.11294 | 322.3019 | 0.057027 | 0 | 0 | 0.11405 | 322.4737 | 0.0574 | 0 | 0 | 0.1148 | 322.7314 | 0.057959 | 0 | 0 | 0.11592 | 322.9032 | 0.058331 | 0 | 0 | 0.11666 | 323.075 | 0.058704 | 0 | 0 | 0.11741
2017-01-10 04:00 | 295.0694 | 0.87948 |  | 309.8419 | 0.030001 | 0 | 0 | 0.060003 | 318.5488 | 0.048887 | 0 | 0 | 0.097773 | 325.6726 | 0.064338 | 0 | 0 | 0.12868 | 325.9365 | 0.06491 | 0 | 0 | 0.12982 | 326.1124 | 0.065292 | 0 | 0 | 0.13058 | 326.3762 | 0.065864 | 0 | 0 | 0.13173 | 326.64 | 0.066437 | 0 | 0 | 0.13287 | 326.9039 | 0.067009 | 0 | 0 | 0.13402 | 327.2557 | 0.067772 | 0 | 0 | 0.13554 | 327.5195 | 0.068344 | 0 | 0 | 0.13669 | 327.6954 | 0.068726 | 0 | 0 | 0.13745 | 327.9593 | 0.069298 | 0 | 0 | 0.1386 | 328.1352 | 0.069679 | 0 | 0 | 0.13936 | 328.399 | 0.070252 | 0 | 0 | 0.1405 | 328.6629 | 0.070824 | 0 | 0 | 0.14165 | 328.8388 | 0.071206 | 0 | 0 | 0.14241 | 329.1026 | 0.071778 | 0 | 0 | 0.14356 | 329.3664 | 0.07235 | 0 | 0 | 0.1447 | 329.4544 | 0.072541 | 0 | 0 | 0.14508 | 329.7182 | 0.073113 | 0 | 0 | 0.14623 | 329.9821 | 0.073685 | 0 | 0 | 0.14737 | 330.158 | 0.074067 | 0 | 0 | 0.14813 | 330.4218 | 0.074639 | 0 | 0 | 0.14928 | 330.5977 | 0.075021 | 0 | 0 | 0.15004 | 330.7736 | 0.075402 | 0 | 0 | 0.1508
2017-01-10 05:00 | 289.2271 | 0.86207 |  | 303.7071 | 0.016695 | 0 | 0 | 0.03339 | 312.2416 | 0.035206 | 0 | 0 | 0.070413 | 319.2244 | 0.050352 | 0 | 0 | 0.1007 | 319.483 | 0.050913 | 0 | 0 | 0.10183 | 319.6554 | 0.051287 | 0 | 0 | 0.10257 | 319.9141 | 0.051848 | 0 | 0 | 0.1037 | 320.1727 | 0.052409 | 0 | 0 | 0.10482 | 320.4313 | 0.05297 | 0 | 0 | 0.10594 | 320.7761 | 0.053718 | 0 | 0 | 0.10744 | 321.0347 | 0.054279 | 0 | 0 | 0.10856 | 321.2072 | 0.054653 | 0 | 0 | 0.10931 | 321.4658 | 0.055214 | 0 | 0 | 0.11043 | 321.6382 | 0.055588 | 0 | 0 | 0.11118 | 321.8968 | 0.056149 | 0 | 0 | 0.1123 | 322.1554 | 0.056709 | 0 | 0 | 0.11342 | 322.3279 | 0.057083 | 0 | 0 | 0.11417 | 322.5865 | 0.057644 | 0 | 0 | 0.11529 | 322.8451 | 0.058205 | 0 | 0 | 0.11641 | 322.9313 | 0.058392 | 0 | 0 | 0.11678 | 323.1899 | 0.058953 | 0 | 0 | 0.11791 | 323.4485 | 0.059514 | 0 | 0 | 0.11903 | 323.621 | 0.059888 | 0 | 0 | 0.11978 | 323.8796 | 0.060449 | 0 | 0 | 0.1209 | 324.052 | 0.060823 | 0 | 0 | 0.12165 | 324.2244 | 0.061197 | 0 | 0 | 0.12239
2017-01-10 06:00 | 297.419 | 0.88649 |  | 312.3092 | 0.035353 | 0 | 0 | 0.070706 | 321.0854 | 0.054388 | 0 | 0 | 0.10878 | 328.2659 | 0.069963 | 0 | 0 | 0.13993 | 328.5319 | 0.07054 | 0 | 0 | 0.14108 | 328.7091 | 0.070924 | 0 | 0 | 0.14185 | 328.9751 | 0.071501 | 0 | 0 | 0.143 | 329.241 | 0.072078 | 0 | 0 | 0.14416 | 329.507 | 0.072655 | 0 | 0 | 0.14531 | 329.8616 | 0.073424 | 0 | 0 | 0.14685 | 330.1275 | 0.074001 | 0 | 0 | 0.148 | 330.3048 | 0.074385 | 0 | 0 | 0.14877 | 330.5708 | 0.074962 | 0 | 0 | 0.14992 | 330.7481 | 0.075347 | 0 | 0 | 0.15069 | 331.014 | 0.075924 | 0 | 0 | 0.15185 | 331.28 | 0.076501 | 0 | 0 | 0.153 | 331.4573 | 0.076885 | 0 | 0 | 0.15377 | 331.7232 | 0.077462 | 0 | 0 | 0.15492 | 331.9891 | 0.078039 | 0 | 0 | 0.15608 | 332.0778 | 0.078231 | 0 | 0 | 0.15646 | 332.3437 | 0.078808 | 0 | 0 | 0.15762 | 332.6097 | 0.079385 | 0 | 0 | 0.15877 | 332.787 | 0.079769 | 0 | 0 | 0.15954 | 333.0529 | 0.080346 | 0 | 0 | 0.16069 | 333.2302 | 0.080731 | 0 | 0 | 0.16146 | 333.4075 | 0.081115 | 0 | 0 | 0.16223
2017-01-10 07:00 | 302.0436 | 0.90027 |  | 317.1653 | 0.045886 | 0 | 0 | 0.091772 | 326.078 | 0.065218 | 0 | 0 | 0.13044 | 333.3702 | 0.081034 | 0 | 0 | 0.16207 | 333.6403 | 0.08162 | 0 | 0 | 0.16324 | 333.8204 | 0.082011 | 0 | 0 | 0.16402 | 334.0904 | 0.082596 | 0 | 0 | 0.16519 | 334.3605 | 0.083182 | 0 | 0 | 0.16636 | 334.6306 | 0.083768 | 0 | 0 | 0.16754 | 334.9907 | 0.084549 | 0 | 0 | 0.1691 | 335.2608 | 0.085135 | 0 | 0 | 0.17027 | 335.4408 | 0.085525 | 0 | 0 | 0.17105 | 335.7109 | 0.086111 | 0 | 0 | 0.17222 | 335.891 | 0.086502 | 0 | 0 | 0.173 | 336.1611 | 0.087088 | 0 | 0 | 0.17418 | 336.4311 | 0.087673 | 0 | 0 | 0.17535 | 336.6112 | 0.088064 | 0 | 0 | 0.17613 | 336.8813 | 0.08865 | 0 | 0 | 0.1773 | 337.1514 | 0.089236 | 0 | 0 | 0.17847 | 337.2414 | 0.089431 | 0 | 0 | 0.17886 | 337.5115 | 0.090017 | 0 | 0 | 0.18003 | 337.7815 | 0.090602 | 0 | 0 | 0.1812 | 337.9616 | 0.090993 | 0 | 0 | 0.18199 | 338.2317 | 0.091579 | 0 | 0 | 0.18316 | 338.4117 | 0.091969 | 0 | 0 | 0.18394 | 338.5918 | 0.09236 | 0 | 0 | 0.18472
2017-01-10 08:00 | 292.1185 | 0.87069 |  | 306.7433 | 0.023281 | 0 | 0 | 0.046561 | 315.3632 | 0.041977 | 0 | 0 | 0.083954 | 322.4157 | 0.057274 | 0 | 0 | 0.11455 | 322.6769 | 0.057841 | 0 | 0 | 0.11568 | 322.8511 | 0.058218 | 0 | 0 | 0.11644 | 323.1123 | 0.058785 | 0 | 0 | 0.11757 | 323.3735 | 0.059351 | 0 | 0 | 0.1187 | 323.6347 | 0.059918 | 0 | 0 | 0.11984 | 323.983 | 0.060673 | 0 | 0 | 0.12135 | 324.2442 | 0.06124 | 0 | 0 | 0.12248 | 324.4183 | 0.061618 | 0 | 0 | 0.12324 | 324.6795 | 0.062184 | 0 | 0 | 0.12437 | 324.8537 | 0.062562 | 0 | 0 | 0.12512 | 325.1149 | 0.063128 | 0 | 0 | 0.12626 | 325.3761 | 0.063695 | 0 | 0 | 0.12739 | 325.5502 | 0.064073 | 0 | 0 | 0.12815 | 325.8114 | 0.064639 | 0 | 0 | 0.12928 | 326.0726 | 0.065206 | 0 | 0 | 0.13041 | 326.1597 | 0.065395 | 0 | 0 | 0.13079 | 326.4209 | 0.065961 | 0 | 0 | 0.13192 | 326.6821 | 0.066528 | 0 | 0 | 0.13306 | 326.8562 | 0.066905 | 0 | 0 | 0.13381 | 327.1174 | 0.067472 | 0 | 0 | 0.13494 | 327.2916 | 0.06785 | 0 | 0 | 0.1357 | 327.4657 | 0.068227 | 0 | 0 | 0.13645
2017-01-10 09:00 | 299.9471 | 0.89402 |  | 314.9639 | 0.041111 | 0 | 0 | 0.082222 | 323.8147 | 0.060308 | 0 | 0 | 0.12062 | 331.0563 | 0.076015 | 0 | 0 | 0.15203 | 331.3245 | 0.076597 | 0 | 0 | 0.15319 | 331.5033 | 0.076985 | 0 | 0 | 0.15397 | 331.7715 | 0.077567 | 0 | 0 | 0.15513 | 332.0397 | 0.078148 | 0 | 0 | 0.1563 | 332.3079 | 0.07873 | 0 | 0 | 0.15746 | 332.6655 | 0.079506 | 0 | 0 | 0.15901 | 332.9337 | 0.080088 | 0 | 0 | 0.16018 | 333.1125 | 0.080475 | 0 | 0 | 0.16095 | 333.3807 | 0.081057 | 0 | 0 | 0.16211 | 333.5595 | 0.081445 | 0 | 0 | 0.16289 | 333.8277 | 0.082027 | 0 | 0 | 0.16405 | 334.0959 | 0.082608 | 0 | 0 | 0.16522 | 334.2747 | 0.082996 | 0 | 0 | 0.16599 | 334.5429 | 0.083578 | 0 | 0 | 0.16716 | 334.8111 | 0.08416 | 0 | 0 | 0.16832 | 334.9006 | 0.084354 | 0 | 0 | 0.16871 | 335.1688 | 0.084935 | 0 | 0 | 0.16987 | 335.437 | 0.085517 | 0 | 0 | 0.17103 | 335.6158 | 0.085905 | 0 | 0 | 0.17181 | 335.884 | 0.086487 | 0 | 0 | 0.17297 | 336.0628 | 0.086874 | 0 | 0 | 0.17375 | 336.2416 | 0.087262 | 0 | 0 | 0.17452
2017-01-10 10:00 | 289.3748 | 0.86251 |  | 303.8623 | 0.017032 | 0 | 0 | 0.034063 | 312.4011 | 0.035552 | 0 | 0 | 0.071105 | 319.3875 | 0.050706 | 0 | 0 | 0.10141 | 319.6462 | 0.051267 | 0 | 0 | 0.10253 | 319.8187 | 0.051641 | 0 | 0 | 0.10328 | 320.0775 | 0.052202 | 0 | 0 | 0.1044 | 320.3362 | 0.052764 | 0 | 0 | 0.10553 | 320.595 | 0.053325 | 0 | 0 | 0.10665 | 320.94 | 0.054073 | 0 | 0 | 0.10815 | 321.1987 | 0.054634 | 0 | 0 | 0.10927 | 321.3712 | 0.055008 | 0 | 0 | 0.11002 | 321.63 | 0.05557 | 0 | 0 | 0.11114 | 321.8025 | 0.055944 | 0 | 0 | 0.11189 | 322.0612 | 0.056505 | 0 | 0 | 0.11301 | 322.32 | 0.057066 | 0 | 0 | 0.11413 | 322.4925 | 0.057441 | 0 | 0 | 0.11488 | 322.7512 | 0.058002 | 0 | 0 | 0.116 | 323.01 | 0.058563 | 0 | 0 | 0.11713 | 323.0962 | 0.05875 | 0 | 0 | 0.1175 | 323.355 | 0.059311 | 0 | 0 | 0.11862 | 323.6138 | 0.059873 | 0 | 0 | 0.11975 | 323.7863 | 0.060247 | 0 | 0 | 0.12049 | 324.045 | 0.060808 | 0 | 0 | 0.12162 | 324.2175 | 0.061182 | 0 | 0 | 0.12236 | 324.39 | 0.061556 | 0 | 0 | 0.12311
2017-01-10 11:00 | 288.3766 | 0.85953 |  | 302.8141 | 0.014758 | 0 | 0 | 0.029516 | 311.3235 | 0.033215 | 0 | 0 | 0.06643 | 318.2857 | 0.048316 | 0 | 0 | 0.096632 | 318.5436 | 0.048875 | 0 | 0 | 0.097751 | 318.7155 | 0.049248 | 0 | 0 | 0.098497 | 318.9734 | 0.049808 | 0 | 0 | 0.099615 | 319.2312 | 0.050367 | 0 | 0 | 0.10073 | 319.4891 | 0.050926 | 0 | 0 | 0.10185 | 319.8329 | 0.051672 | 0 | 0 | 0.10334 | 320.0908 | 0.052231 | 0 | 0 | 0.10446 | 320.2627 | 0.052604 | 0 | 0 | 0.10521 | 320.5205 | 0.053163 | 0 | 0 | 0.10633 | 320.6924 | 0.053536 | 0 | 0 | 0.10707 | 320.9503 | 0.054096 | 0 | 0 | 0.10819 | 321.2082 | 0.054655 | 0 | 0 | 0.10931 | 321.3801 | 0.055028 | 0 | 0 | 0.11006 | 321.6379 | 0.055587 | 0 | 0 | 0.11117 | 321.8958 | 0.056146 | 0 | 0 | 0.11229 | 321.9817 | 0.056333 | 0 | 0 | 0.11267 | 322.2396 | 0.056892 | 0 | 0 | 0.11378 | 322.4975 | 0.057451 | 0 | 0 | 0.1149 | 322.6694 | 0.057824 | 0 | 0 | 0.11565 | 322.9272 | 0.058383 | 0 | 0 | 0.11677 | 323.0991 | 0.058756 | 0 | 0 | 0.11751 | 323.2711 | 0.059129 | 0 | 0 | 0.11826
2017-01-10 12:00 | 280.7283 | 0.83674 |  | 294.7829 | 0 | 0 | 0 | 0 | 303.0666 | 0.015306 | 0 | 0 | 0.030611 | 309.8442 | 0.030006 | 0 | 0 | 0.060013 | 310.0952 | 0.030551 | 0 | 0 | 0.061102 | 310.2625 | 0.030914 | 0 | 0 | 0.061828 | 310.5136 | 0.031458 | 0 | 0 | 0.062916 | 310.7646 | 0.032003 | 0 | 0 | 0.064005 | 311.0156 | 0.032547 | 0 | 0 | 0.065094 | 311.3503 | 0.033273 | 0 | 0 | 0.066546 | 311.6013 | 0.033818 | 0 | 0 | 0.067635 | 311.7687 | 0.034181 | 0 | 0 | 0.068361 | 312.0197 | 0.034725 | 0 | 0 | 0.06945 | 312.187 | 0.035088 | 0 | 0 | 0.070176 | 312.4381 | 0.035632 | 0 | 0 | 0.071265 | 312.6891 | 0.036177 | 0 | 0 | 0.072354 | 312.8564 | 0.03654 | 0 | 0 | 0.07308 | 313.1074 | 0.037084 | 0 | 0 | 0.074169 | 313.3585 | 0.037629 | 0 | 0 | 0.075258 | 313.4421 | 0.03781 | 0 | 0 | 0.075621 | 313.6932 | 0.038355 | 0 | 0 | 0.07671 | 313.9442 | 0.038899 | 0 | 0 | 0.077798 | 314.1115 | 0.039262 | 0 | 0 | 0.078524 | 314.3626 | 0.039807 | 0 | 0 | 0.079613 | 314.5299 | 0.04017 | 0 | 0 | 0.080339 | 314.6972 | 0.040533 | 0 | 0 | 0.081065
2017-01-10 13:00 | 278.8226 | 0.83106 |  | 292.7818 | 0 | 0 | 0 | 0 | 301.0093 | 0.010843 | 0 | 0 | 0.021687 | 307.7409 | 0.025444 | 0 | 0 | 0.050888 | 307.9902 | 0.025985 | 0 | 0 | 0.05197 | 308.1564 | 0.026346 | 0 | 0 | 0.052691 | 308.4057 | 0.026886 | 0 | 0 | 0.053773 | 308.655 | 0.027427 | 0 | 0 | 0.054854 | 308.9043 | 0.027968 | 0 | 0 | 0.055936 | 309.2368 | 0.028689 | 0 | 0 | 0.057378 | 309.4861 | 0.02923 | 0 | 0 | 0.058459 | 309.6523 | 0.02959 | 0 | 0 | 0.05918 | 309.9016 | 0.030131 | 0 | 0 | 0.060262 | 310.0678 | 0.030491 | 0 | 0 | 0.060983 | 310.3171 | 0.031032 | 0 | 0 | 0.062064 | 310.5665 | 0.031573 | 0 | 0 | 0.063146 | 310.7327 | 0.031933 | 0 | 0 | 0.063867 | 310.982 | 0.032474 | 0 | 0 | 0.064948 | 311.2313 | 0.033015 | 0 | 0 | 0.06603 | 311.3144 | 0.033195 | 0 | 0 | 0.066391 | 311.5637 | 0.033736 | 0 | 0 | 0.067472 | 311.813 | 0.034277 | 0 | 0 | 0.068554 | 311.9793 | 0.034637 | 0 | 0 | 0.069275 | 312.2286 | 0.035178 | 0 | 0 | 0.070356 | 312.3948 | 0.035539 | 0 | 0 | 0.071077 | 312.561 | 0.035899 | 0 | 0 | 0.071798
2017-01-10 14:00 | 275.8548 | 0.82221 |  | 289.6654 | 0 | 0 | 0 | 0 | 297.8053 | 0.0038941 | 0 | 0 | 0.0077882 | 304.4653 | 0.018339 | 0 | 0 | 0.036679 | 304.7119 | 0.018874 | 0 | 0 | 0.037749 | 304.8764 | 0.019231 | 0 | 0 | 0.038462 | 305.123 | 0.019766 | 0 | 0 | 0.039532 | 305.3697 | 0.020301 | 0 | 0 | 0.040602 | 305.6164 | 0.020836 | 0 | 0 | 0.041672 | 305.9452 | 0.02155 | 0 | 0 | 0.043099 | 306.1919 | 0.022085 | 0 | 0 | 0.044169 | 306.3563 | 0.022441 | 0 | 0 | 0.044882 | 306.603 | 0.022976 | 0 | 0 | 0.045952 | 306.7675 | 0.023333 | 0 | 0 | 0.046666 | 307.0141 | 0.023868 | 0 | 0 | 0.047736 | 307.2608 | 0.024403 | 0 | 0 | 0.048806 | 307.4252 | 0.02476 | 0 | 0 | 0.049519 | 307.6719 | 0.025295 | 0 | 0 | 0.050589 | 307.9185 | 0.02583 | 0 | 0 | 0.051659 | 308.0008 | 0.026008 | 0 | 0 | 0.052016 | 308.2474 | 0.026543 | 0 | 0 | 0.053086 | 308.4941 | 0.027078 | 0 | 0 | 0.054156 | 308.6585 | 0.027435 | 0 | 0 | 0.054869 | 308.9052 | 0.02797 | 0 | 0 | 0.055939 | 309.0696 | 0.028326 | 0 | 0 | 0.056653 | 309.2341 | 0.028683 | 0 | 0 | 0.057366
2017-01-10 15:00 | 262.7503 | 0.78315 |  | 275.9048 | 0 | 0 | 0 | 0 | 283.658 | 0 | 0 | 0 | 0 | 290.0016 | 0 | 0 | 0 | 0 | 290.2365 | 0 | 0 | 0 | 0 | 290.3932 | 0 | 0 | 0 | 0 | 290.6281 | 0 | 0 | 0 | 0 | 290.8631 | 0 | 0 | 0 | 0 | 291.098 | 0 | 0 | 0 | 0 | 291.4113 | 0 | 0 | 0 | 0 | 291.6462 | 0 | 0 | 0 | 0 | 291.8028 | 0 | 0 | 0 | 0 | 292.0378 | 0 | 0 | 0 | 0 | 292.1944 | 0 | 0 | 0 | 0 | 292.4294 | 0 | 0 | 0 | 0 | 292.6643 | 0 | 0 | 0 | 0 | 292.8209 | 0 | 0 | 0 | 0 | 293.0559 | 0 | 0 | 0 | 0 | 293.2908 | 0 | 0 | 0 | 0 | 293.3691 | 0 | 0 | 0 | 0 | 293.6041 | 0 | 0 | 0 | 0 | 293.839 | 0 | 0 | 0 | 0 | 293.9957 | 0 | 0 | 0 | 0 | 294.2306 | 0 | 0 | 0 | 0 | 294.3872 | 0 | 0 | 0 | 0 | 294.5439 | 0 | 0 | 0 | 0
2017-01-10 16:00 | 248.7643 | 0.74147 |  | 261.2186 | 0 | 0 | 0 | 0 | 268.5591 | 0 | 0 | 0 | 0 | 274.565 | 0 | 0 | 0 | 0 | 274.7874 | 0 | 0 | 0 | 0 | 274.9357 | 0 | 0 | 0 | 0 | 275.1582 | 0 | 0 | 0 | 0 | 275.3806 | 0 | 0 | 0 | 0 | 275.603 | 0 | 0 | 0 | 0 | 275.8996 | 0 | 0 | 0 | 0 | 276.1221 | 0 | 0 | 0 | 0 | 276.2704 | 0 | 0 | 0 | 0 | 276.4928 | 0 | 0 | 0 | 0 | 276.6411 | 0 | 0 | 0 | 0 | 276.8635 | 0 | 0 | 0 | 0 | 277.086 | 0 | 0 | 0 | 0 | 277.2343 | 0 | 0 | 0 | 0 | 277.4567 | 0 | 0 | 0 | 0 | 277.6791 | 0 | 0 | 0 | 0 | 277.7533 | 0 | 0 | 0 | 0 | 277.9757 | 0 | 0 | 0 | 0 | 278.1982 | 0 | 0 | 0 | 0 | 278.3465 | 0 | 0 | 0 | 0 | 278.5689 | 0 | 0 | 0 | 0 | 278.7172 | 0 | 0 | 0 | 0 | 278.8655 | 0 | 0 | 0 | 0
2017-01-10 17:00 | 254.9341 | 0.75986 |  | 267.6973 | 0 | 0 | 0 | 0 | 275.2199 | 0 | 0 | 0 | 0 | 281.3747 | 0 | 0 | 0 | 0 | 281.6027 | 0 | 0 | 0 | 0 | 281.7547 | 0 | 0 | 0 | 0 | 281.9826 | 0 | 0 | 0 | 0 | 282.2106 | 0 | 0 | 0 | 0 | 282.4385 | 0 | 0 | 0 | 0 | 282.7425 | 0 | 0 | 0 | 0 | 282.9704 | 0 | 0 | 0 | 0 | 283.1224 | 0 | 0 | 0 | 0 | 283.3504 | 0 | 0 | 0 | 0 | 283.5023 | 0 | 0 | 0 | 0 | 283.7303 | 0 | 0 | 0 | 0 | 283.9582 | 0 | 0 | 0 | 0 | 284.1102 | 0 | 0 | 0 | 0 | 284.3382 | 0 | 0 | 0 | 0 | 284.5661 | 0 | 0 | 0 | 0 | 284.6421 | 0 | 0 | 0 | 0 | 284.8701 | 0 | 0 | 0 | 0 | 285.098 | 0 | 0 | 0 | 0 | 285.25 | 0 | 0 | 0 | 0 | 285.478 | 0 | 0 | 0 | 0 | 285.6299 | 0 | 0 | 0 | 0 | 285.7819 | 0 | 0 | 0 | 0
2017-01-10 18:00 | 265.486 | 0.79131 |  | 278.7775 | 0 | 0 | 0 | 0 | 286.6114 | 0 | 0 | 0 | 0 | 293.021 | 0 | 0 | 0 | 0 | 293.2584 | 0 | 0 | 0 | 0 | 293.4167 | 0 | 0 | 0 | 0 | 293.6541 | 0 | 0 | 0 | 0 | 293.8915 | 0 | 0 | 0 | 0 | 294.1289 | 0 | 0 | 0 | 0 | 294.4454 | 0 | 0 | 0 | 0 | 294.6828 | 0 | 0 | 0 | 0 | 294.841 | 0 | 0 | 0 | 0 | 295.0784 | 0 | 0 | 0 | 0 | 295.2367 | 0 | 0 | 0 | 0 | 295.4741 | 0 | 0 | 0 | 0 | 295.7115 | 0 | 0 | 0 | 0 | 295.8697 | 0 | 0 | 0 | 0 | 296.1071 | 0.00021068 | 0 | 0 | 0.00042137 | 296.3445 | 0.00072559 | 0 | 0 | 0.0014512 | 296.4237 | 0.00089722 | 0 | 0 | 0.0017944 | 296.661 | 0.0014121 | 0 | 0 | 0.0028243 | 296.8984 | 0.001927 | 0 | 0 | 0.0038541 | 297.0567 | 0.0022703 | 0 | 0 | 0.0045406 | 297.2941 | 0.0027852 | 0 | 0 | 0.0055704 | 297.4524 | 0.0031285 | 0 | 0 | 0.0062569 | 297.6106 | 0.0034717 | 0 | 0 | 0.0069435
2017-01-10 19:00 | 269.2224 | 0.80244 |  | 282.701 | 0 | 0 | 0 | 0 | 290.6452 | 0 | 0 | 0 | 0 | 297.1449 | 0.0024617 | 0 | 0 | 0.0049234 | 297.3857 | 0.0029839 | 0 | 0 | 0.0059677 | 297.5462 | 0.003332 | 0 | 0 | 0.0066639 | 297.7869 | 0.0038541 | 0 | 0 | 0.0077082 | 298.0276 | 0.0043763 | 0 | 0 | 0.0087525 | 298.2684 | 0.0048984 | 0 | 0 | 0.0097968 | 298.5893 | 0.0055946 | 0 | 0 | 0.011189 | 298.8301 | 0.0061168 | 0 | 0 | 0.012234 | 298.9906 | 0.0064649 | 0 | 0 | 0.01293 | 299.2313 | 0.006987 | 0 | 0 | 0.013974 | 299.3918 | 0.0073351 | 0 | 0 | 0.01467 | 299.6325 | 0.0078573 | 0 | 0 | 0.015715 | 299.8733 | 0.0083794 | 0 | 0 | 0.016759 | 300.0337 | 0.0087275 | 0 | 0 | 0.017455 | 300.2745 | 0.0092497 | 0 | 0 | 0.018499 | 300.5152 | 0.0097718 | 0 | 0 | 0.019544 | 300.5955 | 0.0099459 | 0 | 0 | 0.019892 | 300.8362 | 0.010468 | 0 | 0 | 0.020936 | 301.0769 | 0.01099 | 0 | 0 | 0.02198 | 301.2374 | 0.011338 | 0 | 0 | 0.022677 | 301.4781 | 0.01186 | 0 | 0 | 0.023721 | 301.6386 | 0.012209 | 0 | 0 | 0.024417 | 301.7991 | 0.012557 | 0 | 0 | 0.025113
2017-01-10 20:00 | 276.5141 | 0.82418 |  | 290.3577 | 0 | 0 | 0 | 0 | 298.517 | 0.0054378 | 0 | 0 | 0.010876 | 305.1929 | 0.019918 | 0 | 0 | 0.039835 | 305.4401 | 0.020454 | 0 | 0 | 0.040908 | 305.605 | 0.020811 | 0 | 0 | 0.041623 | 305.8522 | 0.021348 | 0 | 0 | 0.042696 | 306.0995 | 0.021884 | 0 | 0 | 0.043768 | 306.3467 | 0.02242 | 0 | 0 | 0.044841 | 306.6764 | 0.023135 | 0 | 0 | 0.046271 | 306.9236 | 0.023672 | 0 | 0 | 0.047343 | 307.0885 | 0.024029 | 0 | 0 | 0.048058 | 307.3357 | 0.024566 | 0 | 0 | 0.049131 | 307.5006 | 0.024923 | 0 | 0 | 0.049846 | 307.7478 | 0.025459 | 0 | 0 | 0.050919 | 307.9951 | 0.025996 | 0 | 0 | 0.051991 | 308.1599 | 0.026353 | 0 | 0 | 0.052706 | 308.4072 | 0.026889 | 0 | 0 | 0.053779 | 308.6544 | 0.027426 | 0 | 0 | 0.054851 | 308.7368 | 0.027604 | 0 | 0 | 0.055209 | 308.9841 | 0.028141 | 0 | 0 | 0.056282 | 309.2313 | 0.028677 | 0 | 0 | 0.057354 | 309.3962 | 0.029035 | 0 | 0 | 0.058069 | 309.6434 | 0.029571 | 0 | 0 | 0.059142 | 309.8083 | 0.029928 | 0 | 0 | 0.059857 | 309.9731 | 0.030286 | 0 | 0 | 0.060572
2017-01-10 21:00 | 280.1782 | 0.8351 |  | 294.2052 | 0 | 0 | 0 | 0 | 302.4727 | 0.014018 | 0 | 0 | 0.028035 | 309.237 | 0.028689 | 0 | 0 | 0.057379 | 309.4875 | 0.029233 | 0 | 0 | 0.058466 | 309.6546 | 0.029595 | 0 | 0 | 0.05919 | 309.9051 | 0.030138 | 0 | 0 | 0.060277 | 310.1556 | 0.030682 | 0 | 0 | 0.061364 | 310.4062 | 0.031225 | 0 | 0 | 0.062451 | 310.7402 | 0.03195 | 0 | 0 | 0.0639 | 310.9907 | 0.032493 | 0 | 0 | 0.064986 | 311.1577 | 0.032855 | 0 | 0 | 0.065711 | 311.4083 | 0.033399 | 0 | 0 | 0.066798 | 311.5753 | 0.033761 | 0 | 0 | 0.067522 | 311.8258 | 0.034305 | 0 | 0 | 0.068609 | 312.0764 | 0.034848 | 0 | 0 | 0.069696 | 312.2434 | 0.03521 | 0 | 0 | 0.07042 | 312.4939 | 0.035754 | 0 | 0 | 0.071507 | 312.7444 | 0.036297 | 0 | 0 | 0.072594 | 312.8279 | 0.036478 | 0 | 0 | 0.072956 | 313.0785 | 0.037022 | 0 | 0 | 0.074043 | 313.329 | 0.037565 | 0 | 0 | 0.07513 | 313.496 | 0.037927 | 0 | 0 | 0.075854 | 313.7466 | 0.038471 | 0 | 0 | 0.076941 | 313.9136 | 0.038833 | 0 | 0 | 0.077666 | 314.0806 | 0.039195 | 0 | 0 | 0.07839
2017-01-10 22:00 | 283.6728 | 0.84551 |  | 297.8748 | 0.0040449 | 0 | 0 | 0.0080897 | 306.2454 | 0.022201 | 0 | 0 | 0.044401 | 313.0941 | 0.037055 | 0 | 0 | 0.074111 | 313.3478 | 0.037606 | 0 | 0 | 0.075211 | 313.5169 | 0.037972 | 0 | 0 | 0.075945 | 313.7705 | 0.038523 | 0 | 0 | 0.077045 | 314.0242 | 0.039073 | 0 | 0 | 0.078146 | 314.2778 | 0.039623 | 0 | 0 | 0.079246 | 314.616 | 0.040356 | 0 | 0 | 0.080713 | 314.8697 | 0.040907 | 0 | 0 | 0.081813 | 315.0388 | 0.041273 | 0 | 0 | 0.082547 | 315.2925 | 0.041824 | 0 | 0 | 0.083647 | 315.4616 | 0.04219 | 0 | 0 | 0.084381 | 315.7152 | 0.042741 | 0 | 0 | 0.085481 | 315.9689 | 0.043291 | 0 | 0 | 0.086582 | 316.138 | 0.043658 | 0 | 0 | 0.087315 | 316.3916 | 0.044208 | 0 | 0 | 0.088415 | 316.6453 | 0.044758 | 0 | 0 | 0.089516 | 316.7298 | 0.044941 | 0 | 0 | 0.089883 | 316.9835 | 0.045491 | 0 | 0 | 0.090983 | 317.2371 | 0.046042 | 0 | 0 | 0.092083 | 317.4062 | 0.046408 | 0 | 0 | 0.092817 | 317.6599 | 0.046959 | 0 | 0 | 0.093917 | 317.829 | 0.047325 | 0 | 0 | 0.094651 | 317.9981 | 0.047692 | 0 | 0 | 0.095384
2017-01-10 23:00 | 287.0293 | 0.85552 |  | 301.3994 | 0.01169 | 0 | 0 | 0.023379 | 309.869 | 0.03006 | 0 | 0 | 0.06012 | 316.7987 | 0.045091 | 0 | 0 | 0.090181 | 317.0554 | 0.045647 | 0 | 0 | 0.091295 | 317.2265 | 0.046019 | 0 | 0 | 0.092037 | 317.4831 | 0.046575 | 0 | 0 | 0.09315 | 317.7398 | 0.047132 | 0 | 0 | 0.094264 | 317.9964 | 0.047689 | 0 | 0 | 0.095377 | 318.3386 | 0.048431 | 0 | 0 | 0.096862 | 318.5953 | 0.048988 | 0 | 0 | 0.097975 | 318.7664 | 0.049359 | 0 | 0 | 0.098717 | 319.0231 | 0.049915 | 0 | 0 | 0.099831 | 319.1942 | 0.050286 | 0 | 0 | 0.10057 | 319.4508 | 0.050843 | 0 | 0 | 0.10169 | 319.7075 | 0.0514 | 0 | 0 | 0.1028 | 319.8786 | 0.051771 | 0 | 0 | 0.10354 | 320.1352 | 0.052328 | 0 | 0 | 0.10466 | 320.3919 | 0.052884 | 0 | 0 | 0.10577 | 320.4774 | 0.05307 | 0 | 0 | 0.10614 | 320.7341 | 0.053627 | 0 | 0 | 0.10725 | 320.9908 | 0.054183 | 0 | 0 | 0.10837 | 321.1619 | 0.054554 | 0 | 0 | 0.10911 | 321.4185 | 0.055111 | 0 | 0 | 0.11022 | 321.5896 | 0.055482 | 0 | 0 | 0.11096 | 321.7607 | 0.055853 | 0 | 0 | 0.11171
2017-01-11 | 289.4187 | 0.86264 |  | 303.9084 | 0.017132 | 0 | 0 | 0.034263 | 312.4486 | 0.035655 | 0 | 0 | 0.07131 | 319.4359 | 0.050811 | 0 | 0 | 0.10162 | 319.6947 | 0.051372 | 0 | 0 | 0.10274 | 319.8673 | 0.051746 | 0 | 0 | 0.10349 | 320.1261 | 0.052308 | 0 | 0 | 0.10462 | 320.3849 | 0.052869 | 0 | 0 | 0.10574 | 320.6436 | 0.05343 | 0 | 0 | 0.10686 | 320.9887 | 0.054179 | 0 | 0 | 0.10836 | 321.2475 | 0.05474 | 0 | 0 | 0.10948 | 321.42 | 0.055114 | 0 | 0 | 0.11023 | 321.6788 | 0.055676 | 0 | 0 | 0.11135 | 321.8513 | 0.05605 | 0 | 0 | 0.1121 | 322.1101 | 0.056611 | 0 | 0 | 0.11322 | 322.3689 | 0.057173 | 0 | 0 | 0.11435 | 322.5415 | 0.057547 | 0 | 0 | 0.11509 | 322.8002 | 0.058108 | 0 | 0 | 0.11622 | 323.059 | 0.058669 | 0 | 0 | 0.11734 | 323.1453 | 0.058856 | 0 | 0 | 0.11771 | 323.4041 | 0.059418 | 0 | 0 | 0.11884 | 323.6629 | 0.059979 | 0 | 0 | 0.11996 | 323.8354 | 0.060353 | 0 | 0 | 0.12071 | 324.0942 | 0.060915 | 0 | 0 | 0.12183 | 324.2667 | 0.061289 | 0 | 0 | 0.12258 | 324.4393 | 0.061663 | 0 | 0 | 0.12333
2017-01-11 01:00 | 282.6331 | 0.84242 |  | 296.7831 | 0.0016768 | 0 | 0 | 0.0033536 | 305.123 | 0.019766 | 0 | 0 | 0.039532 | 311.9466 | 0.034566 | 0 | 0 | 0.069133 | 312.1993 | 0.035115 | 0 | 0 | 0.070229 | 312.3678 | 0.03548 | 0 | 0 | 0.07096 | 312.6205 | 0.036028 | 0 | 0 | 0.072056 | 312.8732 | 0.036576 | 0 | 0 | 0.073153 | 313.1259 | 0.037124 | 0 | 0 | 0.074249 | 313.4629 | 0.037855 | 0 | 0 | 0.075711 | 313.7156 | 0.038403 | 0 | 0 | 0.076807 | 313.8841 | 0.038769 | 0 | 0 | 0.077538 | 314.1368 | 0.039317 | 0 | 0 | 0.078634 | 314.3053 | 0.039683 | 0 | 0 | 0.079365 | 314.558 | 0.040231 | 0 | 0 | 0.080461 | 314.8108 | 0.040779 | 0 | 0 | 0.081558 | 314.9792 | 0.041144 | 0 | 0 | 0.082289 | 315.232 | 0.041692 | 0 | 0 | 0.083385 | 315.4847 | 0.042241 | 0 | 0 | 0.084481 | 315.5689 | 0.042423 | 0 | 0 | 0.084847 | 315.8217 | 0.042971 | 0 | 0 | 0.085943 | 316.0744 | 0.04352 | 0 | 0 | 0.087039 | 316.2429 | 0.043885 | 0 | 0 | 0.08777 | 316.4956 | 0.044433 | 0 | 0 | 0.088867 | 316.6641 | 0.044799 | 0 | 0 | 0.089597 | 316.8326 | 0.045164 | 0 | 0 | 0.090328
2017-01-11 02:00 | 283.9032 | 0.8462 |  | 298.1167 | 0.0045694 | 0 | 0 | 0.0091388 | 306.4941 | 0.02274 | 0 | 0 | 0.04548 | 313.3483 | 0.037607 | 0 | 0 | 0.075214 | 313.6022 | 0.038157 | 0 | 0 | 0.076315 | 313.7714 | 0.038524 | 0 | 0 | 0.077049 | 314.0253 | 0.039075 | 0 | 0 | 0.07815 | 314.2791 | 0.039626 | 0 | 0 | 0.079251 | 314.533 | 0.040176 | 0 | 0 | 0.080353 | 314.8715 | 0.040911 | 0 | 0 | 0.081821 | 315.1253 | 0.041461 | 0 | 0 | 0.082922 | 315.2946 | 0.041828 | 0 | 0 | 0.083656 | 315.5484 | 0.042379 | 0 | 0 | 0.084758 | 315.7177 | 0.042746 | 0 | 0 | 0.085492 | 315.9715 | 0.043297 | 0 | 0 | 0.086593 | 316.2254 | 0.043847 | 0 | 0 | 0.087694 | 316.3946 | 0.044214 | 0 | 0 | 0.088429 | 316.6485 | 0.044765 | 0 | 0 | 0.08953 | 316.9024 | 0.045316 | 0 | 0 | 0.090631 | 316.987 | 0.045499 | 0 | 0 | 0.090998 | 317.2408 | 0.04605 | 0 | 0 | 0.092099 | 317.4947 | 0.0466 | 0 | 0 | 0.093201 | 317.6639 | 0.046967 | 0 | 0 | 0.093935 | 317.9178 | 0.047518 | 0 | 0 | 0.095036 | 318.087 | 0.047885 | 0 | 0 | 0.09577 | 318.2563 | 0.048252 | 0 | 0 | 0.096504
2017-01-11 03:00 | 278.7126 | 0.83073 |  | 292.6663 | 0 | 0 | 0 | 0 | 300.8905 | 0.010586 | 0 | 0 | 0.021172 | 307.6194 | 0.025181 | 0 | 0 | 0.050362 | 307.8686 | 0.025721 | 0 | 0 | 0.051443 | 308.0348 | 0.026082 | 0 | 0 | 0.052164 | 308.284 | 0.026622 | 0 | 0 | 0.053245 | 308.5332 | 0.027163 | 0 | 0 | 0.054326 | 308.7824 | 0.027703 | 0 | 0 | 0.055407 | 309.1147 | 0.028424 | 0 | 0 | 0.056848 | 309.364 | 0.028965 | 0 | 0 | 0.057929 | 309.5301 | 0.029325 | 0 | 0 | 0.05865 | 309.7793 | 0.029866 | 0 | 0 | 0.059731 | 309.9455 | 0.030226 | 0 | 0 | 0.060452 | 310.1947 | 0.030767 | 0 | 0 | 0.061533 | 310.4439 | 0.031307 | 0 | 0 | 0.062614 | 310.6101 | 0.031668 | 0 | 0 | 0.063335 | 310.8593 | 0.032208 | 0 | 0 | 0.064416 | 311.1085 | 0.032749 | 0 | 0 | 0.065497 | 311.1916 | 0.032929 | 0 | 0 | 0.065858 | 311.4408 | 0.033469 | 0 | 0 | 0.066939 | 311.69 | 0.03401 | 0 | 0 | 0.06802 | 311.8561 | 0.03437 | 0 | 0 | 0.068741 | 312.1054 | 0.034911 | 0 | 0 | 0.069822 | 312.2715 | 0.035271 | 0 | 0 | 0.070542 | 312.4377 | 0.035632 | 0 | 0 | 0.071263
2017-01-11 04:00 | 278.0909 | 0.82888 |  | 292.0135 | 0 | 0 | 0 | 0 | 300.2194 | 0.0091301 | 0 | 0 | 0.01826 | 306.9333 | 0.023693 | 0 | 0 | 0.047385 | 307.1819 | 0.024232 | 0 | 0 | 0.048464 | 307.3477 | 0.024592 | 0 | 0 | 0.049183 | 307.5964 | 0.025131 | 0 | 0 | 0.050262 | 307.845 | 0.02567 | 0 | 0 | 0.05134 | 308.0937 | 0.02621 | 0 | 0 | 0.052419 | 308.4253 | 0.026929 | 0 | 0 | 0.053857 | 308.6739 | 0.027468 | 0 | 0 | 0.054936 | 308.8397 | 0.027828 | 0 | 0 | 0.055655 | 309.0884 | 0.028367 | 0 | 0 | 0.056734 | 309.2541 | 0.028727 | 0 | 0 | 0.057453 | 309.5028 | 0.029266 | 0 | 0 | 0.058532 | 309.7515 | 0.029805 | 0 | 0 | 0.05961 | 309.9172 | 0.030165 | 0 | 0 | 0.06033 | 310.1659 | 0.030704 | 0 | 0 | 0.061408 | 310.4146 | 0.031244 | 0 | 0 | 0.062487 | 310.4975 | 0.031423 | 0 | 0 | 0.062847 | 310.7461 | 0.031963 | 0 | 0 | 0.063925 | 310.9948 | 0.032502 | 0 | 0 | 0.065004 | 311.1606 | 0.032862 | 0 | 0 | 0.065723 | 311.4092 | 0.033401 | 0 | 0 | 0.066802 | 311.575 | 0.03376 | 0 | 0 | 0.067521 | 311.7408 | 0.03412 | 0 | 0 | 0.06824
2017-01-11 05:00 | 278.0003 | 0.82861 |  | 291.9183 | 0 | 0 | 0 | 0 | 300.1215 | 0.0089178 | 0 | 0 | 0.017836 | 306.8332 | 0.023476 | 0 | 0 | 0.046951 | 307.0818 | 0.024015 | 0 | 0 | 0.048029 | 307.2475 | 0.024374 | 0 | 0 | 0.048748 | 307.4961 | 0.024913 | 0 | 0 | 0.049827 | 307.7447 | 0.025453 | 0 | 0 | 0.050905 | 307.9933 | 0.025992 | 0 | 0 | 0.051983 | 308.3247 | 0.026711 | 0 | 0 | 0.053421 | 308.5733 | 0.02725 | 0 | 0 | 0.0545 | 308.739 | 0.027609 | 0 | 0 | 0.055218 | 308.9876 | 0.028148 | 0 | 0 | 0.056297 | 309.1533 | 0.028508 | 0 | 0 | 0.057016 | 309.4019 | 0.029047 | 0 | 0 | 0.058094 | 309.6505 | 0.029586 | 0 | 0 | 0.059172 | 309.8162 | 0.029946 | 0 | 0 | 0.059891 | 310.0648 | 0.030485 | 0 | 0 | 0.06097 | 310.3134 | 0.031024 | 0 | 0 | 0.062048 | 310.3962 | 0.031204 | 0 | 0 | 0.062407 | 310.6448 | 0.031743 | 0 | 0 | 0.063486 | 310.8934 | 0.032282 | 0 | 0 | 0.064564 | 311.0591 | 0.032642 | 0 | 0 | 0.065283 | 311.3077 | 0.033181 | 0 | 0 | 0.066361 | 311.4734 | 0.03354 | 0 | 0 | 0.06708 | 311.6391 | 0.0339 | 0 | 0 | 0.067799
2017-01-11 06:00 | 278.7493 | 0.83084 |  | 292.7048 | 0 | 0 | 0 | 0 | 300.9301 | 0.010672 | 0 | 0 | 0.021343 | 307.6599 | 0.025269 | 0 | 0 | 0.050537 | 307.9092 | 0.025809 | 0 | 0 | 0.051619 | 308.0753 | 0.02617 | 0 | 0 | 0.052339 | 308.3246 | 0.02671 | 0 | 0 | 0.053421 | 308.5738 | 0.027251 | 0 | 0 | 0.054502 | 308.8231 | 0.027792 | 0 | 0 | 0.055583 | 309.1554 | 0.028512 | 0 | 0 | 0.057025 | 309.4047 | 0.029053 | 0 | 0 | 0.058106 | 309.5708 | 0.029413 | 0 | 0 | 0.058827 | 309.8201 | 0.029954 | 0 | 0 | 0.059908 | 309.9863 | 0.030315 | 0 | 0 | 0.060629 | 310.2355 | 0.030855 | 0 | 0 | 0.06171 | 310.4848 | 0.031396 | 0 | 0 | 0.062792 | 310.6509 | 0.031756 | 0 | 0 | 0.063512 | 310.9002 | 0.032297 | 0 | 0 | 0.064594 | 311.1494 | 0.032837 | 0 | 0 | 0.065675 | 311.2325 | 0.033018 | 0 | 0 | 0.066035 | 311.4818 | 0.033558 | 0 | 0 | 0.067117 | 311.731 | 0.034099 | 0 | 0 | 0.068198 | 311.8972 | 0.034459 | 0 | 0 | 0.068919 | 312.1464 | 0.035 | 0 | 0 | 0.07 | 312.3126 | 0.03536 | 0 | 0 | 0.070721 | 312.4788 | 0.035721 | 0 | 0 | 0.071442
2017-01-11 07:00 | 279.0048 | 0.8316 |  | 292.9731 | 0 | 0 | 0 | 0 | 301.2059 | 0.01127 | 0 | 0 | 0.02254 | 307.9419 | 0.02588 | 0 | 0 | 0.051761 | 308.1914 | 0.026421 | 0 | 0 | 0.052843 | 308.3577 | 0.026782 | 0 | 0 | 0.053564 | 308.6072 | 0.027323 | 0 | 0 | 0.054647 | 308.8567 | 0.027864 | 0 | 0 | 0.055729 | 309.1062 | 0.028406 | 0 | 0 | 0.056811 | 309.4388 | 0.029127 | 0 | 0 | 0.058254 | 309.6883 | 0.029668 | 0 | 0 | 0.059336 | 309.8546 | 0.030029 | 0 | 0 | 0.060058 | 310.1041 | 0.03057 | 0 | 0 | 0.06114 | 310.2704 | 0.030931 | 0 | 0 | 0.061862 | 310.5199 | 0.031472 | 0 | 0 | 0.062944 | 310.7694 | 0.032013 | 0 | 0 | 0.064026 | 310.9357 | 0.032374 | 0 | 0 | 0.064748 | 311.1852 | 0.032915 | 0 | 0 | 0.06583 | 311.4346 | 0.033456 | 0 | 0 | 0.066912 | 311.5178 | 0.033636 | 0 | 0 | 0.067273 | 311.7673 | 0.034178 | 0 | 0 | 0.068355 | 312.0168 | 0.034719 | 0 | 0 | 0.069437 | 312.1831 | 0.035079 | 0 | 0 | 0.070159 | 312.4326 | 0.035621 | 0 | 0 | 0.071241 | 312.5989 | 0.035981 | 0 | 0 | 0.071963 | 312.7652 | 0.036342 | 0 | 0 | 0.072684
2017-01-11 08:00 | 264.8547 | 0.78943 |  | 278.1146 | 0 | 0 | 0 | 0 | 285.9299 | 0 | 0 | 0 | 0 | 292.3242 | 0 | 0 | 0 | 0 | 292.561 | 0 | 0 | 0 | 0 | 292.7189 | 0 | 0 | 0 | 0 | 292.9557 | 0 | 0 | 0 | 0 | 293.1926 | 0 | 0 | 0 | 0 | 293.4294 | 0 | 0 | 0 | 0 | 293.7452 | 0 | 0 | 0 | 0 | 293.982 | 0 | 0 | 0 | 0 | 294.1399 | 0 | 0 | 0 | 0 | 294.3767 | 0 | 0 | 0 | 0 | 294.5346 | 0 | 0 | 0 | 0 | 294.7714 | 0 | 0 | 0 | 0 | 295.0083 | 0 | 0 | 0 | 0 | 295.1661 | 0 | 0 | 0 | 0 | 295.403 | 0 | 0 | 0 | 0 | 295.6398 | 0 | 0 | 0 | 0 | 295.7187 | 0 | 0 | 0 | 0 | 295.9556 | 0 | 0 | 0 | 0 | 296.1924 | 0.00039561 | 0 | 0 | 0.00079122 | 296.3503 | 0.00073806 | 0 | 0 | 0.0014761 | 296.5871 | 0.0012517 | 0 | 0 | 0.0025035 | 296.745 | 0.0015942 | 0 | 0 | 0.0031884 | 296.9029 | 0.0019366 | 0 | 0 | 0.0038733
2017-01-11 09:00 | 261.9679 | 0.78082 |  | 275.0832 | 0 | 0 | 0 | 0 | 282.8134 | 0 | 0 | 0 | 0 | 289.138 | 0 | 0 | 0 | 0 | 289.3723 | 0 | 0 | 0 | 0 | 289.5284 | 0 | 0 | 0 | 0 | 289.7627 | 0 | 0 | 0 | 0 | 289.9969 | 0 | 0 | 0 | 0 | 290.2312 | 0 | 0 | 0 | 0 | 290.5435 | 0 | 0 | 0 | 0 | 290.7777 | 0 | 0 | 0 | 0 | 290.9339 | 0 | 0 | 0 | 0 | 291.1682 | 0 | 0 | 0 | 0 | 291.3243 | 0 | 0 | 0 | 0 | 291.5586 | 0 | 0 | 0 | 0 | 291.7928 | 0 | 0 | 0 | 0 | 291.949 | 0 | 0 | 0 | 0 | 292.1832 | 0 | 0 | 0 | 0 | 292.4175 | 0 | 0 | 0 | 0 | 292.4956 | 0 | 0 | 0 | 0 | 292.7298 | 0 | 0 | 0 | 0 | 292.964 | 0 | 0 | 0 | 0 | 293.1202 | 0 | 0 | 0 | 0 | 293.3545 | 0 | 0 | 0 | 0 | 293.5106 | 0 | 0 | 0 | 0 | 293.6668 | 0 | 0 | 0 | 0
2017-01-11 10:00 | 257.2056 | 0.76663 |  | 270.0826 | 0 | 0 | 0 | 0 | 277.6722 | 0 | 0 | 0 | 0 | 283.8818 | 0 | 0 | 0 | 0 | 284.1118 | 0 | 0 | 0 | 0 | 284.2652 | 0 | 0 | 0 | 0 | 284.4951 | 0 | 0 | 0 | 0 | 284.7251 | 0 | 0 | 0 | 0 | 284.9551 | 0 | 0 | 0 | 0 | 285.2618 | 0 | 0 | 0 | 0 | 285.4918 | 0 | 0 | 0 | 0 | 285.6451 | 0 | 0 | 0 | 0 | 285.8751 | 0 | 0 | 0 | 0 | 286.0284 | 0 | 0 | 0 | 0 | 286.2584 | 0 | 0 | 0 | 0 | 286.4884 | 0 | 0 | 0 | 0 | 286.6417 | 0 | 0 | 0 | 0 | 286.8717 | 0 | 0 | 0 | 0 | 287.1017 | 0 | 0 | 0 | 0 | 287.1783 | 0 | 0 | 0 | 0 | 287.4083 | 0 | 0 | 0 | 0 | 287.6383 | 0 | 0 | 0 | 0 | 287.7916 | 0 | 0 | 0 | 0 | 288.0216 | 0 | 0 | 0 | 0 | 288.175 | 0 | 0 | 0 | 0 | 288.3283 | 0 | 0 | 0 | 0
2017-01-11 11:00 | 258.8806 | 0.77162 |  | 271.8413 | 0 | 0 | 0 | 0 | 279.4804 | 0 | 0 | 0 | 0 | 285.7305 | 0 | 0 | 0 | 0 | 285.962 | 0 | 0 | 0 | 0 | 286.1163 | 0 | 0 | 0 | 0 | 286.3478 | 0 | 0 | 0 | 0 | 286.5793 | 0 | 0 | 0 | 0 | 286.8107 | 0 | 0 | 0 | 0 | 287.1194 | 0 | 0 | 0 | 0 | 287.3509 | 0 | 0 | 0 | 0 | 287.5052 | 0 | 0 | 0 | 0 | 287.7367 | 0 | 0 | 0 | 0 | 287.891 | 0 | 0 | 0 | 0 | 288.1225 | 0 | 0 | 0 | 0 | 288.354 | 0 | 0 | 0 | 0 | 288.5083 | 0 | 0 | 0 | 0 | 288.7398 | 0 | 0 | 0 | 0 | 288.9713 | 0 | 0 | 0 | 0 | 289.0484 | 0 | 0 | 0 | 0 | 289.2799 | 0 | 0 | 0 | 0 | 289.5114 | 0 | 0 | 0 | 0 | 289.6657 | 0 | 0 | 0 | 0 | 289.8972 | 0 | 0 | 0 | 0 | 290.0515 | 0 | 0 | 0 | 0 | 290.2059 | 0 | 0 | 0 | 0
2017-01-11 12:00 | 260.7718 | 0.77726 |  | 273.8273 | 0 | 0 | 0 | 0 | 281.5221 | 0 | 0 | 0 | 0 | 287.8179 | 0 | 0 | 0 | 0 | 288.051 | 0 | 0 | 0 | 0 | 288.2065 | 0 | 0 | 0 | 0 | 288.4397 | 0 | 0 | 0 | 0 | 288.6729 | 0 | 0 | 0 | 0 | 288.906 | 0 | 0 | 0 | 0 | 289.2169 | 0 | 0 | 0 | 0 | 289.4501 | 0 | 0 | 0 | 0 | 289.6056 | 0 | 0 | 0 | 0 | 289.8387 | 0 | 0 | 0 | 0 | 289.9942 | 0 | 0 | 0 | 0 | 290.2274 | 0 | 0 | 0 | 0 | 290.4605 | 0 | 0 | 0 | 0 | 290.616 | 0 | 0 | 0 | 0 | 290.8492 | 0 | 0 | 0 | 0 | 291.0823 | 0 | 0 | 0 | 0 | 291.1601 | 0 | 0 | 0 | 0 | 291.3932 | 0 | 0 | 0 | 0 | 291.6264 | 0 | 0 | 0 | 0 | 291.7819 | 0 | 0 | 0 | 0 | 292.0151 | 0 | 0 | 0 | 0 | 292.1705 | 0 | 0 | 0 | 0 | 292.326 | 0 | 0 | 0 | 0
2017-01-11 13:00 | 252.3322 | 0.7521 |  | 264.9652 | 0 | 0 | 0 | 0 | 272.411 | 0 | 0 | 0 | 0 | 278.503 | 0 | 0 | 0 | 0 | 278.7286 | 0 | 0 | 0 | 0 | 278.8791 | 0 | 0 | 0 | 0 | 279.1047 | 0 | 0 | 0 | 0 | 279.3303 | 0 | 0 | 0 | 0 | 279.5559 | 0 | 0 | 0 | 0 | 279.8568 | 0 | 0 | 0 | 0 | 280.0824 | 0 | 0 | 0 | 0 | 280.2328 | 0 | 0 | 0 | 0 | 280.4585 | 0 | 0 | 0 | 0 | 280.6089 | 0 | 0 | 0 | 0 | 280.8345 | 0 | 0 | 0 | 0 | 281.0602 | 0 | 0 | 0 | 0 | 281.2106 | 0 | 0 | 0 | 0 | 281.4362 | 0 | 0 | 0 | 0 | 281.6618 | 0 | 0 | 0 | 0 | 281.737 | 0 | 0 | 0 | 0 | 281.9627 | 0 | 0 | 0 | 0 | 282.1883 | 0 | 0 | 0 | 0 | 282.3387 | 0 | 0 | 0 | 0 | 282.5644 | 0 | 0 | 0 | 0 | 282.7148 | 0 | 0 | 0 | 0 | 282.8652 | 0 | 0 | 0 | 0
2017-01-11 14:00 | 252.1201 | 0.75147 |  | 264.7424 | 0 | 0 | 0 | 0 | 272.182 | 0 | 0 | 0 | 0 | 278.2689 | 0 | 0 | 0 | 0 | 278.4943 | 0 | 0 | 0 | 0 | 278.6446 | 0 | 0 | 0 | 0 | 278.87 | 0 | 0 | 0 | 0 | 279.0955 | 0 | 0 | 0 | 0 | 279.3209 | 0 | 0 | 0 | 0 | 279.6215 | 0 | 0 | 0 | 0 | 279.8469 | 0 | 0 | 0 | 0 | 279.9972 | 0 | 0 | 0 | 0 | 280.2227 | 0 | 0 | 0 | 0 | 280.373 | 0 | 0 | 0 | 0 | 280.5984 | 0 | 0 | 0 | 0 | 280.8239 | 0 | 0 | 0 | 0 | 280.9741 | 0 | 0 | 0 | 0 | 281.1996 | 0 | 0 | 0 | 0 | 281.425 | 0 | 0 | 0 | 0 | 281.5002 | 0 | 0 | 0 | 0 | 281.7256 | 0 | 0 | 0 | 0 | 281.9511 | 0 | 0 | 0 | 0 | 282.1014 | 0 | 0 | 0 | 0 | 282.3268 | 0 | 0 | 0 | 0 | 282.4771 | 0 | 0 | 0 | 0 | 282.6274 | 0 | 0 | 0 | 0
2017-01-11 15:00 | 255.2992 | 0.76094 |  | 268.0807 | 0 | 0 | 0 | 0 | 275.6141 | 0 | 0 | 0 | 0 | 281.7777 | 0 | 0 | 0 | 0 | 282.006 | 0 | 0 | 0 | 0 | 282.1582 | 0 | 0 | 0 | 0 | 282.3865 | 0 | 0 | 0 | 0 | 282.6148 | 0 | 0 | 0 | 0 | 282.843 | 0 | 0 | 0 | 0 | 283.1474 | 0 | 0 | 0 | 0 | 283.3757 | 0 | 0 | 0 | 0 | 283.5279 | 0 | 0 | 0 | 0 | 283.7562 | 0 | 0 | 0 | 0 | 283.9084 | 0 | 0 | 0 | 0 | 284.1366 | 0 | 0 | 0 | 0 | 284.3649 | 0 | 0 | 0 | 0 | 284.5171 | 0 | 0 | 0 | 0 | 284.7454 | 0 | 0 | 0 | 0 | 284.9737 | 0 | 0 | 0 | 0 | 285.0498 | 0 | 0 | 0 | 0 | 285.2781 | 0 | 0 | 0 | 0 | 285.5063 | 0 | 0 | 0 | 0 | 285.6585 | 0 | 0 | 0 | 0 | 285.8868 | 0 | 0 | 0 | 0 | 286.039 | 0 | 0 | 0 | 0 | 286.1912 | 0 | 0 | 0 | 0
2017-01-11 16:00 | 253.9687 | 0.75698 |  | 266.6835 | 0 | 0 | 0 | 0 | 274.1776 | 0 | 0 | 0 | 0 | 280.3091 | 0 | 0 | 0 | 0 | 280.5362 | 0 | 0 | 0 | 0 | 280.6876 | 0 | 0 | 0 | 0 | 280.9147 | 0 | 0 | 0 | 0 | 281.1418 | 0 | 0 | 0 | 0 | 281.3689 | 0 | 0 | 0 | 0 | 281.6717 | 0 | 0 | 0 | 0 | 281.8988 | 0 | 0 | 0 | 0 | 282.0502 | 0 | 0 | 0 | 0 | 282.2773 | 0 | 0 | 0 | 0 | 282.4287 | 0 | 0 | 0 | 0 | 282.6558 | 0 | 0 | 0 | 0 | 282.8829 | 0 | 0 | 0 | 0 | 283.0343 | 0 | 0 | 0 | 0 | 283.2614 | 0 | 0 | 0 | 0 | 283.4884 | 0 | 0 | 0 | 0 | 283.5641 | 0 | 0 | 0 | 0 | 283.7912 | 0 | 0 | 0 | 0 | 284.0183 | 0 | 0 | 0 | 0 | 284.1697 | 0 | 0 | 0 | 0 | 284.3968 | 0 | 0 | 0 | 0 | 284.5482 | 0 | 0 | 0 | 0 | 284.6996 | 0 | 0 | 0 | 0
2017-01-11 17:00 | 262.4084 | 0.78213 |  | 275.5458 | 0 | 0 | 0 | 0 | 283.2889 | 0 | 0 | 0 | 0 | 289.6242 | 0 | 0 | 0 | 0 | 289.8588 | 0 | 0 | 0 | 0 | 290.0152 | 0 | 0 | 0 | 0 | 290.2499 | 0 | 0 | 0 | 0 | 290.4845 | 0 | 0 | 0 | 0 | 290.7192 | 0 | 0 | 0 | 0 | 291.032 | 0 | 0 | 0 | 0 | 291.2666 | 0 | 0 | 0 | 0 | 291.4231 | 0 | 0 | 0 | 0 | 291.6577 | 0 | 0 | 0 | 0 | 291.8141 | 0 | 0 | 0 | 0 | 292.0488 | 0 | 0 | 0 | 0 | 292.2834 | 0 | 0 | 0 | 0 | 292.4398 | 0 | 0 | 0 | 0 | 292.6745 | 0 | 0 | 0 | 0 | 292.9091 | 0 | 0 | 0 | 0 | 292.9873 | 0 | 0 | 0 | 0 | 293.222 | 0 | 0 | 0 | 0 | 293.4566 | 0 | 0 | 0 | 0 | 293.613 | 0 | 0 | 0 | 0 | 293.8477 | 0 | 0 | 0 | 0 | 294.0041 | 0 | 0 | 0 | 0 | 294.1605 | 0 | 0 | 0 | 0
2017-01-11 18:00 | 262.2129 | 0.78155 |  | 275.3406 | 0 | 0 | 0 | 0 | 283.0779 | 0 | 0 | 0 | 0 | 289.4085 | 0 | 0 | 0 | 0 | 289.6429 | 0 | 0 | 0 | 0 | 289.7993 | 0 | 0 | 0 | 0 | 290.0337 | 0 | 0 | 0 | 0 | 290.2682 | 0 | 0 | 0 | 0 | 290.5027 | 0 | 0 | 0 | 0 | 290.8153 | 0 | 0 | 0 | 0 | 291.0497 | 0 | 0 | 0 | 0 | 291.206 | 0 | 0 | 0 | 0 | 291.4405 | 0 | 0 | 0 | 0 | 291.5968 | 0 | 0 | 0 | 0 | 291.8313 | 0 | 0 | 0 | 0 | 292.0658 | 0 | 0 | 0 | 0 | 292.2221 | 0 | 0 | 0 | 0 | 292.4565 | 0 | 0 | 0 | 0 | 292.691 | 0 | 0 | 0 | 0 | 292.7692 | 0 | 0 | 0 | 0 | 293.0036 | 0 | 0 | 0 | 0 | 293.2381 | 0 | 0 | 0 | 0 | 293.3944 | 0 | 0 | 0 | 0 | 293.6289 | 0 | 0 | 0 | 0 | 293.7852 | 0 | 0 | 0 | 0 | 293.9415 | 0 | 0 | 0 | 0
2017-01-11 19:00 | 264.2822 | 0.78772 |  | 277.5134 | 0 | 0 | 0 | 0 | 285.3118 | 0 | 0 | 0 | 0 | 291.6924 | 0 | 0 | 0 | 0 | 291.9287 | 0 | 0 | 0 | 0 | 292.0862 | 0 | 0 | 0 | 0 | 292.3225 | 0 | 0 | 0 | 0 | 292.5589 | 0 | 0 | 0 | 0 | 292.7952 | 0 | 0 | 0 | 0 | 293.1103 | 0 | 0 | 0 | 0 | 293.3466 | 0 | 0 | 0 | 0 | 293.5041 | 0 | 0 | 0 | 0 | 293.7404 | 0 | 0 | 0 | 0 | 293.898 | 0 | 0 | 0 | 0 | 294.1343 | 0 | 0 | 0 | 0 | 294.3706 | 0 | 0 | 0 | 0 | 294.5282 | 0 | 0 | 0 | 0 | 294.7645 | 0 | 0 | 0 | 0 | 295.0008 | 0 | 0 | 0 | 0 | 295.0796 | 0 | 0 | 0 | 0 | 295.3159 | 0 | 0 | 0 | 0 | 295.5522 | 0 | 0 | 0 | 0 | 295.7097 | 0 | 0 | 0 | 0 | 295.946 | 0 | 0 | 0 | 0 | 296.1036 | 0.00020299 | 0 | 0 | 0.00040599 | 296.2611 | 0.00054471 | 0 | 0 | 0.0010894
2017-01-11 20:00 | 263.3357 | 0.7849 |  | 276.5195 | 0 | 0 | 0 | 0 | 284.29 | 0 | 0 | 0 | 0 | 290.6476 | 0 | 0 | 0 | 0 | 290.8831 | 0 | 0 | 0 | 0 | 291.0401 | 0 | 0 | 0 | 0 | 291.2756 | 0 | 0 | 0 | 0 | 291.511 | 0 | 0 | 0 | 0 | 291.7465 | 0 | 0 | 0 | 0 | 292.0605 | 0 | 0 | 0 | 0 | 292.2959 | 0 | 0 | 0 | 0 | 292.4529 | 0 | 0 | 0 | 0 | 292.6884 | 0 | 0 | 0 | 0 | 292.8454 | 0 | 0 | 0 | 0 | 293.0808 | 0 | 0 | 0 | 0 | 293.3163 | 0 | 0 | 0 | 0 | 293.4733 | 0 | 0 | 0 | 0 | 293.7087 | 0 | 0 | 0 | 0 | 293.9442 | 0 | 0 | 0 | 0 | 294.0227 | 0 | 0 | 0 | 0 | 294.2582 | 0 | 0 | 0 | 0 | 294.4936 | 0 | 0 | 0 | 0 | 294.6506 | 0 | 0 | 0 | 0 | 294.8861 | 0 | 0 | 0 | 0 | 295.0431 | 0 | 0 | 0 | 0 | 295.2 | 0 | 0 | 0 | 0
2017-01-11 21:00 | 266.4875 | 0.79429 |  | 279.8291 | 0 | 0 | 0 | 0 | 287.6926 | 0 | 0 | 0 | 0 | 294.1264 | 0 | 0 | 0 | 0 | 294.3646 | 0 | 0 | 0 | 0 | 294.5235 | 0 | 0 | 0 | 0 | 294.7618 | 0 | 0 | 0 | 0 | 295.0001 | 0 | 0 | 0 | 0 | 295.2384 | 0 | 0 | 0 | 0 | 295.5561 | 0 | 0 | 0 | 0 | 295.7944 | 0 | 0 | 0 | 0 | 295.9532 | 0 | 0 | 0 | 0 | 296.1915 | 0.0003937 | 0 | 0 | 0.0007874 | 296.3504 | 0.00073826 | 0 | 0 | 0.0014765 | 296.5887 | 0.0012551 | 0 | 0 | 0.0025102 | 296.8269 | 0.001772 | 0 | 0 | 0.0035439 | 296.9858 | 0.0021165 | 0 | 0 | 0.004233 | 297.2241 | 0.0026334 | 0 | 0 | 0.0052667 | 297.4624 | 0.0031502 | 0 | 0 | 0.0063004 | 297.5418 | 0.0033225 | 0 | 0 | 0.006645 | 297.7801 | 0.0038393 | 0 | 0 | 0.0076787 | 298.0184 | 0.0043562 | 0 | 0 | 0.0087124 | 298.1772 | 0.0047007 | 0 | 0 | 0.0094015 | 298.4155 | 0.0052176 | 0 | 0 | 0.010435 | 298.5744 | 0.0055622 | 0 | 0 | 0.011124 | 298.7332 | 0.0059067 | 0 | 0 | 0.011813
2017-01-11 22:00 | 264.4357 | 0.78818 |  | 277.6746 | 0 | 0 | 0 | 0 | 285.4775 | 0 | 0 | 0 | 0 | 291.8618 | 0 | 0 | 0 | 0 | 292.0982 | 0 | 0 | 0 | 0 | 292.2559 | 0 | 0 | 0 | 0 | 292.4923 | 0 | 0 | 0 | 0 | 292.7288 | 0 | 0 | 0 | 0 | 292.9652 | 0 | 0 | 0 | 0 | 293.2805 | 0 | 0 | 0 | 0 | 293.5169 | 0 | 0 | 0 | 0 | 293.6746 | 0 | 0 | 0 | 0 | 293.911 | 0 | 0 | 0 | 0 | 294.0687 | 0 | 0 | 0 | 0 | 294.3051 | 0 | 0 | 0 | 0 | 294.5416 | 0 | 0 | 0 | 0 | 294.6992 | 0 | 0 | 0 | 0 | 294.9357 | 0 | 0 | 0 | 0 | 295.1721 | 0 | 0 | 0 | 0 | 295.2509 | 0 | 0 | 0 | 0 | 295.4874 | 0 | 0 | 0 | 0 | 295.7238 | 0 | 0 | 0 | 0 | 295.8815 | 0 | 0 | 0 | 0 | 296.1179 | 0.0002341 | 0 | 0 | 0.00046821 | 296.2756 | 0.00057601 | 0 | 0 | 0.001152 | 296.4332 | 0.00091793 | 0 | 0 | 0.0018359
2017-01-11 23:00 | 266.9501 | 0.79567 |  | 280.3148 | 0 | 0 | 0 | 0 | 288.192 | 0 | 0 | 0 | 0 | 294.6369 | 0 | 0 | 0 | 0 | 294.8756 | 0 | 0 | 0 | 0 | 295.0347 | 0 | 0 | 0 | 0 | 295.2735 | 0 | 0 | 0 | 0 | 295.5122 | 0 | 0 | 0 | 0 | 295.7509 | 0 | 0 | 0 | 0 | 296.0691 | 0.00012824 | 0 | 0 | 0.00025647 | 296.3078 | 0.00064598 | 0 | 0 | 0.001292 | 296.467 | 0.00099114 | 0 | 0 | 0.0019823 | 296.7057 | 0.0015089 | 0 | 0 | 0.0030178 | 296.8648 | 0.001854 | 0 | 0 | 0.0037081 | 297.1035 | 0.0023718 | 0 | 0 | 0.0047436 | 297.3422 | 0.0028895 | 0 | 0 | 0.0057791 | 297.5013 | 0.0032347 | 0 | 0 | 0.0064694 | 297.74 | 0.0037524 | 0 | 0 | 0.0075049 | 297.9787 | 0.0042702 | 0 | 0 | 0.0085404 | 298.0583 | 0.0044428 | 0 | 0 | 0.0088855 | 298.297 | 0.0049605 | 0 | 0 | 0.009921 | 298.5357 | 0.0054782 | 0 | 0 | 0.010956 | 298.6948 | 0.0058234 | 0 | 0 | 0.011647 | 298.9335 | 0.0063412 | 0 | 0 | 0.012682 | 299.0927 | 0.0066863 | 0 | 0 | 0.013373 | 299.2518 | 0.0070315 | 0 | 0 | 0.014063
2017-01-12 | 263.7645 | 0.78618 |  | 276.9698 | 0 | 0 | 0 | 0 | 284.7529 | 0 | 0 | 0 | 0 | 291.1209 | 0 | 0 | 0 | 0 | 291.3568 | 0 | 0 | 0 | 0 | 291.514 | 0 | 0 | 0 | 0 | 291.7499 | 0 | 0 | 0 | 0 | 291.9857 | 0 | 0 | 0 | 0 | 292.2216 | 0 | 0 | 0 | 0 | 292.536 | 0 | 0 | 0 | 0 | 292.7719 | 0 | 0 | 0 | 0 | 292.9291 | 0 | 0 | 0 | 0 | 293.165 | 0 | 0 | 0 | 0 | 293.3222 | 0 | 0 | 0 | 0 | 293.5581 | 0 | 0 | 0 | 0 | 293.7939 | 0 | 0 | 0 | 0 | 293.9512 | 0 | 0 | 0 | 0 | 294.187 | 0 | 0 | 0 | 0 | 294.4229 | 0 | 0 | 0 | 0 | 294.5015 | 0 | 0 | 0 | 0 | 294.7373 | 0 | 0 | 0 | 0 | 294.9732 | 0 | 0 | 0 | 0 | 295.1304 | 0 | 0 | 0 | 0 | 295.3663 | 0 | 0 | 0 | 0 | 295.5235 | 0 | 0 | 0 | 0 | 295.6807 | 0 | 0 | 0 | 0
2017-01-12 01:00 | 259.013 | 0.77201 |  | 271.9804 | 0 | 0 | 0 | 0 | 279.6233 | 0 | 0 | 0 | 0 | 285.8766 | 0 | 0 | 0 | 0 | 286.1082 | 0 | 0 | 0 | 0 | 286.2626 | 0 | 0 | 0 | 0 | 286.4942 | 0 | 0 | 0 | 0 | 286.7258 | 0 | 0 | 0 | 0 | 286.9575 | 0 | 0 | 0 | 0 | 287.2663 | 0 | 0 | 0 | 0 | 287.4979 | 0 | 0 | 0 | 0 | 287.6523 | 0 | 0 | 0 | 0 | 287.8839 | 0 | 0 | 0 | 0 | 288.0383 | 0 | 0 | 0 | 0 | 288.2699 | 0 | 0 | 0 | 0 | 288.5015 | 0 | 0 | 0 | 0 | 288.6559 | 0 | 0 | 0 | 0 | 288.8875 | 0 | 0 | 0 | 0 | 289.1191 | 0 | 0 | 0 | 0 | 289.1963 | 0 | 0 | 0 | 0 | 289.4279 | 0 | 0 | 0 | 0 | 289.6595 | 0 | 0 | 0 | 0 | 289.8139 | 0 | 0 | 0 | 0 | 290.0455 | 0 | 0 | 0 | 0 | 290.1999 | 0 | 0 | 0 | 0 | 290.3543 | 0 | 0 | 0 | 0
2017-01-12 02:00 | 270.9965 | 0.80773 |  | 284.5639 | 0 | 0 | 0 | 0 | 292.5605 | 0 | 0 | 0 | 0 | 299.1031 | 0.0067089 | 0 | 0 | 0.013418 | 299.3454 | 0.0072345 | 0 | 0 | 0.014469 | 299.5069 | 0.0075849 | 0 | 0 | 0.01517 | 299.7493 | 0.0081105 | 0 | 0 | 0.016221 | 299.9916 | 0.0086361 | 0 | 0 | 0.017272 | 300.2339 | 0.0091616 | 0 | 0 | 0.018323 | 300.557 | 0.0098624 | 0 | 0 | 0.019725 | 300.7993 | 0.010388 | 0 | 0 | 0.020776 | 300.9609 | 0.010738 | 0 | 0 | 0.021477 | 301.2032 | 0.011264 | 0 | 0 | 0.022528 | 301.3647 | 0.011614 | 0 | 0 | 0.023229 | 301.607 | 0.01214 | 0 | 0 | 0.02428 | 301.8494 | 0.012666 | 0 | 0 | 0.025331 | 302.0109 | 0.013016 | 0 | 0 | 0.026032 | 302.2532 | 0.013542 | 0 | 0 | 0.027083 | 302.4956 | 0.014067 | 0 | 0 | 0.028134 | 302.5763 | 0.014242 | 0 | 0 | 0.028485 | 302.8186 | 0.014768 | 0 | 0 | 0.029536 | 303.061 | 0.015294 | 0 | 0 | 0.030587 | 303.2225 | 0.015644 | 0 | 0 | 0.031288 | 303.4648 | 0.01617 | 0 | 0 | 0.032339 | 303.6264 | 0.01652 | 0 | 0 | 0.03304 | 303.7879 | 0.01687 | 0 | 0 | 0.033741
2017-01-12 03:00 | 270.0904 | 0.80503 |  | 283.6124 | 0 | 0 | 0 | 0 | 291.5822 | 0 | 0 | 0 | 0 | 298.103 | 0.0045396 | 0 | 0 | 0.0090792 | 298.3445 | 0.0050634 | 0 | 0 | 0.010127 | 298.5055 | 0.0054127 | 0 | 0 | 0.010825 | 298.747 | 0.0059365 | 0 | 0 | 0.011873 | 298.9885 | 0.0064603 | 0 | 0 | 0.012921 | 299.23 | 0.0069842 | 0 | 0 | 0.013968 | 299.552 | 0.0076826 | 0 | 0 | 0.015365 | 299.7935 | 0.0082064 | 0 | 0 | 0.016413 | 299.9545 | 0.0085557 | 0 | 0 | 0.017111 | 300.196 | 0.0090795 | 0 | 0 | 0.018159 | 300.357 | 0.0094287 | 0 | 0 | 0.018857 | 300.5985 | 0.0099526 | 0 | 0 | 0.019905 | 300.8401 | 0.010476 | 0 | 0 | 0.020953 | 301.0011 | 0.010826 | 0 | 0 | 0.021651 | 301.2426 | 0.011349 | 0 | 0 | 0.022699 | 301.4841 | 0.011873 | 0 | 0 | 0.023747 | 301.5646 | 0.012048 | 0 | 0 | 0.024096 | 301.8061 | 0.012572 | 0 | 0 | 0.025143 | 302.0476 | 0.013096 | 0 | 0 | 0.026191 | 302.2086 | 0.013445 | 0 | 0 | 0.02689 | 302.4501 | 0.013969 | 0 | 0 | 0.027937 | 302.6111 | 0.014318 | 0 | 0 | 0.028636 | 302.7721 | 0.014667 | 0 | 0 | 0.029334
2017-01-12 04:00 | 277.4313 | 0.82691 |  | 291.3208 | 0 | 0 | 0 | 0 | 299.5072 | 0.0075855 | 0 | 0 | 0.015171 | 306.2052 | 0.022113 | 0 | 0 | 0.044227 | 306.4533 | 0.022652 | 0 | 0 | 0.045303 | 306.6187 | 0.02301 | 0 | 0 | 0.04602 | 306.8667 | 0.023548 | 0 | 0 | 0.047097 | 307.1148 | 0.024086 | 0 | 0 | 0.048173 | 307.3629 | 0.024624 | 0 | 0 | 0.049249 | 307.6937 | 0.025342 | 0 | 0 | 0.050684 | 307.9417 | 0.02588 | 0 | 0 | 0.05176 | 308.1071 | 0.026239 | 0 | 0 | 0.052477 | 308.3552 | 0.026777 | 0 | 0 | 0.053553 | 308.5206 | 0.027135 | 0 | 0 | 0.054271 | 308.7686 | 0.027674 | 0 | 0 | 0.055347 | 309.0167 | 0.028212 | 0 | 0 | 0.056423 | 309.1821 | 0.02857 | 0 | 0 | 0.057141 | 309.4302 | 0.029108 | 0 | 0 | 0.058217 | 309.6782 | 0.029646 | 0 | 0 | 0.059293 | 309.7609 | 0.029826 | 0 | 0 | 0.059652 | 310.009 | 0.030364 | 0 | 0 | 0.060728 | 310.2571 | 0.030902 | 0 | 0 | 0.061804 | 310.4225 | 0.031261 | 0 | 0 | 0.062521 | 310.6705 | 0.031799 | 0 | 0 | 0.063597 | 310.8359 | 0.032157 | 0 | 0 | 0.064315 | 311.0013 | 0.032516 | 0 | 0 | 0.065032
2017-01-12 05:00 | 279.0791 | 0.83182 |  | 293.0511 | 0 | 0 | 0 | 0 | 301.2862 | 0.011444 | 0 | 0 | 0.022888 | 308.0239 | 0.026058 | 0 | 0 | 0.052116 | 308.2735 | 0.026599 | 0 | 0 | 0.053199 | 308.4398 | 0.02696 | 0 | 0 | 0.053921 | 308.6894 | 0.027502 | 0 | 0 | 0.055003 | 308.9389 | 0.028043 | 0 | 0 | 0.056086 | 309.1885 | 0.028584 | 0 | 0 | 0.057168 | 309.5212 | 0.029306 | 0 | 0 | 0.058612 | 309.7708 | 0.029847 | 0 | 0 | 0.059694 | 309.9371 | 0.030208 | 0 | 0 | 0.060416 | 310.1867 | 0.030749 | 0 | 0 | 0.061498 | 310.353 | 0.03111 | 0 | 0 | 0.06222 | 310.6026 | 0.031651 | 0 | 0 | 0.063303 | 310.8521 | 0.032193 | 0 | 0 | 0.064385 | 311.0185 | 0.032553 | 0 | 0 | 0.065107 | 311.268 | 0.033095 | 0 | 0 | 0.066189 | 311.5176 | 0.033636 | 0 | 0 | 0.067272 | 311.6008 | 0.033816 | 0 | 0 | 0.067633 | 311.8503 | 0.034358 | 0 | 0 | 0.068715 | 312.0999 | 0.034899 | 0 | 0 | 0.069798 | 312.2662 | 0.03526 | 0 | 0 | 0.07052 | 312.5158 | 0.035801 | 0 | 0 | 0.071602 | 312.6821 | 0.036162 | 0 | 0 | 0.072324 | 312.8485 | 0.036523 | 0 | 0 | 0.073045
2017-01-12 06:00 | 282.1935 | 0.84111 |  | 296.3214 | 0.00067547 | 0 | 0 | 0.0013509 | 304.6484 | 0.018737 | 0 | 0 | 0.037473 | 311.4613 | 0.033514 | 0 | 0 | 0.067028 | 311.7136 | 0.034061 | 0 | 0 | 0.068122 | 311.8819 | 0.034426 | 0 | 0 | 0.068852 | 312.1342 | 0.034973 | 0 | 0 | 0.069947 | 312.3865 | 0.035521 | 0 | 0 | 0.071041 | 312.6389 | 0.036068 | 0 | 0 | 0.072136 | 312.9753 | 0.036798 | 0 | 0 | 0.073596 | 313.2276 | 0.037345 | 0 | 0 | 0.07469 | 313.3959 | 0.03771 | 0 | 0 | 0.07542 | 313.6482 | 0.038257 | 0 | 0 | 0.076514 | 313.8164 | 0.038622 | 0 | 0 | 0.077244 | 314.0687 | 0.039169 | 0 | 0 | 0.078339 | 314.3211 | 0.039717 | 0 | 0 | 0.079433 | 314.4893 | 0.040082 | 0 | 0 | 0.080163 | 314.7416 | 0.040629 | 0 | 0 | 0.081258 | 314.994 | 0.041176 | 0 | 0 | 0.082352 | 315.0781 | 0.041359 | 0 | 0 | 0.082717 | 315.3304 | 0.041906 | 0 | 0 | 0.083812 | 315.5827 | 0.042453 | 0 | 0 | 0.084907 | 315.751 | 0.042818 | 0 | 0 | 0.085636 | 316.0033 | 0.043365 | 0 | 0 | 0.086731 | 316.1715 | 0.04373 | 0 | 0 | 0.087461 | 316.3397 | 0.044095 | 0 | 0 | 0.08819
2017-01-12 07:00 | 289.1579 | 0.86186 |  | 303.6345 | 0.016538 | 0 | 0 | 0.033075 | 312.1669 | 0.035044 | 0 | 0 | 0.070089 | 319.148 | 0.050186 | 0 | 0 | 0.10037 | 319.4066 | 0.050747 | 0 | 0 | 0.10149 | 319.579 | 0.051121 | 0 | 0 | 0.10224 | 319.8375 | 0.051682 | 0 | 0 | 0.10336 | 320.0961 | 0.052243 | 0 | 0 | 0.10449 | 320.3546 | 0.052804 | 0 | 0 | 0.10561 | 320.6994 | 0.053551 | 0 | 0 | 0.1071 | 320.9579 | 0.054112 | 0 | 0 | 0.10822 | 321.1303 | 0.054486 | 0 | 0 | 0.10897 | 321.3889 | 0.055047 | 0 | 0 | 0.11009 | 321.5612 | 0.055421 | 0 | 0 | 0.11084 | 321.8198 | 0.055981 | 0 | 0 | 0.11196 | 322.0784 | 0.056542 | 0 | 0 | 0.11308 | 322.2507 | 0.056916 | 0 | 0 | 0.11383 | 322.5093 | 0.057477 | 0 | 0 | 0.11495 | 322.7679 | 0.058038 | 0 | 0 | 0.11608 | 322.854 | 0.058225 | 0 | 0 | 0.11645 | 323.1126 | 0.058786 | 0 | 0 | 0.11757 | 323.3712 | 0.059346 | 0 | 0 | 0.11869 | 323.5435 | 0.05972 | 0 | 0 | 0.11944 | 323.8021 | 0.060281 | 0 | 0 | 0.12056 | 323.9745 | 0.060655 | 0 | 0 | 0.12131 | 324.1468 | 0.061029 | 0 | 0 | 0.12206
2017-01-12 08:00 | 286.4945 | 0.85393 |  | 300.8378 | 0.010471 | 0 | 0 | 0.020943 | 309.2917 | 0.028808 | 0 | 0 | 0.057616 | 316.2085 | 0.04381 | 0 | 0 | 0.087621 | 316.4646 | 0.044366 | 0 | 0 | 0.088732 | 316.6354 | 0.044737 | 0 | 0 | 0.089473 | 316.8916 | 0.045292 | 0 | 0 | 0.090584 | 317.1478 | 0.045848 | 0 | 0 | 0.091696 | 317.4039 | 0.046403 | 0 | 0 | 0.092807 | 317.7455 | 0.047144 | 0 | 0 | 0.094289 | 318.0017 | 0.0477 | 0 | 0 | 0.0954 | 318.1725 | 0.04807 | 0 | 0 | 0.096141 | 318.4287 | 0.048626 | 0 | 0 | 0.097252 | 318.5994 | 0.048996 | 0 | 0 | 0.097993 | 318.8556 | 0.049552 | 0 | 0 | 0.099104 | 319.1118 | 0.050108 | 0 | 0 | 0.10022 | 319.2826 | 0.050478 | 0 | 0 | 0.10096 | 319.5388 | 0.051034 | 0 | 0 | 0.10207 | 319.7949 | 0.05159 | 0 | 0 | 0.10318 | 319.8803 | 0.051775 | 0 | 0 | 0.10355 | 320.1365 | 0.05233 | 0 | 0 | 0.10466 | 320.3927 | 0.052886 | 0 | 0 | 0.10577 | 320.5635 | 0.053256 | 0 | 0 | 0.10651 | 320.8196 | 0.053812 | 0 | 0 | 0.10762 | 320.9904 | 0.054183 | 0 | 0 | 0.10837 | 321.1612 | 0.054553 | 0 | 0 | 0.10911
2017-01-12 09:00 | 288.4519 | 0.85976 |  | 302.8931 | 0.014929 | 0 | 0 | 0.029859 | 311.4047 | 0.033391 | 0 | 0 | 0.066782 | 318.3688 | 0.048496 | 0 | 0 | 0.096992 | 318.6267 | 0.049056 | 0 | 0 | 0.098111 | 318.7987 | 0.049429 | 0 | 0 | 0.098857 | 319.0566 | 0.049988 | 0 | 0 | 0.099976 | 319.3145 | 0.050548 | 0 | 0 | 0.1011 | 319.5724 | 0.051107 | 0 | 0 | 0.10221 | 319.9164 | 0.051853 | 0 | 0 | 0.10371 | 320.1743 | 0.052412 | 0 | 0 | 0.10482 | 320.3462 | 0.052785 | 0 | 0 | 0.10557 | 320.6042 | 0.053345 | 0 | 0 | 0.10669 | 320.7761 | 0.053718 | 0 | 0 | 0.10744 | 321.034 | 0.054277 | 0 | 0 | 0.10855 | 321.292 | 0.054837 | 0 | 0 | 0.10967 | 321.4639 | 0.05521 | 0 | 0 | 0.11042 | 321.7218 | 0.055769 | 0 | 0 | 0.11154 | 321.9798 | 0.056328 | 0 | 0 | 0.11266 | 322.0657 | 0.056515 | 0 | 0 | 0.11303 | 322.3237 | 0.057074 | 0 | 0 | 0.11415 | 322.5816 | 0.057634 | 0 | 0 | 0.11527 | 322.7536 | 0.058007 | 0 | 0 | 0.11601 | 323.0115 | 0.058566 | 0 | 0 | 0.11713 | 323.1834 | 0.058939 | 0 | 0 | 0.11788 | 323.3554 | 0.059312 | 0 | 0 | 0.11862
2017-01-12 10:00 | 279.4527 | 0.83294 |  | 293.4434 | 0 | 0 | 0 | 0 | 301.6895 | 0.012319 | 0 | 0 | 0.024637 | 308.4362 | 0.026953 | 0 | 0 | 0.053905 | 308.6861 | 0.027495 | 0 | 0 | 0.054989 | 308.8527 | 0.027856 | 0 | 0 | 0.055712 | 309.1026 | 0.028398 | 0 | 0 | 0.056796 | 309.3525 | 0.02894 | 0 | 0 | 0.05788 | 309.6023 | 0.029482 | 0 | 0 | 0.058964 | 309.9355 | 0.030204 | 0 | 0 | 0.060409 | 310.1854 | 0.030746 | 0 | 0 | 0.061493 | 310.352 | 0.031108 | 0 | 0 | 0.062216 | 310.6019 | 0.03165 | 0 | 0 | 0.0633 | 310.7685 | 0.032011 | 0 | 0 | 0.064022 | 311.0183 | 0.032553 | 0 | 0 | 0.065106 | 311.2682 | 0.033095 | 0 | 0 | 0.06619 | 311.4348 | 0.033456 | 0 | 0 | 0.066913 | 311.6847 | 0.033998 | 0 | 0 | 0.067997 | 311.9346 | 0.03454 | 0 | 0 | 0.069081 | 312.0179 | 0.034721 | 0 | 0 | 0.069442 | 312.2677 | 0.035263 | 0 | 0 | 0.070526 | 312.5176 | 0.035805 | 0 | 0 | 0.07161 | 312.6842 | 0.036166 | 0 | 0 | 0.072333 | 312.9341 | 0.036708 | 0 | 0 | 0.073417 | 313.1007 | 0.03707 | 0 | 0 | 0.074139 | 313.2673 | 0.037431 | 0 | 0 | 0.074862
2017-01-12 11:00 | 283.1541 | 0.84397 |  | 297.3301 | 0.0028633 | 0 | 0 | 0.0057267 | 305.6854 | 0.020986 | 0 | 0 | 0.041972 | 312.5215 | 0.035814 | 0 | 0 | 0.071627 | 312.7747 | 0.036363 | 0 | 0 | 0.072725 | 312.9435 | 0.036729 | 0 | 0 | 0.073458 | 313.1967 | 0.037278 | 0 | 0 | 0.074556 | 313.4499 | 0.037827 | 0 | 0 | 0.075654 | 313.7031 | 0.038376 | 0 | 0 | 0.076753 | 314.0407 | 0.039109 | 0 | 0 | 0.078217 | 314.2939 | 0.039658 | 0 | 0 | 0.079315 | 314.4627 | 0.040024 | 0 | 0 | 0.080048 | 314.7159 | 0.040573 | 0 | 0 | 0.081146 | 314.8847 | 0.040939 | 0 | 0 | 0.081878 | 315.1379 | 0.041488 | 0 | 0 | 0.082977 | 315.391 | 0.042037 | 0 | 0 | 0.084075 | 315.5598 | 0.042404 | 0 | 0 | 0.084807 | 315.813 | 0.042953 | 0 | 0 | 0.085906 | 316.0662 | 0.043502 | 0 | 0 | 0.087004 | 316.1506 | 0.043685 | 0 | 0 | 0.08737 | 316.4038 | 0.044234 | 0 | 0 | 0.088468 | 316.657 | 0.044783 | 0 | 0 | 0.089567 | 316.8258 | 0.045149 | 0 | 0 | 0.090299 | 317.079 | 0.045699 | 0 | 0 | 0.091397 | 317.2478 | 0.046065 | 0 | 0 | 0.092129 | 317.4166 | 0.046431 | 0 | 0 | 0.092862
2017-01-12 12:00 | 272.2778 | 0.81155 |  | 285.9094 | 0 | 0 | 0 | 0 | 293.9437 | 0 | 0 | 0 | 0 | 300.5173 | 0.0097763 | 0 | 0 | 0.019553 | 300.7607 | 0.010304 | 0 | 0 | 0.020609 | 300.9231 | 0.010656 | 0 | 0 | 0.021313 | 301.1665 | 0.011184 | 0 | 0 | 0.022369 | 301.41 | 0.011713 | 0 | 0 | 0.023425 | 301.6534 | 0.012241 | 0 | 0 | 0.024481 | 301.9781 | 0.012945 | 0 | 0 | 0.025889 | 302.2215 | 0.013473 | 0 | 0 | 0.026946 | 302.3838 | 0.013825 | 0 | 0 | 0.02765 | 302.6273 | 0.014353 | 0 | 0 | 0.028706 | 302.7896 | 0.014705 | 0 | 0 | 0.02941 | 303.0331 | 0.015233 | 0 | 0 | 0.030466 | 303.2766 | 0.015761 | 0 | 0 | 0.031522 | 303.4389 | 0.016113 | 0 | 0 | 0.032226 | 303.6823 | 0.016641 | 0 | 0 | 0.033283 | 303.9258 | 0.017169 | 0 | 0 | 0.034339 | 304.0069 | 0.017345 | 0 | 0 | 0.034691 | 304.2504 | 0.017873 | 0 | 0 | 0.035747 | 304.4939 | 0.018402 | 0 | 0 | 0.036803 | 304.6562 | 0.018754 | 0 | 0 | 0.037507 | 304.8997 | 0.019282 | 0 | 0 | 0.038563 | 305.062 | 0.019634 | 0 | 0 | 0.039267 | 305.2243 | 0.019986 | 0 | 0 | 0.039972
2017-01-12 13:00 | 278.7127 | 0.83073 |  | 292.6664 | 0 | 0 | 0 | 0 | 300.8906 | 0.010586 | 0 | 0 | 0.021172 | 307.6195 | 0.025181 | 0 | 0 | 0.050362 | 307.8687 | 0.025722 | 0 | 0 | 0.051443 | 308.0349 | 0.026082 | 0 | 0 | 0.052164 | 308.2841 | 0.026623 | 0 | 0 | 0.053245 | 308.5333 | 0.027163 | 0 | 0 | 0.054326 | 308.7825 | 0.027704 | 0 | 0 | 0.055407 | 309.1148 | 0.028424 | 0 | 0 | 0.056849 | 309.364 | 0.028965 | 0 | 0 | 0.05793 | 309.5302 | 0.029325 | 0 | 0 | 0.058651 | 309.7794 | 0.029866 | 0 | 0 | 0.059732 | 309.9456 | 0.030226 | 0 | 0 | 0.060452 | 310.1948 | 0.030767 | 0 | 0 | 0.061534 | 310.444 | 0.031307 | 0 | 0 | 0.062615 | 310.6101 | 0.031668 | 0 | 0 | 0.063335 | 310.8594 | 0.032208 | 0 | 0 | 0.064417 | 311.1086 | 0.032749 | 0 | 0 | 0.065498 | 311.1916 | 0.032929 | 0 | 0 | 0.065858 | 311.4409 | 0.03347 | 0 | 0 | 0.066939 | 311.6901 | 0.03401 | 0 | 0 | 0.06802 | 311.8562 | 0.03437 | 0 | 0 | 0.068741 | 312.1055 | 0.034911 | 0 | 0 | 0.069822 | 312.2716 | 0.035271 | 0 | 0 | 0.070543 | 312.4377 | 0.035632 | 0 | 0 | 0.071264
2017-01-12 14:00 | 280.3626 | 0.83565 |  | 294.3989 | 0 | 0 | 0 | 0 | 302.6718 | 0.01445 | 0 | 0 | 0.028899 | 309.4406 | 0.029131 | 0 | 0 | 0.058262 | 309.6913 | 0.029675 | 0 | 0 | 0.059349 | 309.8584 | 0.030037 | 0 | 0 | 0.060074 | 310.1091 | 0.030581 | 0 | 0 | 0.061162 | 310.3598 | 0.031125 | 0 | 0 | 0.062249 | 310.6105 | 0.031668 | 0 | 0 | 0.063337 | 310.9448 | 0.032393 | 0 | 0 | 0.064787 | 311.1955 | 0.032937 | 0 | 0 | 0.065874 | 311.3626 | 0.0333 | 0 | 0 | 0.066599 | 311.6133 | 0.033844 | 0 | 0 | 0.067687 | 311.7804 | 0.034206 | 0 | 0 | 0.068412 | 312.0311 | 0.03475 | 0 | 0 | 0.0695 | 312.2818 | 0.035294 | 0 | 0 | 0.070587 | 312.4489 | 0.035656 | 0 | 0 | 0.071312 | 312.6996 | 0.0362 | 0 | 0 | 0.0724 | 312.9503 | 0.036744 | 0 | 0 | 0.073487 | 313.0339 | 0.036925 | 0 | 0 | 0.07385 | 313.2846 | 0.037469 | 0 | 0 | 0.074937 | 313.5353 | 0.038012 | 0 | 0 | 0.076025 | 313.7024 | 0.038375 | 0 | 0 | 0.07675 | 313.9531 | 0.038919 | 0 | 0 | 0.077837 | 314.1202 | 0.039281 | 0 | 0 | 0.078562 | 314.2874 | 0.039644 | 0 | 0 | 0.079287
2017-01-12 15:00 | 280.8646 | 0.83714 |  | 294.9261 | 0 | 0 | 0 | 0 | 303.2138 | 0.015625 | 0 | 0 | 0.03125 | 309.9947 | 0.030333 | 0 | 0 | 0.060665 | 310.2458 | 0.030877 | 0 | 0 | 0.061755 | 310.4132 | 0.031241 | 0 | 0 | 0.062481 | 310.6644 | 0.031785 | 0 | 0 | 0.063571 | 310.9155 | 0.03233 | 0 | 0 | 0.06466 | 311.1667 | 0.032875 | 0 | 0 | 0.06575 | 311.5015 | 0.033601 | 0 | 0 | 0.067202 | 311.7527 | 0.034146 | 0 | 0 | 0.068292 | 311.9201 | 0.034509 | 0 | 0 | 0.069018 | 312.1712 | 0.035054 | 0 | 0 | 0.070107 | 312.3387 | 0.035417 | 0 | 0 | 0.070834 | 312.5898 | 0.035962 | 0 | 0 | 0.071923 | 312.8409 | 0.036506 | 0 | 0 | 0.073013 | 313.0084 | 0.036869 | 0 | 0 | 0.073739 | 313.2595 | 0.037414 | 0 | 0 | 0.074828 | 313.5107 | 0.037959 | 0 | 0 | 0.075918 | 313.5944 | 0.038141 | 0 | 0 | 0.076281 | 313.8455 | 0.038685 | 0 | 0 | 0.07737 | 314.0967 | 0.03923 | 0 | 0 | 0.07846 | 314.2641 | 0.039593 | 0 | 0 | 0.079186 | 314.5152 | 0.040138 | 0 | 0 | 0.080276 | 314.6827 | 0.040501 | 0 | 0 | 0.081002 | 314.8501 | 0.040864 | 0 | 0 | 0.081728
2017-01-12 16:00 | 287.1746 | 0.85595 |  | 301.5519 | 0.01202 | 0 | 0 | 0.024041 | 310.0258 | 0.0304 | 0 | 0 | 0.060801 | 316.959 | 0.045438 | 0 | 0 | 0.090877 | 317.2158 | 0.045995 | 0 | 0 | 0.091991 | 317.387 | 0.046367 | 0 | 0 | 0.092733 | 317.6438 | 0.046924 | 0 | 0 | 0.093847 | 317.9006 | 0.047481 | 0 | 0 | 0.094961 | 318.1574 | 0.048038 | 0 | 0 | 0.096075 | 318.4997 | 0.04878 | 0 | 0 | 0.09756 | 318.7565 | 0.049337 | 0 | 0 | 0.098674 | 318.9277 | 0.049709 | 0 | 0 | 0.099417 | 319.1845 | 0.050265 | 0 | 0 | 0.10053 | 319.3557 | 0.050637 | 0 | 0 | 0.10127 | 319.6125 | 0.051194 | 0 | 0 | 0.10239 | 319.8693 | 0.051751 | 0 | 0 | 0.1035 | 320.0404 | 0.052122 | 0 | 0 | 0.10424 | 320.2972 | 0.052679 | 0 | 0 | 0.10536 | 320.554 | 0.053236 | 0 | 0 | 0.10647 | 320.6396 | 0.053422 | 0 | 0 | 0.10684 | 320.8964 | 0.053979 | 0 | 0 | 0.10796 | 321.1532 | 0.054536 | 0 | 0 | 0.10907 | 321.3244 | 0.054907 | 0 | 0 | 0.10981 | 321.5812 | 0.055464 | 0 | 0 | 0.11093 | 321.7524 | 0.055835 | 0 | 0 | 0.11167 | 321.9235 | 0.056206 | 0 | 0 | 0.11241
2017-01-12 17:00 | 289.5454 | 0.86302 |  | 304.0414 | 0.01742 | 0 | 0 | 0.03484 | 312.5853 | 0.035952 | 0 | 0 | 0.071904 | 319.5758 | 0.051114 | 0 | 0 | 0.10223 | 319.8347 | 0.051676 | 0 | 0 | 0.10335 | 320.0073 | 0.05205 | 0 | 0 | 0.1041 | 320.2662 | 0.052612 | 0 | 0 | 0.10522 | 320.5251 | 0.053173 | 0 | 0 | 0.10635 | 320.784 | 0.053735 | 0 | 0 | 0.10747 | 321.1292 | 0.054484 | 0 | 0 | 0.10897 | 321.3881 | 0.055045 | 0 | 0 | 0.11009 | 321.5607 | 0.055419 | 0 | 0 | 0.11084 | 321.8196 | 0.055981 | 0 | 0 | 0.11196 | 321.9922 | 0.056355 | 0 | 0 | 0.11271 | 322.2511 | 0.056917 | 0 | 0 | 0.11383 | 322.51 | 0.057479 | 0 | 0 | 0.11496 | 322.6826 | 0.057853 | 0 | 0 | 0.11571 | 322.9415 | 0.058415 | 0 | 0 | 0.11683 | 323.2004 | 0.058976 | 0 | 0 | 0.11795 | 323.2868 | 0.059163 | 0 | 0 | 0.11833 | 323.5457 | 0.059725 | 0 | 0 | 0.11945 | 323.8046 | 0.060286 | 0 | 0 | 0.12057 | 323.9772 | 0.060661 | 0 | 0 | 0.12132 | 324.2361 | 0.061222 | 0 | 0 | 0.12244 | 324.4087 | 0.061597 | 0 | 0 | 0.12319 | 324.5813 | 0.061971 | 0 | 0 | 0.12394
2017-01-12 18:00 | 293.5148 | 0.87485 |  | 308.2095 | 0.026461 | 0 | 0 | 0.052921 | 316.8705 | 0.045246 | 0 | 0 | 0.090493 | 323.9568 | 0.060617 | 0 | 0 | 0.12123 | 324.2192 | 0.061186 | 0 | 0 | 0.12237 | 324.3942 | 0.061565 | 0 | 0 | 0.12313 | 324.6567 | 0.062135 | 0 | 0 | 0.12427 | 324.9191 | 0.062704 | 0 | 0 | 0.12541 | 325.1816 | 0.063273 | 0 | 0 | 0.12655 | 325.5315 | 0.064032 | 0 | 0 | 0.12806 | 325.794 | 0.064601 | 0 | 0 | 0.1292 | 325.9689 | 0.064981 | 0 | 0 | 0.12996 | 326.2314 | 0.06555 | 0 | 0 | 0.1311 | 326.4064 | 0.06593 | 0 | 0 | 0.13186 | 326.6688 | 0.066499 | 0 | 0 | 0.133 | 326.9313 | 0.067068 | 0 | 0 | 0.13414 | 327.1062 | 0.067448 | 0 | 0 | 0.1349 | 327.3687 | 0.068017 | 0 | 0 | 0.13603 | 327.6312 | 0.068586 | 0 | 0 | 0.13717 | 327.7186 | 0.068776 | 0 | 0 | 0.13755 | 327.9811 | 0.069345 | 0 | 0 | 0.13869 | 328.2436 | 0.069915 | 0 | 0 | 0.13983 | 328.4185 | 0.070294 | 0 | 0 | 0.14059 | 328.681 | 0.070863 | 0 | 0 | 0.14173 | 328.8559 | 0.071243 | 0 | 0 | 0.14249 | 329.0309 | 0.071622 | 0 | 0 | 0.14324
2017-01-12 19:00 | 294.0654 | 0.87649 |  | 308.7877 | 0.027715 | 0 | 0 | 0.05543 | 317.465 | 0.046536 | 0 | 0 | 0.093072 | 324.5645 | 0.061935 | 0 | 0 | 0.12387 | 324.8275 | 0.062505 | 0 | 0 | 0.12501 | 325.0028 | 0.062885 | 0 | 0 | 0.12577 | 325.2657 | 0.063456 | 0 | 0 | 0.12691 | 325.5287 | 0.064026 | 0 | 0 | 0.12805 | 325.7916 | 0.064596 | 0 | 0 | 0.12919 | 326.1422 | 0.065357 | 0 | 0 | 0.13071 | 326.4052 | 0.065927 | 0 | 0 | 0.13185 | 326.5805 | 0.066307 | 0 | 0 | 0.13261 | 326.8434 | 0.066878 | 0 | 0 | 0.13376 | 327.0187 | 0.067258 | 0 | 0 | 0.13452 | 327.2816 | 0.067828 | 0 | 0 | 0.13566 | 327.5446 | 0.068399 | 0 | 0 | 0.1368 | 327.7199 | 0.068779 | 0 | 0 | 0.13756 | 327.9828 | 0.069349 | 0 | 0 | 0.1387 | 328.2458 | 0.069919 | 0 | 0 | 0.13984 | 328.3334 | 0.07011 | 0 | 0 | 0.14022 | 328.5964 | 0.07068 | 0 | 0 | 0.14136 | 328.8593 | 0.07125 | 0 | 0 | 0.1425 | 329.0346 | 0.07163 | 0 | 0 | 0.14326 | 329.2976 | 0.072201 | 0 | 0 | 0.1444 | 329.4729 | 0.072581 | 0 | 0 | 0.14516 | 329.6482 | 0.072961 | 0 | 0 | 0.14592
2017-01-12 20:00 | 287.5277 | 0.857 |  | 301.9227 | 0.012825 | 0 | 0 | 0.025649 | 310.407 | 0.031227 | 0 | 0 | 0.062454 | 317.3488 | 0.046284 | 0 | 0 | 0.092568 | 317.6059 | 0.046841 | 0 | 0 | 0.093683 | 317.7773 | 0.047213 | 0 | 0 | 0.094426 | 318.0344 | 0.047771 | 0 | 0 | 0.095542 | 318.2915 | 0.048329 | 0 | 0 | 0.096657 | 318.5486 | 0.048886 | 0 | 0 | 0.097772 | 318.8914 | 0.04963 | 0 | 0 | 0.099259 | 319.1485 | 0.050187 | 0 | 0 | 0.10037 | 319.3199 | 0.050559 | 0 | 0 | 0.10112 | 319.577 | 0.051117 | 0 | 0 | 0.10223 | 319.7484 | 0.051489 | 0 | 0 | 0.10298 | 320.0055 | 0.052046 | 0 | 0 | 0.10409 | 320.2626 | 0.052604 | 0 | 0 | 0.10521 | 320.434 | 0.052976 | 0 | 0 | 0.10595 | 320.6911 | 0.053533 | 0 | 0 | 0.10707 | 320.9482 | 0.054091 | 0 | 0 | 0.10818 | 321.0339 | 0.054277 | 0 | 0 | 0.10855 | 321.291 | 0.054834 | 0 | 0 | 0.10967 | 321.5481 | 0.055392 | 0 | 0 | 0.11078 | 321.7195 | 0.055764 | 0 | 0 | 0.11153 | 321.9766 | 0.056322 | 0 | 0 | 0.11264 | 322.148 | 0.056693 | 0 | 0 | 0.11339 | 322.3194 | 0.057065 | 0 | 0 | 0.11413
2017-01-12 21:00 | 289.3216 | 0.86235 |  | 303.8064 | 0.01691 | 0 | 0 | 0.033821 | 312.3437 | 0.035428 | 0 | 0 | 0.070856 | 319.3288 | 0.050578 | 0 | 0 | 0.10116 | 319.5875 | 0.05114 | 0 | 0 | 0.10228 | 319.7599 | 0.051514 | 0 | 0 | 0.10303 | 320.0186 | 0.052075 | 0 | 0 | 0.10415 | 320.2773 | 0.052636 | 0 | 0 | 0.10527 | 320.536 | 0.053197 | 0 | 0 | 0.10639 | 320.881 | 0.053945 | 0 | 0 | 0.10789 | 321.1397 | 0.054506 | 0 | 0 | 0.10901 | 321.3122 | 0.05488 | 0 | 0 | 0.10976 | 321.5709 | 0.055442 | 0 | 0 | 0.11088 | 321.7433 | 0.055816 | 0 | 0 | 0.11163 | 322.002 | 0.056377 | 0 | 0 | 0.11275 | 322.2607 | 0.056938 | 0 | 0 | 0.11388 | 322.4332 | 0.057312 | 0 | 0 | 0.11462 | 322.6919 | 0.057873 | 0 | 0 | 0.11575 | 322.9506 | 0.058434 | 0 | 0 | 0.11687 | 323.0369 | 0.058621 | 0 | 0 | 0.11724 | 323.2956 | 0.059182 | 0 | 0 | 0.11836 | 323.5543 | 0.059744 | 0 | 0 | 0.11949 | 323.7267 | 0.060118 | 0 | 0 | 0.12024 | 323.9854 | 0.060679 | 0 | 0 | 0.12136 | 324.1579 | 0.061053 | 0 | 0 | 0.12211 | 324.3304 | 0.061427 | 0 | 0 | 0.12285
2017-01-12 22:00 | 279.6897 | 0.83364 |  | 293.6923 | 0 | 0 | 0 | 0 | 301.9454 | 0.012874 | 0 | 0 | 0.025748 | 308.6979 | 0.02752 | 0 | 0 | 0.05504 | 308.948 | 0.028062 | 0 | 0 | 0.056125 | 309.1147 | 0.028424 | 0 | 0 | 0.056848 | 309.3648 | 0.028967 | 0 | 0 | 0.057933 | 309.6149 | 0.029509 | 0 | 0 | 0.059018 | 309.865 | 0.030051 | 0 | 0 | 0.060103 | 310.1984 | 0.030775 | 0 | 0 | 0.061549 | 310.4485 | 0.031317 | 0 | 0 | 0.062634 | 310.6152 | 0.031679 | 0 | 0 | 0.063358 | 310.8653 | 0.032221 | 0 | 0 | 0.064442 | 311.0321 | 0.032583 | 0 | 0 | 0.065166 | 311.2822 | 0.033125 | 0 | 0 | 0.066251 | 311.5322 | 0.033668 | 0 | 0 | 0.067335 | 311.699 | 0.034029 | 0 | 0 | 0.068059 | 311.9491 | 0.034572 | 0 | 0 | 0.069144 | 312.1992 | 0.035114 | 0 | 0 | 0.070229 | 312.2825 | 0.035295 | 0 | 0 | 0.07059 | 312.5326 | 0.035838 | 0 | 0 | 0.071675 | 312.7827 | 0.03638 | 0 | 0 | 0.07276 | 312.9494 | 0.036742 | 0 | 0 | 0.073483 | 313.1995 | 0.037284 | 0 | 0 | 0.074568 | 313.3663 | 0.037646 | 0 | 0 | 0.075291 | 313.533 | 0.038007 | 0 | 0 | 0.076015
2017-01-12 23:00 | 282.6972 | 0.84261 |  | 296.8504 | 0.0018228 | 0 | 0 | 0.0036455 | 305.1922 | 0.019916 | 0 | 0 | 0.039832 | 312.0173 | 0.03472 | 0 | 0 | 0.06944 | 312.2701 | 0.035268 | 0 | 0 | 0.070536 | 312.4386 | 0.035634 | 0 | 0 | 0.071267 | 312.6914 | 0.036182 | 0 | 0 | 0.072364 | 312.9442 | 0.03673 | 0 | 0 | 0.07346 | 313.1969 | 0.037278 | 0 | 0 | 0.074557 | 313.534 | 0.03801 | 0 | 0 | 0.076019 | 313.7868 | 0.038558 | 0 | 0 | 0.077116 | 313.9553 | 0.038923 | 0 | 0 | 0.077847 | 314.2081 | 0.039472 | 0 | 0 | 0.078943 | 314.3766 | 0.039837 | 0 | 0 | 0.079674 | 314.6294 | 0.040385 | 0 | 0 | 0.080771 | 314.8822 | 0.040934 | 0 | 0 | 0.081867 | 315.0507 | 0.041299 | 0 | 0 | 0.082598 | 315.3035 | 0.041848 | 0 | 0 | 0.083695 | 315.5562 | 0.042396 | 0 | 0 | 0.084792 | 315.6405 | 0.042579 | 0 | 0 | 0.085157 | 315.8933 | 0.043127 | 0 | 0 | 0.086254 | 316.1461 | 0.043675 | 0 | 0 | 0.08735 | 316.3146 | 0.044041 | 0 | 0 | 0.088081 | 316.5674 | 0.044589 | 0 | 0 | 0.089178 | 316.7359 | 0.044954 | 0 | 0 | 0.089909 | 316.9044 | 0.04532 | 0 | 0 | 0.09064
2017-01-13 | 285.2925 | 0.85034 |  | 299.5756 | 0.0077337 | 0 | 0 | 0.015467 | 307.994 | 0.025993 | 0 | 0 | 0.051986 | 314.8817 | 0.040933 | 0 | 0 | 0.081866 | 315.1368 | 0.041486 | 0 | 0 | 0.082972 | 315.3069 | 0.041855 | 0 | 0 | 0.08371 | 315.562 | 0.042408 | 0 | 0 | 0.084817 | 315.8171 | 0.042962 | 0 | 0 | 0.085923 | 316.0722 | 0.043515 | 0 | 0 | 0.08703 | 316.4123 | 0.044253 | 0 | 0 | 0.088505 | 316.6674 | 0.044806 | 0 | 0 | 0.089612 | 316.8375 | 0.045175 | 0 | 0 | 0.09035 | 317.0926 | 0.045728 | 0 | 0 | 0.091456 | 317.2627 | 0.046097 | 0 | 0 | 0.092194 | 317.5178 | 0.04665 | 0 | 0 | 0.093301 | 317.7729 | 0.047204 | 0 | 0 | 0.094407 | 317.943 | 0.047573 | 0 | 0 | 0.095145 | 318.1981 | 0.048126 | 0 | 0 | 0.096252 | 318.4532 | 0.048679 | 0 | 0 | 0.097358 | 318.5382 | 0.048864 | 0 | 0 | 0.097727 | 318.7933 | 0.049417 | 0 | 0 | 0.098834 | 319.0484 | 0.04997 | 0 | 0 | 0.099941 | 319.2185 | 0.050339 | 0 | 0 | 0.10068 | 319.4736 | 0.050892 | 0 | 0 | 0.10178 | 319.6436 | 0.051261 | 0 | 0 | 0.10252 | 319.8137 | 0.05163 | 0 | 0 | 0.10326
2017-01-13 01:00 | 288.1193 | 0.85877 |  | 302.5439 | 0.014172 | 0 | 0 | 0.028344 | 311.0457 | 0.032612 | 0 | 0 | 0.065225 | 318.0017 | 0.0477 | 0 | 0 | 0.0954 | 318.2593 | 0.048259 | 0 | 0 | 0.096518 | 318.4311 | 0.048631 | 0 | 0 | 0.097263 | 318.6887 | 0.04919 | 0 | 0 | 0.09838 | 318.9463 | 0.049749 | 0 | 0 | 0.099498 | 319.204 | 0.050308 | 0 | 0 | 0.10062 | 319.5475 | 0.051053 | 0 | 0 | 0.10211 | 319.8051 | 0.051612 | 0 | 0 | 0.10322 | 319.9769 | 0.051984 | 0 | 0 | 0.10397 | 320.2345 | 0.052543 | 0 | 0 | 0.10509 | 320.4063 | 0.052915 | 0 | 0 | 0.10583 | 320.6639 | 0.053474 | 0 | 0 | 0.10695 | 320.9215 | 0.054033 | 0 | 0 | 0.10807 | 321.0933 | 0.054406 | 0 | 0 | 0.10881 | 321.3509 | 0.054964 | 0 | 0 | 0.10993 | 321.6085 | 0.055523 | 0 | 0 | 0.11105 | 321.6944 | 0.055709 | 0 | 0 | 0.11142 | 321.952 | 0.056268 | 0 | 0 | 0.11254 | 322.2097 | 0.056827 | 0 | 0 | 0.11365 | 322.3814 | 0.0572 | 0 | 0 | 0.1144 | 322.639 | 0.057758 | 0 | 0 | 0.11552 | 322.8108 | 0.058131 | 0 | 0 | 0.11626 | 322.9826 | 0.058503 | 0 | 0 | 0.11701
2017-01-13 02:00 | 293.3317 | 0.8743 |  | 308.0172 | 0.026044 | 0 | 0 | 0.052087 | 316.6728 | 0.044818 | 0 | 0 | 0.089635 | 323.7547 | 0.060178 | 0 | 0 | 0.12036 | 324.017 | 0.060747 | 0 | 0 | 0.12149 | 324.1919 | 0.061126 | 0 | 0 | 0.12225 | 324.4541 | 0.061695 | 0 | 0 | 0.12339 | 324.7164 | 0.062264 | 0 | 0 | 0.12453 | 324.9787 | 0.062833 | 0 | 0 | 0.12567 | 325.3284 | 0.063592 | 0 | 0 | 0.12718 | 325.5907 | 0.064161 | 0 | 0 | 0.12832 | 325.7656 | 0.06454 | 0 | 0 | 0.12908 | 326.0279 | 0.065109 | 0 | 0 | 0.13022 | 326.2028 | 0.065488 | 0 | 0 | 0.13098 | 326.465 | 0.066057 | 0 | 0 | 0.13211 | 326.7273 | 0.066626 | 0 | 0 | 0.13325 | 326.9022 | 0.067005 | 0 | 0 | 0.13401 | 327.1645 | 0.067574 | 0 | 0 | 0.13515 | 327.4268 | 0.068143 | 0 | 0 | 0.13629 | 327.5142 | 0.068333 | 0 | 0 | 0.13667 | 327.7765 | 0.068902 | 0 | 0 | 0.1378 | 328.0388 | 0.06947 | 0 | 0 | 0.13894 | 328.2137 | 0.06985 | 0 | 0 | 0.1397 | 328.4759 | 0.070419 | 0 | 0 | 0.14084 | 328.6508 | 0.070798 | 0 | 0 | 0.1416 | 328.8257 | 0.071177 | 0 | 0 | 0.14235
2017-01-13 03:00 | 294.4905 | 0.87776 |  | 309.2341 | 0.028683 | 0 | 0 | 0.057366 | 317.9239 | 0.047531 | 0 | 0 | 0.095062 | 325.0337 | 0.062952 | 0 | 0 | 0.1259 | 325.297 | 0.063524 | 0 | 0 | 0.12705 | 325.4726 | 0.063904 | 0 | 0 | 0.12781 | 325.7359 | 0.064476 | 0 | 0 | 0.12895 | 325.9993 | 0.065047 | 0 | 0 | 0.13009 | 326.2626 | 0.065618 | 0 | 0 | 0.13124 | 326.6137 | 0.066379 | 0 | 0 | 0.13276 | 326.877 | 0.066951 | 0 | 0 | 0.1339 | 327.0526 | 0.067331 | 0 | 0 | 0.13466 | 327.3159 | 0.067902 | 0 | 0 | 0.1358 | 327.4914 | 0.068283 | 0 | 0 | 0.13657 | 327.7548 | 0.068854 | 0 | 0 | 0.13771 | 328.0181 | 0.069426 | 0 | 0 | 0.13885 | 328.1936 | 0.069806 | 0 | 0 | 0.13961 | 328.457 | 0.070377 | 0 | 0 | 0.14075 | 328.7203 | 0.070949 | 0 | 0 | 0.1419 | 328.8081 | 0.071139 | 0 | 0 | 0.14228 | 329.0714 | 0.07171 | 0 | 0 | 0.14342 | 329.3347 | 0.072281 | 0 | 0 | 0.14456 | 329.5103 | 0.072662 | 0 | 0 | 0.14532 | 329.7736 | 0.073233 | 0 | 0 | 0.14647 | 329.9492 | 0.073614 | 0 | 0 | 0.14723 | 330.1247 | 0.073995 | 0 | 0 | 0.14799
2017-01-13 04:00 | 294.382 | 0.87743 |  | 309.1201 | 0.028436 | 0 | 0 | 0.056872 | 317.8067 | 0.047277 | 0 | 0 | 0.094554 | 324.9139 | 0.062693 | 0 | 0 | 0.12539 | 325.1772 | 0.063264 | 0 | 0 | 0.12653 | 325.3527 | 0.063644 | 0 | 0 | 0.12729 | 325.6159 | 0.064215 | 0 | 0 | 0.12843 | 325.8791 | 0.064786 | 0 | 0 | 0.12957 | 326.1423 | 0.065357 | 0 | 0 | 0.13071 | 326.4933 | 0.066118 | 0 | 0 | 0.13224 | 326.7565 | 0.066689 | 0 | 0 | 0.13338 | 326.932 | 0.06707 | 0 | 0 | 0.13414 | 327.1953 | 0.067641 | 0 | 0 | 0.13528 | 327.3708 | 0.068021 | 0 | 0 | 0.13604 | 327.634 | 0.068592 | 0 | 0 | 0.13718 | 327.8972 | 0.069163 | 0 | 0 | 0.13833 | 328.0727 | 0.069544 | 0 | 0 | 0.13909 | 328.3359 | 0.070115 | 0 | 0 | 0.14023 | 328.5992 | 0.070686 | 0 | 0 | 0.14137 | 328.6869 | 0.070876 | 0 | 0 | 0.14175 | 328.9501 | 0.071447 | 0 | 0 | 0.14289 | 329.2134 | 0.072018 | 0 | 0 | 0.14404 | 329.3889 | 0.072399 | 0 | 0 | 0.1448 | 329.6521 | 0.07297 | 0 | 0 | 0.14594 | 329.8276 | 0.07335 | 0 | 0 | 0.1467 | 330.0031 | 0.073731 | 0 | 0 | 0.14746
2017-01-13 05:00 | 296.849 | 0.88479 |  | 311.7107 | 0.034055 | 0 | 0 | 0.068109 | 320.4701 | 0.053054 | 0 | 0 | 0.10611 | 327.6368 | 0.068599 | 0 | 0 | 0.1372 | 327.9023 | 0.069174 | 0 | 0 | 0.13835 | 328.0792 | 0.069558 | 0 | 0 | 0.13912 | 328.3447 | 0.070134 | 0 | 0 | 0.14027 | 328.6101 | 0.07071 | 0 | 0 | 0.14142 | 328.8755 | 0.071285 | 0 | 0 | 0.14257 | 329.2295 | 0.072053 | 0 | 0 | 0.14411 | 329.4949 | 0.072629 | 0 | 0 | 0.14526 | 329.6719 | 0.073013 | 0 | 0 | 0.14603 | 329.9373 | 0.073588 | 0 | 0 | 0.14718 | 330.1142 | 0.073972 | 0 | 0 | 0.14794 | 330.3797 | 0.074548 | 0 | 0 | 0.1491 | 330.6451 | 0.075124 | 0 | 0 | 0.15025 | 330.8221 | 0.075507 | 0 | 0 | 0.15101 | 331.0875 | 0.076083 | 0 | 0 | 0.15217 | 331.3529 | 0.076659 | 0 | 0 | 0.15332 | 331.4414 | 0.076851 | 0 | 0 | 0.1537 | 331.7069 | 0.077426 | 0 | 0 | 0.15485 | 331.9723 | 0.078002 | 0 | 0 | 0.156 | 332.1493 | 0.078386 | 0 | 0 | 0.15677 | 332.4147 | 0.078962 | 0 | 0 | 0.15792 | 332.5916 | 0.079346 | 0 | 0 | 0.15869 | 332.7686 | 0.079729 | 0 | 0 | 0.15946
2017-01-13 06:00 | 303.0046 | 0.90313 |  | 318.1744 | 0.048075 | 0 | 0 | 0.096149 | 327.1155 | 0.067468 | 0 | 0 | 0.13494 | 334.4308 | 0.083335 | 0 | 0 | 0.16667 | 334.7018 | 0.083922 | 0 | 0 | 0.16784 | 334.8824 | 0.084314 | 0 | 0 | 0.16863 | 335.1534 | 0.084902 | 0 | 0 | 0.1698 | 335.4243 | 0.08549 | 0 | 0 | 0.17098 | 335.6952 | 0.086077 | 0 | 0 | 0.17215 | 336.0565 | 0.086861 | 0 | 0 | 0.17372 | 336.3274 | 0.087449 | 0 | 0 | 0.1749 | 336.5081 | 0.08784 | 0 | 0 | 0.17568 | 336.779 | 0.088428 | 0 | 0 | 0.17686 | 336.9596 | 0.08882 | 0 | 0 | 0.17764 | 337.2306 | 0.089407 | 0 | 0 | 0.17881 | 337.5015 | 0.089995 | 0 | 0 | 0.17999 | 337.6821 | 0.090387 | 0 | 0 | 0.18077 | 337.9531 | 0.090975 | 0 | 0 | 0.18195 | 338.224 | 0.091562 | 0 | 0 | 0.18312 | 338.3143 | 0.091758 | 0 | 0 | 0.18352 | 338.5853 | 0.092346 | 0 | 0 | 0.18469 | 338.8562 | 0.092933 | 0 | 0 | 0.18587 | 339.0368 | 0.093325 | 0 | 0 | 0.18665 | 339.3078 | 0.093913 | 0 | 0 | 0.18783 | 339.4884 | 0.094305 | 0 | 0 | 0.18861 | 339.669 | 0.094696 | 0 | 0 | 0.18939
2017-01-13 07:00 | 301.9777 | 0.90007 |  | 317.0962 | 0.045736 | 0 | 0 | 0.091472 | 326.0069 | 0.065063 | 0 | 0 | 0.13013 | 333.2975 | 0.080877 | 0 | 0 | 0.16175 | 333.5675 | 0.081462 | 0 | 0 | 0.16292 | 333.7475 | 0.081853 | 0 | 0 | 0.16371 | 334.0176 | 0.082438 | 0 | 0 | 0.16488 | 334.2876 | 0.083024 | 0 | 0 | 0.16605 | 334.5576 | 0.08361 | 0 | 0 | 0.16722 | 334.9176 | 0.084391 | 0 | 0 | 0.16878 | 335.1877 | 0.084976 | 0 | 0 | 0.16995 | 335.3677 | 0.085367 | 0 | 0 | 0.17073 | 335.6377 | 0.085952 | 0 | 0 | 0.1719 | 335.8177 | 0.086343 | 0 | 0 | 0.17269 | 336.0877 | 0.086929 | 0 | 0 | 0.17386 | 336.3578 | 0.087514 | 0 | 0 | 0.17503 | 336.5378 | 0.087905 | 0 | 0 | 0.17581 | 336.8078 | 0.08849 | 0 | 0 | 0.17698 | 337.0778 | 0.089076 | 0 | 0 | 0.17815 | 337.1678 | 0.089271 | 0 | 0 | 0.17854 | 337.4378 | 0.089857 | 0 | 0 | 0.17971 | 337.7079 | 0.090443 | 0 | 0 | 0.18089 | 337.8879 | 0.090833 | 0 | 0 | 0.18167 | 338.1579 | 0.091419 | 0 | 0 | 0.18284 | 338.3379 | 0.091809 | 0 | 0 | 0.18362 | 338.5179 | 0.0922 | 0 | 0 | 0.1844
2017-01-13 08:00 | 295.2565 | 0.88004 |  | 310.0384 | 0.030428 | 0 | 0 | 0.060855 | 318.7508 | 0.049325 | 0 | 0 | 0.09865 | 325.8792 | 0.064786 | 0 | 0 | 0.12957 | 326.1432 | 0.065359 | 0 | 0 | 0.13072 | 326.3192 | 0.065741 | 0 | 0 | 0.13148 | 326.5832 | 0.066313 | 0 | 0 | 0.13263 | 326.8472 | 0.066886 | 0 | 0 | 0.13377 | 327.1112 | 0.067459 | 0 | 0 | 0.13492 | 327.4632 | 0.068222 | 0 | 0 | 0.13644 | 327.7273 | 0.068795 | 0 | 0 | 0.13759 | 327.9033 | 0.069176 | 0 | 0 | 0.13835 | 328.1673 | 0.069749 | 0 | 0 | 0.1395 | 328.3433 | 0.070131 | 0 | 0 | 0.14026 | 328.6073 | 0.070704 | 0 | 0 | 0.14141 | 328.8713 | 0.071276 | 0 | 0 | 0.14255 | 329.0473 | 0.071658 | 0 | 0 | 0.14332 | 329.3113 | 0.072231 | 0 | 0 | 0.14446 | 329.5753 | 0.072803 | 0 | 0 | 0.14561 | 329.6633 | 0.072994 | 0 | 0 | 0.14599 | 329.9274 | 0.073567 | 0 | 0 | 0.14713 | 330.1914 | 0.074139 | 0 | 0 | 0.14828 | 330.3674 | 0.074521 | 0 | 0 | 0.14904 | 330.6314 | 0.075094 | 0 | 0 | 0.15019 | 330.8074 | 0.075476 | 0 | 0 | 0.15095 | 330.9834 | 0.075857 | 0 | 0 | 0.15171
2017-01-13 09:00 | 289.1543 | 0.86185 |  | 303.6307 | 0.016529 | 0 | 0 | 0.033059 | 312.1631 | 0.035036 | 0 | 0 | 0.070072 | 319.1441 | 0.050178 | 0 | 0 | 0.10036 | 319.4026 | 0.050739 | 0 | 0 | 0.10148 | 319.575 | 0.051113 | 0 | 0 | 0.10223 | 319.8336 | 0.051673 | 0 | 0 | 0.10335 | 320.0921 | 0.052234 | 0 | 0 | 0.10447 | 320.3507 | 0.052795 | 0 | 0 | 0.10559 | 320.6954 | 0.053543 | 0 | 0 | 0.10709 | 320.954 | 0.054104 | 0 | 0 | 0.10821 | 321.1264 | 0.054477 | 0 | 0 | 0.10895 | 321.3849 | 0.055038 | 0 | 0 | 0.11008 | 321.5573 | 0.055412 | 0 | 0 | 0.11082 | 321.8158 | 0.055973 | 0 | 0 | 0.11195 | 322.0744 | 0.056534 | 0 | 0 | 0.11307 | 322.2468 | 0.056908 | 0 | 0 | 0.11382 | 322.5053 | 0.057468 | 0 | 0 | 0.11494 | 322.7639 | 0.058029 | 0 | 0 | 0.11606 | 322.8501 | 0.058216 | 0 | 0 | 0.11643 | 323.1086 | 0.058777 | 0 | 0 | 0.11755 | 323.3672 | 0.059338 | 0 | 0 | 0.11868 | 323.5395 | 0.059712 | 0 | 0 | 0.11942 | 323.7981 | 0.060272 | 0 | 0 | 0.12054 | 323.9705 | 0.060646 | 0 | 0 | 0.12129 | 324.1428 | 0.06102 | 0 | 0 | 0.12204
2017-01-13 10:00 | 281.0934 | 0.83783 |  | 295.1663 | 0 | 0 | 0 | 0 | 303.4608 | 0.016161 | 0 | 0 | 0.032322 | 310.2472 | 0.03088 | 0 | 0 | 0.061761 | 310.4985 | 0.031426 | 0 | 0 | 0.062851 | 310.6661 | 0.031789 | 0 | 0 | 0.063578 | 310.9175 | 0.032334 | 0 | 0 | 0.064669 | 311.1688 | 0.032879 | 0 | 0 | 0.065759 | 311.4202 | 0.033425 | 0 | 0 | 0.066849 | 311.7553 | 0.034152 | 0 | 0 | 0.068303 | 312.0066 | 0.034697 | 0 | 0 | 0.069393 | 312.1742 | 0.03506 | 0 | 0 | 0.07012 | 312.4255 | 0.035605 | 0 | 0 | 0.071211 | 312.5931 | 0.035969 | 0 | 0 | 0.071938 | 312.8445 | 0.036514 | 0 | 0 | 0.073028 | 313.0958 | 0.037059 | 0 | 0 | 0.074118 | 313.2634 | 0.037423 | 0 | 0 | 0.074845 | 313.5147 | 0.037968 | 0 | 0 | 0.075935 | 313.7661 | 0.038513 | 0 | 0 | 0.077026 | 313.8498 | 0.038695 | 0 | 0 | 0.077389 | 314.1012 | 0.03924 | 0 | 0 | 0.07848 | 314.3525 | 0.039785 | 0 | 0 | 0.07957 | 314.5201 | 0.040148 | 0 | 0 | 0.080297 | 314.7715 | 0.040694 | 0 | 0 | 0.081387 | 314.939 | 0.041057 | 0 | 0 | 0.082114 | 315.1066 | 0.04142 | 0 | 0 | 0.082841
2017-01-13 11:00 | 276.1468 | 0.82308 |  | 289.972 | 0 | 0 | 0 | 0 | 298.1206 | 0.0045778 | 0 | 0 | 0.0091556 | 304.7875 | 0.019038 | 0 | 0 | 0.038077 | 305.0345 | 0.019574 | 0 | 0 | 0.039148 | 305.1991 | 0.019931 | 0 | 0 | 0.039862 | 305.446 | 0.020467 | 0 | 0 | 0.040933 | 305.6929 | 0.021002 | 0 | 0 | 0.042005 | 305.9399 | 0.021538 | 0 | 0 | 0.043076 | 306.2691 | 0.022252 | 0 | 0 | 0.044504 | 306.516 | 0.022788 | 0 | 0 | 0.045575 | 306.6806 | 0.023145 | 0 | 0 | 0.046289 | 306.9276 | 0.02368 | 0 | 0 | 0.04736 | 307.0922 | 0.024037 | 0 | 0 | 0.048074 | 307.3391 | 0.024573 | 0 | 0 | 0.049146 | 307.586 | 0.025108 | 0 | 0 | 0.050217 | 307.7506 | 0.025465 | 0 | 0 | 0.050931 | 307.9976 | 0.026001 | 0 | 0 | 0.052002 | 308.2445 | 0.026537 | 0 | 0 | 0.053073 | 308.3268 | 0.026715 | 0 | 0 | 0.05343 | 308.5737 | 0.027251 | 0 | 0 | 0.054501 | 308.8206 | 0.027786 | 0 | 0 | 0.055573 | 308.9853 | 0.028143 | 0 | 0 | 0.056287 | 309.2322 | 0.028679 | 0 | 0 | 0.057358 | 309.3968 | 0.029036 | 0 | 0 | 0.058072 | 309.5614 | 0.029393 | 0 | 0 | 0.058786
2017-01-13 12:00 | 275.1827 | 0.82021 |  | 288.9597 | 0 | 0 | 0 | 0 | 297.0797 | 0.0023203 | 0 | 0 | 0.0046405 | 303.7234 | 0.01673 | 0 | 0 | 0.033461 | 303.9695 | 0.017264 | 0 | 0 | 0.034528 | 304.1335 | 0.01762 | 0 | 0 | 0.03524 | 304.3796 | 0.018154 | 0 | 0 | 0.036307 | 304.6257 | 0.018687 | 0 | 0 | 0.037375 | 304.8717 | 0.019221 | 0 | 0 | 0.038442 | 305.1998 | 0.019933 | 0 | 0 | 0.039865 | 305.4459 | 0.020466 | 0 | 0 | 0.040933 | 305.6099 | 0.020822 | 0 | 0 | 0.041644 | 305.856 | 0.021356 | 0 | 0 | 0.042712 | 306.02 | 0.021712 | 0 | 0 | 0.043423 | 306.2661 | 0.022245 | 0 | 0 | 0.044491 | 306.5121 | 0.022779 | 0 | 0 | 0.045558 | 306.6762 | 0.023135 | 0 | 0 | 0.04627 | 306.9222 | 0.023669 | 0 | 0 | 0.047337 | 307.1683 | 0.024202 | 0 | 0 | 0.048405 | 307.2503 | 0.02438 | 0 | 0 | 0.048761 | 307.4964 | 0.024914 | 0 | 0 | 0.049828 | 307.7425 | 0.025448 | 0 | 0 | 0.050895 | 307.9065 | 0.025804 | 0 | 0 | 0.051607 | 308.1526 | 0.026337 | 0 | 0 | 0.052674 | 308.3166 | 0.026693 | 0 | 0 | 0.053386 | 308.4806 | 0.027049 | 0 | 0 | 0.054098
2017-01-13 13:00 | 281.9017 | 0.84024 |  | 296.015 | 1.0919e-05 | 0 | 0 | 2.1838e-05 | 304.3334 | 0.018053 | 0 | 0 | 0.036107 | 311.1393 | 0.032815 | 0 | 0 | 0.065631 | 311.3913 | 0.033362 | 0 | 0 | 0.066724 | 311.5594 | 0.033727 | 0 | 0 | 0.067453 | 311.8115 | 0.034273 | 0 | 0 | 0.068547 | 312.0635 | 0.03482 | 0 | 0 | 0.06964 | 312.3156 | 0.035367 | 0 | 0 | 0.070734 | 312.6517 | 0.036096 | 0 | 0 | 0.072192 | 312.9038 | 0.036643 | 0 | 0 | 0.073285 | 313.0718 | 0.037007 | 0 | 0 | 0.074014 | 313.3239 | 0.037554 | 0 | 0 | 0.075108 | 313.4919 | 0.037918 | 0 | 0 | 0.075837 | 313.744 | 0.038465 | 0 | 0 | 0.07693 | 313.9961 | 0.039012 | 0 | 0 | 0.078024 | 314.1641 | 0.039376 | 0 | 0 | 0.078753 | 314.4162 | 0.039923 | 0 | 0 | 0.079846 | 314.6683 | 0.04047 | 0 | 0 | 0.08094 | 314.7523 | 0.040652 | 0 | 0 | 0.081304 | 315.0044 | 0.041199 | 0 | 0 | 0.082398 | 315.2564 | 0.041746 | 0 | 0 | 0.083491 | 315.4245 | 0.04211 | 0 | 0 | 0.08422 | 315.6765 | 0.042657 | 0 | 0 | 0.085313 | 315.8446 | 0.043021 | 0 | 0 | 0.086042 | 316.0126 | 0.043386 | 0 | 0 | 0.086771
2017-01-13 14:00 | 278.9365 | 0.8314 |  | 292.9014 | 0 | 0 | 0 | 0 | 301.1322 | 0.01111 | 0 | 0 | 0.02222 | 307.8665 | 0.025717 | 0 | 0 | 0.051434 | 308.1159 | 0.026258 | 0 | 0 | 0.052516 | 308.2822 | 0.026618 | 0 | 0 | 0.053237 | 308.5316 | 0.027159 | 0 | 0 | 0.054319 | 308.781 | 0.0277 | 0 | 0 | 0.055401 | 309.0305 | 0.028241 | 0 | 0 | 0.056483 | 309.363 | 0.028963 | 0 | 0 | 0.057925 | 309.6124 | 0.029504 | 0 | 0 | 0.059007 | 309.7787 | 0.029864 | 0 | 0 | 0.059729 | 310.0281 | 0.030405 | 0 | 0 | 0.060811 | 310.1944 | 0.030766 | 0 | 0 | 0.061532 | 310.4438 | 0.031307 | 0 | 0 | 0.062614 | 310.6933 | 0.031848 | 0 | 0 | 0.063696 | 310.8595 | 0.032209 | 0 | 0 | 0.064417 | 311.109 | 0.03275 | 0 | 0 | 0.065499 | 311.3584 | 0.033291 | 0 | 0 | 0.066581 | 311.4415 | 0.033471 | 0 | 0 | 0.066942 | 311.6909 | 0.034012 | 0 | 0 | 0.068024 | 311.9404 | 0.034553 | 0 | 0 | 0.069106 | 312.1066 | 0.034914 | 0 | 0 | 0.069827 | 312.3561 | 0.035455 | 0 | 0 | 0.070909 | 312.5223 | 0.035815 | 0 | 0 | 0.071631 | 312.6886 | 0.036176 | 0 | 0 | 0.072352
2017-01-13 15:00 | 274.9389 | 0.81948 |  | 288.7036 | 0 | 0 | 0 | 0 | 296.8165 | 0.0017493 | 0 | 0 | 0.0034987 | 303.4543 | 0.016147 | 0 | 0 | 0.032293 | 303.7002 | 0.01668 | 0 | 0 | 0.03336 | 303.8641 | 0.017035 | 0 | 0 | 0.034071 | 304.1099 | 0.017569 | 0 | 0 | 0.035137 | 304.3558 | 0.018102 | 0 | 0 | 0.036204 | 304.6016 | 0.018635 | 0 | 0 | 0.03727 | 304.9294 | 0.019346 | 0 | 0 | 0.038692 | 305.1752 | 0.019879 | 0 | 0 | 0.039759 | 305.3391 | 0.020235 | 0 | 0 | 0.04047 | 305.585 | 0.020768 | 0 | 0 | 0.041536 | 305.7489 | 0.021124 | 0 | 0 | 0.042247 | 305.9947 | 0.021657 | 0 | 0 | 0.043314 | 306.2406 | 0.02219 | 0 | 0 | 0.04438 | 306.4045 | 0.022546 | 0 | 0 | 0.045091 | 306.6503 | 0.023079 | 0 | 0 | 0.046158 | 306.8962 | 0.023612 | 0 | 0 | 0.047224 | 306.9781 | 0.02379 | 0 | 0 | 0.04758 | 307.2239 | 0.024323 | 0 | 0 | 0.048646 | 307.4698 | 0.024856 | 0 | 0 | 0.049713 | 307.6337 | 0.025212 | 0 | 0 | 0.050424 | 307.8795 | 0.025745 | 0 | 0 | 0.05149 | 308.0434 | 0.026101 | 0 | 0 | 0.052201 | 308.2073 | 0.026456 | 0 | 0 | 0.052912
2017-01-13 16:00 | 276.8448 | 0.82516 |  | 290.705 | 0 | 0 | 0 | 0 | 298.8741 | 0.0062123 | 0 | 0 | 0.012425 | 305.5579 | 0.020709 | 0 | 0 | 0.041419 | 305.8055 | 0.021246 | 0 | 0 | 0.042493 | 305.9705 | 0.021604 | 0 | 0 | 0.043209 | 306.2181 | 0.022141 | 0 | 0 | 0.044283 | 306.4656 | 0.022678 | 0 | 0 | 0.045357 | 306.7132 | 0.023215 | 0 | 0 | 0.04643 | 307.0432 | 0.023931 | 0 | 0 | 0.047862 | 307.2908 | 0.024468 | 0 | 0 | 0.048936 | 307.4558 | 0.024826 | 0 | 0 | 0.049652 | 307.7034 | 0.025363 | 0 | 0 | 0.050726 | 307.8684 | 0.025721 | 0 | 0 | 0.051442 | 308.116 | 0.026258 | 0 | 0 | 0.052516 | 308.3635 | 0.026795 | 0 | 0 | 0.053589 | 308.5285 | 0.027153 | 0 | 0 | 0.054305 | 308.7761 | 0.02769 | 0 | 0 | 0.055379 | 309.0236 | 0.028227 | 0 | 0 | 0.056453 | 309.1062 | 0.028406 | 0 | 0 | 0.056811 | 309.3537 | 0.028942 | 0 | 0 | 0.057885 | 309.6012 | 0.029479 | 0 | 0 | 0.058959 | 309.7663 | 0.029837 | 0 | 0 | 0.059675 | 310.0138 | 0.030374 | 0 | 0 | 0.060749 | 310.1789 | 0.030732 | 0 | 0 | 0.061465 | 310.3439 | 0.03109 | 0 | 0 | 0.06218
2017-01-13 17:00 | 290.1318 | 0.86477 |  | 304.6572 | 0.018756 | 0 | 0 | 0.037511 | 313.2183 | 0.037325 | 0 | 0 | 0.07465 | 320.2229 | 0.052518 | 0 | 0 | 0.10504 | 320.4824 | 0.053081 | 0 | 0 | 0.10616 | 320.6553 | 0.053456 | 0 | 0 | 0.10691 | 320.9148 | 0.054018 | 0 | 0 | 0.10804 | 321.1742 | 0.054581 | 0 | 0 | 0.10916 | 321.4336 | 0.055144 | 0 | 0 | 0.11029 | 321.7795 | 0.055894 | 0 | 0 | 0.11179 | 322.039 | 0.056457 | 0 | 0 | 0.11291 | 322.2119 | 0.056832 | 0 | 0 | 0.11366 | 322.4713 | 0.057395 | 0 | 0 | 0.11479 | 322.6443 | 0.05777 | 0 | 0 | 0.11554 | 322.9037 | 0.058332 | 0 | 0 | 0.11666 | 323.1631 | 0.058895 | 0 | 0 | 0.11779 | 323.3361 | 0.05927 | 0 | 0 | 0.11854 | 323.5955 | 0.059833 | 0 | 0 | 0.11967 | 323.855 | 0.060396 | 0 | 0 | 0.12079 | 323.9414 | 0.060583 | 0 | 0 | 0.12117 | 324.2009 | 0.061146 | 0 | 0 | 0.12229 | 324.4603 | 0.061709 | 0 | 0 | 0.12342 | 324.6333 | 0.062084 | 0 | 0 | 0.12417 | 324.8927 | 0.062647 | 0 | 0 | 0.12529 | 325.0656 | 0.063022 | 0 | 0 | 0.12604 | 325.2386 | 0.063397 | 0 | 0 | 0.12679
2017-01-13 18:00 | 297.2553 | 0.886 |  | 312.1373 | 0.03498 | 0 | 0 | 0.06996 | 320.9087 | 0.054005 | 0 | 0 | 0.10801 | 328.0852 | 0.069571 | 0 | 0 | 0.13914 | 328.351 | 0.070148 | 0 | 0 | 0.1403 | 328.5282 | 0.070532 | 0 | 0 | 0.14106 | 328.794 | 0.071109 | 0 | 0 | 0.14222 | 329.0598 | 0.071685 | 0 | 0 | 0.14337 | 329.3256 | 0.072262 | 0 | 0 | 0.14452 | 329.68 | 0.07303 | 0 | 0 | 0.14606 | 329.9458 | 0.073607 | 0 | 0 | 0.14721 | 330.123 | 0.073991 | 0 | 0 | 0.14798 | 330.3888 | 0.074568 | 0 | 0 | 0.14914 | 330.566 | 0.074952 | 0 | 0 | 0.1499 | 330.8318 | 0.075529 | 0 | 0 | 0.15106 | 331.0976 | 0.076105 | 0 | 0 | 0.15221 | 331.2748 | 0.076489 | 0 | 0 | 0.15298 | 331.5406 | 0.077066 | 0 | 0 | 0.15413 | 331.8064 | 0.077642 | 0 | 0 | 0.15528 | 331.895 | 0.077835 | 0 | 0 | 0.15567 | 332.1608 | 0.078411 | 0 | 0 | 0.15682 | 332.4266 | 0.078988 | 0 | 0 | 0.15798 | 332.6038 | 0.079372 | 0 | 0 | 0.15874 | 332.8696 | 0.079949 | 0 | 0 | 0.1599 | 333.0468 | 0.080333 | 0 | 0 | 0.16067 | 333.224 | 0.080717 | 0 | 0 | 0.16143
2017-01-13 19:00 | 300.6961 | 0.89625 |  | 315.7504 | 0.042817 | 0 | 0 | 0.085634 | 324.6233 | 0.062062 | 0 | 0 | 0.12412 | 331.883 | 0.077808 | 0 | 0 | 0.15562 | 332.1518 | 0.078392 | 0 | 0 | 0.15678 | 332.3311 | 0.07878 | 0 | 0 | 0.15756 | 332.6 | 0.079364 | 0 | 0 | 0.15873 | 332.8688 | 0.079947 | 0 | 0 | 0.15989 | 333.1377 | 0.08053 | 0 | 0 | 0.16106 | 333.4962 | 0.081308 | 0 | 0 | 0.16262 | 333.7651 | 0.081891 | 0 | 0 | 0.16378 | 333.9443 | 0.08228 | 0 | 0 | 0.16456 | 334.2132 | 0.082863 | 0 | 0 | 0.16573 | 334.3925 | 0.083252 | 0 | 0 | 0.1665 | 334.6613 | 0.083835 | 0 | 0 | 0.16767 | 334.9302 | 0.084418 | 0 | 0 | 0.16884 | 335.1095 | 0.084807 | 0 | 0 | 0.16961 | 335.3784 | 0.08539 | 0 | 0 | 0.17078 | 335.6472 | 0.085973 | 0 | 0 | 0.17195 | 335.7369 | 0.086168 | 0 | 0 | 0.17234 | 336.0057 | 0.086751 | 0 | 0 | 0.1735 | 336.2746 | 0.087334 | 0 | 0 | 0.17467 | 336.4539 | 0.087723 | 0 | 0 | 0.17545 | 336.7227 | 0.088306 | 0 | 0 | 0.17661 | 336.902 | 0.088695 | 0 | 0 | 0.17739 | 337.0812 | 0.089084 | 0 | 0 | 0.17817
2017-01-13 20:00 | 300.1127 | 0.89452 |  | 315.1378 | 0.041488 | 0 | 0 | 0.082976 | 323.9935 | 0.060696 | 0 | 0 | 0.12139 | 331.2391 | 0.076412 | 0 | 0 | 0.15282 | 331.5074 | 0.076994 | 0 | 0 | 0.15399 | 331.6863 | 0.077382 | 0 | 0 | 0.15476 | 331.9547 | 0.077964 | 0 | 0 | 0.15593 | 332.223 | 0.078546 | 0 | 0 | 0.15709 | 332.4914 | 0.079128 | 0 | 0 | 0.15826 | 332.8492 | 0.079904 | 0 | 0 | 0.15981 | 333.1176 | 0.080486 | 0 | 0 | 0.16097 | 333.2965 | 0.080874 | 0 | 0 | 0.16175 | 333.5648 | 0.081456 | 0 | 0 | 0.16291 | 333.7437 | 0.081844 | 0 | 0 | 0.16369 | 334.0121 | 0.082427 | 0 | 0 | 0.16485 | 334.2804 | 0.083009 | 0 | 0 | 0.16602 | 334.4593 | 0.083397 | 0 | 0 | 0.16679 | 334.7277 | 0.083979 | 0 | 0 | 0.16796 | 334.996 | 0.084561 | 0 | 0 | 0.16912 | 335.0855 | 0.084755 | 0 | 0 | 0.16951 | 335.3539 | 0.085337 | 0 | 0 | 0.17067 | 335.6222 | 0.085919 | 0 | 0 | 0.17184 | 335.8011 | 0.086307 | 0 | 0 | 0.17261 | 336.0695 | 0.086889 | 0 | 0 | 0.17378 | 336.2484 | 0.087277 | 0 | 0 | 0.17455 | 336.4273 | 0.087665 | 0 | 0 | 0.17533
2017-01-13 21:00 | 303.9585 | 0.90598 |  | 319.1761 | 0.050247 | 0 | 0 | 0.10049 | 328.1453 | 0.069701 | 0 | 0 | 0.1394 | 335.4837 | 0.085618 | 0 | 0 | 0.17124 | 335.7555 | 0.086208 | 0 | 0 | 0.17242 | 335.9367 | 0.086601 | 0 | 0 | 0.1732 | 336.2085 | 0.087191 | 0 | 0 | 0.17438 | 336.4803 | 0.08778 | 0 | 0 | 0.17556 | 336.7521 | 0.08837 | 0 | 0 | 0.17674 | 337.1145 | 0.089156 | 0 | 0 | 0.17831 | 337.3863 | 0.089745 | 0 | 0 | 0.17949 | 337.5675 | 0.090138 | 0 | 0 | 0.18028 | 337.8393 | 0.090728 | 0 | 0 | 0.18146 | 338.0205 | 0.091121 | 0 | 0 | 0.18224 | 338.2923 | 0.09171 | 0 | 0 | 0.18342 | 338.564 | 0.0923 | 0 | 0 | 0.1846 | 338.7452 | 0.092693 | 0 | 0 | 0.18539 | 339.017 | 0.093282 | 0 | 0 | 0.18656 | 339.2888 | 0.093872 | 0 | 0 | 0.18774 | 339.3794 | 0.094068 | 0 | 0 | 0.18814 | 339.6512 | 0.094658 | 0 | 0 | 0.18932 | 339.923 | 0.095247 | 0 | 0 | 0.19049 | 340.1042 | 0.09564 | 0 | 0 | 0.19128 | 340.376 | 0.09623 | 0 | 0 | 0.19246 | 340.5572 | 0.096623 | 0 | 0 | 0.19325 | 340.7384 | 0.097016 | 0 | 0 | 0.19403
2017-01-13 22:00 | 308.0921 | 0.9183 |  | 323.5166 | 0.059662 | 0 | 0 | 0.11932 | 332.6078 | 0.079381 | 0 | 0 | 0.15876 | 340.046 | 0.095514 | 0 | 0 | 0.19103 | 340.3215 | 0.096112 | 0 | 0 | 0.19222 | 340.5051 | 0.09651 | 0 | 0 | 0.19302 | 340.7806 | 0.097107 | 0 | 0 | 0.19421 | 341.0561 | 0.097705 | 0 | 0 | 0.19541 | 341.3316 | 0.098303 | 0 | 0 | 0.19661 | 341.6989 | 0.099099 | 0 | 0 | 0.1982 | 341.9744 | 0.099697 | 0 | 0 | 0.19939 | 342.1581 | 0.1001 | 0 | 0 | 0.20019 | 342.4336 | 0.10069 | 0 | 0 | 0.20139 | 342.6172 | 0.10109 | 0 | 0 | 0.20218 | 342.8927 | 0.10169 | 0 | 0 | 0.20338 | 343.1682 | 0.10229 | 0 | 0 | 0.20457 | 343.3519 | 0.10268 | 0 | 0 | 0.20537 | 343.6273 | 0.10328 | 0 | 0 | 0.20656 | 343.9028 | 0.10388 | 0 | 0 | 0.20776 | 343.9947 | 0.10408 | 0 | 0 | 0.20816 | 344.2701 | 0.10468 | 0 | 0 | 0.20935 | 344.5456 | 0.10527 | 0 | 0 | 0.21055 | 344.7293 | 0.10567 | 0 | 0 | 0.21134 | 345.0048 | 0.10627 | 0 | 0 | 0.21254 | 345.1884 | 0.10667 | 0 | 0 | 0.21334 | 345.3721 | 0.10707 | 0 | 0 | 0.21413
2017-01-13 23:00 | 316.4141 | 0.9431 |  | 332.2553 | 0.078616 | 0 | 0 | 0.15723 | 341.592 | 0.098867 | 0 | 0 | 0.19773 | 349.2312 | 0.11544 | 0 | 0 | 0.23087 | 349.5141 | 0.11605 | 0 | 0 | 0.2321 | 349.7027 | 0.11646 | 0 | 0 | 0.23292 | 349.9857 | 0.11707 | 0 | 0 | 0.23415 | 350.2686 | 0.11769 | 0 | 0 | 0.23537 | 350.5515 | 0.1183 | 0 | 0 | 0.2366 | 350.9288 | 0.11912 | 0 | 0 | 0.23824 | 351.2117 | 0.11973 | 0 | 0 | 0.23946 | 351.4003 | 0.12014 | 0 | 0 | 0.24028 | 351.6833 | 0.12076 | 0 | 0 | 0.24151 | 351.8719 | 0.12116 | 0 | 0 | 0.24233 | 352.1548 | 0.12178 | 0 | 0 | 0.24356 | 352.4377 | 0.12239 | 0 | 0 | 0.24478 | 352.6264 | 0.1228 | 0 | 0 | 0.2456 | 352.9093 | 0.12341 | 0 | 0 | 0.24683 | 353.1922 | 0.12403 | 0 | 0 | 0.24806 | 353.2865 | 0.12423 | 0 | 0 | 0.24847 | 353.5695 | 0.12485 | 0 | 0 | 0.24969 | 353.8524 | 0.12546 | 0 | 0 | 0.25092 | 354.041 | 0.12587 | 0 | 0 | 0.25174 | 354.3239 | 0.12648 | 0 | 0 | 0.25297 | 354.5126 | 0.12689 | 0 | 0 | 0.25378 | 354.7012 | 0.1273 | 0 | 0 | 0.2546
2017-01-14 | 311.2824 | 0.92781 |  | 326.8667 | 0.066928 | 0 | 0 | 0.13386 | 336.052 | 0.086851 | 0 | 0 | 0.1737 | 343.5672 | 0.10315 | 0 | 0 | 0.2063 | 343.8456 | 0.10376 | 0 | 0 | 0.20751 | 344.0311 | 0.10416 | 0 | 0 | 0.20832 | 344.3095 | 0.10476 | 0 | 0 | 0.20952 | 344.5878 | 0.10537 | 0 | 0 | 0.21073 | 344.8661 | 0.10597 | 0 | 0 | 0.21194 | 345.2373 | 0.10677 | 0 | 0 | 0.21355 | 345.5156 | 0.10738 | 0 | 0 | 0.21476 | 345.7012 | 0.10778 | 0 | 0 | 0.21556 | 345.9795 | 0.10838 | 0 | 0 | 0.21677 | 346.1651 | 0.10879 | 0 | 0 | 0.21757 | 346.4434 | 0.10939 | 0 | 0 | 0.21878 | 346.7218 | 0.10999 | 0 | 0 | 0.21999 | 346.9073 | 0.1104 | 0 | 0 | 0.22079 | 347.1857 | 0.111 | 0 | 0 | 0.222 | 347.464 | 0.1116 | 0 | 0 | 0.22321 | 347.5568 | 0.1118 | 0 | 0 | 0.22361 | 347.8351 | 0.11241 | 0 | 0 | 0.22482 | 348.1135 | 0.11301 | 0 | 0 | 0.22602 | 348.299 | 0.11341 | 0 | 0 | 0.22683 | 348.5774 | 0.11402 | 0 | 0 | 0.22804 | 348.7629 | 0.11442 | 0 | 0 | 0.22884 | 348.9485 | 0.11482 | 0 | 0 | 0.22965
2017-01-14 01:00 | 316.1089 | 0.94219 |  | 331.9348 | 0.077921 | 0 | 0 | 0.15584 | 341.2625 | 0.098153 | 0 | 0 | 0.19631 | 348.8942 | 0.11471 | 0 | 0 | 0.22941 | 349.1769 | 0.11532 | 0 | 0 | 0.23064 | 349.3653 | 0.11573 | 0 | 0 | 0.23146 | 349.648 | 0.11634 | 0 | 0 | 0.23268 | 349.9307 | 0.11695 | 0 | 0 | 0.23391 | 350.2133 | 0.11757 | 0 | 0 | 0.23513 | 350.5902 | 0.11838 | 0 | 0 | 0.23677 | 350.8728 | 0.119 | 0 | 0 | 0.238 | 351.0613 | 0.11941 | 0 | 0 | 0.23881 | 351.3439 | 0.12002 | 0 | 0 | 0.24004 | 351.5324 | 0.12043 | 0 | 0 | 0.24086 | 351.815 | 0.12104 | 0 | 0 | 0.24208 | 352.0977 | 0.12165 | 0 | 0 | 0.24331 | 352.2861 | 0.12206 | 0 | 0 | 0.24413 | 352.5688 | 0.12268 | 0 | 0 | 0.24535 | 352.8515 | 0.12329 | 0 | 0 | 0.24658 | 352.9457 | 0.12349 | 0 | 0 | 0.24699 | 353.2283 | 0.12411 | 0 | 0 | 0.24821 | 353.511 | 0.12472 | 0 | 0 | 0.24944 | 353.6994 | 0.12513 | 0 | 0 | 0.25026 | 353.9821 | 0.12574 | 0 | 0 | 0.25148 | 354.1705 | 0.12615 | 0 | 0 | 0.2523 | 354.359 | 0.12656 | 0 | 0 | 0.25312
2017-01-14 02:00 | 292.6721 | 0.87234 |  | 307.3246 | 0.024541 | 0 | 0 | 0.049083 | 315.9608 | 0.043273 | 0 | 0 | 0.086546 | 323.0267 | 0.058599 | 0 | 0 | 0.1172 | 323.2884 | 0.059167 | 0 | 0 | 0.11833 | 323.4629 | 0.059545 | 0 | 0 | 0.11909 | 323.7246 | 0.060113 | 0 | 0 | 0.12023 | 323.9863 | 0.060681 | 0 | 0 | 0.12136 | 324.248 | 0.061248 | 0 | 0 | 0.1225 | 324.5969 | 0.062005 | 0 | 0 | 0.12401 | 324.8586 | 0.062573 | 0 | 0 | 0.12515 | 325.0331 | 0.062951 | 0 | 0 | 0.1259 | 325.2948 | 0.063519 | 0 | 0 | 0.12704 | 325.4693 | 0.063897 | 0 | 0 | 0.12779 | 325.731 | 0.064465 | 0 | 0 | 0.12893 | 325.9927 | 0.065032 | 0 | 0 | 0.13006 | 326.1671 | 0.065411 | 0 | 0 | 0.13082 | 326.4288 | 0.065978 | 0 | 0 | 0.13196 | 326.6905 | 0.066546 | 0 | 0 | 0.13309 | 326.7778 | 0.066735 | 0 | 0 | 0.13347 | 327.0395 | 0.067303 | 0 | 0 | 0.13461 | 327.3012 | 0.067871 | 0 | 0 | 0.13574 | 327.4756 | 0.068249 | 0 | 0 | 0.1365 | 327.7373 | 0.068817 | 0 | 0 | 0.13763 | 327.9118 | 0.069195 | 0 | 0 | 0.13839 | 328.0863 | 0.069573 | 0 | 0 | 0.13915
2017-01-14 03:00 | 288.4712 | 0.85982 |  | 302.9134 | 0.014974 | 0 | 0 | 0.029947 | 311.4256 | 0.033436 | 0 | 0 | 0.066873 | 318.3901 | 0.048542 | 0 | 0 | 0.097085 | 318.6481 | 0.049102 | 0 | 0 | 0.098204 | 318.82 | 0.049475 | 0 | 0 | 0.09895 | 319.078 | 0.050034 | 0 | 0 | 0.10007 | 319.3359 | 0.050594 | 0 | 0 | 0.10119 | 319.5939 | 0.051153 | 0 | 0 | 0.10231 | 319.9378 | 0.051899 | 0 | 0 | 0.1038 | 320.1957 | 0.052459 | 0 | 0 | 0.10492 | 320.3677 | 0.052832 | 0 | 0 | 0.10566 | 320.6256 | 0.053391 | 0 | 0 | 0.10678 | 320.7976 | 0.053764 | 0 | 0 | 0.10753 | 321.0555 | 0.054324 | 0 | 0 | 0.10865 | 321.3135 | 0.054883 | 0 | 0 | 0.10977 | 321.4855 | 0.055256 | 0 | 0 | 0.11051 | 321.7434 | 0.055816 | 0 | 0 | 0.11163 | 322.0013 | 0.056375 | 0 | 0 | 0.11275 | 322.0873 | 0.056562 | 0 | 0 | 0.11312 | 322.3453 | 0.057121 | 0 | 0 | 0.11424 | 322.6032 | 0.057681 | 0 | 0 | 0.11536 | 322.7752 | 0.058054 | 0 | 0 | 0.11611 | 323.0331 | 0.058613 | 0 | 0 | 0.11723 | 323.2051 | 0.058986 | 0 | 0 | 0.11797 | 323.3771 | 0.059359 | 0 | 0 | 0.11872
2017-01-14 04:00 | 304.6898 | 0.90816 |  | 319.944 | 0.051913 | 0 | 0 | 0.10383 | 328.9348 | 0.071414 | 0 | 0 | 0.14283 | 336.2909 | 0.087369 | 0 | 0 | 0.17474 | 336.5633 | 0.08796 | 0 | 0 | 0.17592 | 336.745 | 0.088354 | 0 | 0 | 0.17671 | 337.0174 | 0.088945 | 0 | 0 | 0.17789 | 337.2898 | 0.089536 | 0 | 0 | 0.17907 | 337.5623 | 0.090127 | 0 | 0 | 0.18025 | 337.9256 | 0.090915 | 0 | 0 | 0.18183 | 338.198 | 0.091506 | 0 | 0 | 0.18301 | 338.3796 | 0.0919 | 0 | 0 | 0.1838 | 338.6521 | 0.092491 | 0 | 0 | 0.18498 | 338.8337 | 0.092885 | 0 | 0 | 0.18577 | 339.1062 | 0.093476 | 0 | 0 | 0.18695 | 339.3786 | 0.094067 | 0 | 0 | 0.18813 | 339.5602 | 0.09446 | 0 | 0 | 0.18892 | 339.8327 | 0.095051 | 0 | 0 | 0.1901 | 340.1051 | 0.095642 | 0 | 0 | 0.19128 | 340.196 | 0.095839 | 0 | 0 | 0.19168 | 340.4684 | 0.09643 | 0 | 0 | 0.19286 | 340.7408 | 0.097021 | 0 | 0 | 0.19404 | 340.9225 | 0.097415 | 0 | 0 | 0.19483 | 341.1949 | 0.098006 | 0 | 0 | 0.19601 | 341.3766 | 0.0984 | 0 | 0 | 0.1968 | 341.5582 | 0.098794 | 0 | 0 | 0.19759
2017-01-14 05:00 | 309.8182 | 0.92344 |  | 325.3292 | 0.063593 | 0 | 0 | 0.12719 | 334.4712 | 0.083422 | 0 | 0 | 0.16684 | 341.9511 | 0.099646 | 0 | 0 | 0.19929 | 342.2282 | 0.10025 | 0 | 0 | 0.20049 | 342.4129 | 0.10065 | 0 | 0 | 0.2013 | 342.6899 | 0.10125 | 0 | 0 | 0.2025 | 342.9669 | 0.10185 | 0 | 0 | 0.2037 | 343.244 | 0.10245 | 0 | 0 | 0.2049 | 343.6133 | 0.10325 | 0 | 0 | 0.2065 | 343.8904 | 0.10385 | 0 | 0 | 0.20771 | 344.0751 | 0.10425 | 0 | 0 | 0.20851 | 344.3521 | 0.10485 | 0 | 0 | 0.20971 | 344.5368 | 0.10525 | 0 | 0 | 0.21051 | 344.8138 | 0.10586 | 0 | 0 | 0.21171 | 345.0908 | 0.10646 | 0 | 0 | 0.21291 | 345.2755 | 0.10686 | 0 | 0 | 0.21371 | 345.5526 | 0.10746 | 0 | 0 | 0.21492 | 345.8296 | 0.10806 | 0 | 0 | 0.21612 | 345.9219 | 0.10826 | 0 | 0 | 0.21652 | 346.199 | 0.10886 | 0 | 0 | 0.21772 | 346.476 | 0.10946 | 0 | 0 | 0.21892 | 346.6607 | 0.10986 | 0 | 0 | 0.21972 | 346.9377 | 0.11046 | 0 | 0 | 0.22092 | 347.1224 | 0.11086 | 0 | 0 | 0.22173 | 347.3071 | 0.11126 | 0 | 0 | 0.22253
2017-01-14 06:00 | 314.674 | 0.93792 |  | 330.4281 | 0.074653 | 0 | 0 | 0.14931 | 339.7134 | 0.094793 | 0 | 0 | 0.18959 | 347.3106 | 0.11127 | 0 | 0 | 0.22254 | 347.5919 | 0.11188 | 0 | 0 | 0.22376 | 347.7795 | 0.11229 | 0 | 0 | 0.22458 | 348.0609 | 0.1129 | 0 | 0 | 0.2258 | 348.3423 | 0.11351 | 0 | 0 | 0.22702 | 348.6236 | 0.11412 | 0 | 0 | 0.22824 | 348.9988 | 0.11493 | 0 | 0 | 0.22987 | 349.2802 | 0.11554 | 0 | 0 | 0.23109 | 349.4678 | 0.11595 | 0 | 0 | 0.2319 | 349.7491 | 0.11656 | 0 | 0 | 0.23312 | 349.9367 | 0.11697 | 0 | 0 | 0.23393 | 350.2181 | 0.11758 | 0 | 0 | 0.23515 | 350.4995 | 0.11819 | 0 | 0 | 0.23638 | 350.6871 | 0.11859 | 0 | 0 | 0.23719 | 350.9684 | 0.1192 | 0 | 0 | 0.23841 | 351.2498 | 0.11982 | 0 | 0 | 0.23963 | 351.3436 | 0.12002 | 0 | 0 | 0.24004 | 351.625 | 0.12063 | 0 | 0 | 0.24126 | 351.9063 | 0.12124 | 0 | 0 | 0.24248 | 352.0939 | 0.12165 | 0 | 0 | 0.24329 | 352.3753 | 0.12226 | 0 | 0 | 0.24451 | 352.5629 | 0.12266 | 0 | 0 | 0.24533 | 352.7505 | 0.12307 | 0 | 0 | 0.24614
2017-01-14 07:00 | 319.8338 | 0.9533 |  | 335.8462 | 0.086405 | 0 | 0 | 0.17281 | 345.2838 | 0.10687 | 0 | 0 | 0.21375 | 353.0055 | 0.12362 | 0 | 0 | 0.24725 | 353.2915 | 0.12424 | 0 | 0 | 0.24849 | 353.4822 | 0.12466 | 0 | 0 | 0.24931 | 353.7681 | 0.12528 | 0 | 0 | 0.25055 | 354.0541 | 0.1259 | 0 | 0 | 0.2518 | 354.3401 | 0.12652 | 0 | 0 | 0.25304 | 354.7214 | 0.12735 | 0 | 0 | 0.25469 | 355.0074 | 0.12797 | 0 | 0 | 0.25593 | 355.1981 | 0.12838 | 0 | 0 | 0.25676 | 355.4841 | 0.129 | 0 | 0 | 0.258 | 355.6747 | 0.12941 | 0 | 0 | 0.25883 | 355.9607 | 0.13003 | 0 | 0 | 0.26007 | 356.2467 | 0.13065 | 0 | 0 | 0.26131 | 356.4374 | 0.13107 | 0 | 0 | 0.26213 | 356.7234 | 0.13169 | 0 | 0 | 0.26337 | 357.0094 | 0.13231 | 0 | 0 | 0.26462 | 357.1047 | 0.13251 | 0 | 0 | 0.26503 | 357.3907 | 0.13313 | 0 | 0 | 0.26627 | 357.6767 | 0.13375 | 0 | 0 | 0.26751 | 357.8673 | 0.13417 | 0 | 0 | 0.26834 | 358.1533 | 0.13479 | 0 | 0 | 0.26958 | 358.344 | 0.1352 | 0 | 0 | 0.2704 | 358.5346 | 0.13562 | 0 | 0 | 0.27123
2017-01-14 08:00 | 314.361 | 0.93698 |  | 330.0994 | 0.07394 | 0 | 0 | 0.14788 | 339.3755 | 0.09406 | 0 | 0 | 0.18812 | 346.9651 | 0.11052 | 0 | 0 | 0.22104 | 347.2462 | 0.11113 | 0 | 0 | 0.22226 | 347.4336 | 0.11154 | 0 | 0 | 0.22308 | 347.7147 | 0.11215 | 0 | 0 | 0.22429 | 347.9958 | 0.11276 | 0 | 0 | 0.22551 | 348.2769 | 0.11337 | 0 | 0 | 0.22673 | 348.6517 | 0.11418 | 0 | 0 | 0.22836 | 348.9327 | 0.11479 | 0 | 0 | 0.22958 | 349.1201 | 0.1152 | 0 | 0 | 0.23039 | 349.4012 | 0.11581 | 0 | 0 | 0.23161 | 349.5886 | 0.11621 | 0 | 0 | 0.23242 | 349.8697 | 0.11682 | 0 | 0 | 0.23364 | 350.1508 | 0.11743 | 0 | 0 | 0.23486 | 350.3382 | 0.11784 | 0 | 0 | 0.23568 | 350.6193 | 0.11845 | 0 | 0 | 0.2369 | 350.9004 | 0.11906 | 0 | 0 | 0.23811 | 350.9941 | 0.11926 | 0 | 0 | 0.23852 | 351.2752 | 0.11987 | 0 | 0 | 0.23974 | 351.5563 | 0.12048 | 0 | 0 | 0.24096 | 351.7437 | 0.12089 | 0 | 0 | 0.24177 | 352.0248 | 0.1215 | 0 | 0 | 0.24299 | 352.2122 | 0.1219 | 0 | 0 | 0.24381 | 352.3996 | 0.12231 | 0 | 0 | 0.24462
2017-01-14 09:00 | 315.315 | 0.93983 |  | 331.1011 | 0.076113 | 0 | 0 | 0.15223 | 340.4054 | 0.096294 | 0 | 0 | 0.19259 | 348.018 | 0.11281 | 0 | 0 | 0.22561 | 348.3 | 0.11342 | 0 | 0 | 0.22683 | 348.4879 | 0.11382 | 0 | 0 | 0.22765 | 348.7699 | 0.11444 | 0 | 0 | 0.22887 | 349.0518 | 0.11505 | 0 | 0 | 0.2301 | 349.3338 | 0.11566 | 0 | 0 | 0.23132 | 349.7097 | 0.11647 | 0 | 0 | 0.23295 | 349.9917 | 0.11709 | 0 | 0 | 0.23417 | 350.1796 | 0.11749 | 0 | 0 | 0.23499 | 350.4616 | 0.11811 | 0 | 0 | 0.23621 | 350.6495 | 0.11851 | 0 | 0 | 0.23703 | 350.9315 | 0.11912 | 0 | 0 | 0.23825 | 351.2134 | 0.11974 | 0 | 0 | 0.23947 | 351.4014 | 0.12014 | 0 | 0 | 0.24029 | 351.6833 | 0.12076 | 0 | 0 | 0.24151 | 351.9653 | 0.12137 | 0 | 0 | 0.24273 | 352.0593 | 0.12157 | 0 | 0 | 0.24314 | 352.3412 | 0.12218 | 0 | 0 | 0.24436 | 352.6232 | 0.12279 | 0 | 0 | 0.24559 | 352.8111 | 0.1232 | 0 | 0 | 0.2464 | 353.0931 | 0.12381 | 0 | 0 | 0.24763 | 353.2811 | 0.12422 | 0 | 0 | 0.24844 | 353.469 | 0.12463 | 0 | 0 | 0.24926
2017-01-14 10:00 | 312.2608 | 0.93072 |  | 327.8941 | 0.069157 | 0 | 0 | 0.13831 | 337.1083 | 0.089142 | 0 | 0 | 0.17828 | 344.6471 | 0.10549 | 0 | 0 | 0.21099 | 344.9263 | 0.1061 | 0 | 0 | 0.2122 | 345.1125 | 0.1065 | 0 | 0 | 0.21301 | 345.3917 | 0.10711 | 0 | 0 | 0.21422 | 345.6709 | 0.10771 | 0 | 0 | 0.21543 | 345.9501 | 0.10832 | 0 | 0 | 0.21664 | 346.3224 | 0.10913 | 0 | 0 | 0.21826 | 346.6016 | 0.10973 | 0 | 0 | 0.21947 | 346.7878 | 0.11014 | 0 | 0 | 0.22027 | 347.067 | 0.11074 | 0 | 0 | 0.22149 | 347.2531 | 0.11115 | 0 | 0 | 0.22229 | 347.5324 | 0.11175 | 0 | 0 | 0.2235 | 347.8116 | 0.11236 | 0 | 0 | 0.22472 | 347.9977 | 0.11276 | 0 | 0 | 0.22552 | 348.2769 | 0.11337 | 0 | 0 | 0.22673 | 348.5562 | 0.11397 | 0 | 0 | 0.22795 | 348.6492 | 0.11417 | 0 | 0 | 0.22835 | 348.9285 | 0.11478 | 0 | 0 | 0.22956 | 349.2077 | 0.11539 | 0 | 0 | 0.23077 | 349.3938 | 0.11579 | 0 | 0 | 0.23158 | 349.673 | 0.1164 | 0 | 0 | 0.23279 | 349.8592 | 0.1168 | 0 | 0 | 0.2336 | 350.0453 | 0.1172 | 0 | 0 | 0.23441
2017-01-14 11:00 | 311.9444 | 0.92978 |  | 327.5618 | 0.068436 | 0 | 0 | 0.13687 | 336.7666 | 0.088401 | 0 | 0 | 0.1768 | 344.2978 | 0.10474 | 0 | 0 | 0.20947 | 344.5767 | 0.10534 | 0 | 0 | 0.21068 | 344.7627 | 0.10574 | 0 | 0 | 0.21149 | 345.0416 | 0.10635 | 0 | 0 | 0.2127 | 345.3206 | 0.10695 | 0 | 0 | 0.21391 | 345.5995 | 0.10756 | 0 | 0 | 0.21512 | 345.9714 | 0.10837 | 0 | 0 | 0.21673 | 346.2504 | 0.10897 | 0 | 0 | 0.21794 | 346.4363 | 0.10937 | 0 | 0 | 0.21875 | 346.7152 | 0.10998 | 0 | 0 | 0.21996 | 346.9012 | 0.11038 | 0 | 0 | 0.22077 | 347.1801 | 0.11099 | 0 | 0 | 0.22198 | 347.4591 | 0.11159 | 0 | 0 | 0.22319 | 347.645 | 0.112 | 0 | 0 | 0.22399 | 347.924 | 0.1126 | 0 | 0 | 0.2252 | 348.2029 | 0.11321 | 0 | 0 | 0.22641 | 348.2959 | 0.11341 | 0 | 0 | 0.22682 | 348.5748 | 0.11401 | 0 | 0 | 0.22803 | 348.8537 | 0.11462 | 0 | 0 | 0.22924 | 349.0397 | 0.11502 | 0 | 0 | 0.23004 | 349.3186 | 0.11563 | 0 | 0 | 0.23125 | 349.5046 | 0.11603 | 0 | 0 | 0.23206 | 349.6905 | 0.11643 | 0 | 0 | 0.23287
2017-01-14 12:00 | 309.225 | 0.92168 |  | 324.7062 | 0.062242 | 0 | 0 | 0.12448 | 333.8308 | 0.082033 | 0 | 0 | 0.16407 | 341.2964 | 0.098226 | 0 | 0 | 0.19645 | 341.5729 | 0.098826 | 0 | 0 | 0.19765 | 341.7572 | 0.099226 | 0 | 0 | 0.19845 | 342.0337 | 0.099825 | 0 | 0 | 0.19965 | 342.3102 | 0.10043 | 0 | 0 | 0.20085 | 342.5867 | 0.10102 | 0 | 0 | 0.20205 | 342.9554 | 0.10182 | 0 | 0 | 0.20365 | 343.2319 | 0.10242 | 0 | 0 | 0.20485 | 343.4162 | 0.10282 | 0 | 0 | 0.20565 | 343.6927 | 0.10342 | 0 | 0 | 0.20685 | 343.8771 | 0.10382 | 0 | 0 | 0.20765 | 344.1536 | 0.10442 | 0 | 0 | 0.20885 | 344.4301 | 0.10502 | 0 | 0 | 0.21005 | 344.6144 | 0.10542 | 0 | 0 | 0.21085 | 344.8909 | 0.10602 | 0 | 0 | 0.21205 | 345.1674 | 0.10662 | 0 | 0 | 0.21324 | 345.2596 | 0.10682 | 0 | 0 | 0.21364 | 345.5361 | 0.10742 | 0 | 0 | 0.21484 | 345.8126 | 0.10802 | 0 | 0 | 0.21604 | 345.9969 | 0.10842 | 0 | 0 | 0.21684 | 346.2734 | 0.10902 | 0 | 0 | 0.21804 | 346.4578 | 0.10942 | 0 | 0 | 0.21884 | 346.6421 | 0.10982 | 0 | 0 | 0.21964
2017-01-14 13:00 | 314.2403 | 0.93662 |  | 329.9726 | 0.073665 | 0 | 0 | 0.14733 | 339.2452 | 0.093777 | 0 | 0 | 0.18755 | 346.8319 | 0.11023 | 0 | 0 | 0.22047 | 347.1129 | 0.11084 | 0 | 0 | 0.22168 | 347.3002 | 0.11125 | 0 | 0 | 0.2225 | 347.5812 | 0.11186 | 0 | 0 | 0.22372 | 347.8622 | 0.11247 | 0 | 0 | 0.22493 | 348.1431 | 0.11308 | 0 | 0 | 0.22615 | 348.5178 | 0.11389 | 0 | 0 | 0.22778 | 348.7988 | 0.1145 | 0 | 0 | 0.229 | 348.9861 | 0.11491 | 0 | 0 | 0.22981 | 349.2671 | 0.11551 | 0 | 0 | 0.23103 | 349.4544 | 0.11592 | 0 | 0 | 0.23184 | 349.7354 | 0.11653 | 0 | 0 | 0.23306 | 350.0164 | 0.11714 | 0 | 0 | 0.23428 | 350.2037 | 0.11755 | 0 | 0 | 0.23509 | 350.4847 | 0.11816 | 0 | 0 | 0.23631 | 350.7657 | 0.11877 | 0 | 0 | 0.23753 | 350.8593 | 0.11897 | 0 | 0 | 0.23794 | 351.1403 | 0.11958 | 0 | 0 | 0.23916 | 351.4213 | 0.12019 | 0 | 0 | 0.24037 | 351.6086 | 0.12059 | 0 | 0 | 0.24119 | 351.8896 | 0.1212 | 0 | 0 | 0.24241 | 352.077 | 0.12161 | 0 | 0 | 0.24322 | 352.2643 | 0.12202 | 0 | 0 | 0.24403
2017-01-14 14:00 | 298.4624 | 0.8896 |  | 313.4049 | 0.037729 | 0 | 0 | 0.075459 | 322.2119 | 0.056832 | 0 | 0 | 0.11366 | 329.4176 | 0.072461 | 0 | 0 | 0.14492 | 329.6845 | 0.07304 | 0 | 0 | 0.14608 | 329.8624 | 0.073426 | 0 | 0 | 0.14685 | 330.1293 | 0.074005 | 0 | 0 | 0.14801 | 330.3962 | 0.074584 | 0 | 0 | 0.14917 | 330.6631 | 0.075162 | 0 | 0 | 0.15032 | 331.0189 | 0.075934 | 0 | 0 | 0.15187 | 331.2858 | 0.076513 | 0 | 0 | 0.15303 | 331.4637 | 0.076899 | 0 | 0 | 0.1538 | 331.7306 | 0.077478 | 0 | 0 | 0.15496 | 331.9085 | 0.077864 | 0 | 0 | 0.15573 | 332.1754 | 0.078443 | 0 | 0 | 0.15689 | 332.4422 | 0.079022 | 0 | 0 | 0.15804 | 332.6202 | 0.079407 | 0 | 0 | 0.15881 | 332.887 | 0.079986 | 0 | 0 | 0.15997 | 333.1539 | 0.080565 | 0 | 0 | 0.16113 | 333.2429 | 0.080758 | 0 | 0 | 0.16152 | 333.5098 | 0.081337 | 0 | 0 | 0.16267 | 333.7766 | 0.081916 | 0 | 0 | 0.16383 | 333.9546 | 0.082302 | 0 | 0 | 0.1646 | 334.2214 | 0.082881 | 0 | 0 | 0.16576 | 334.3994 | 0.083267 | 0 | 0 | 0.16653 | 334.5773 | 0.083652 | 0 | 0 | 0.1673
2017-01-14 15:00 | 305.4216 | 0.91034 |  | 320.7125 | 0.05358 | 0 | 0 | 0.10716 | 329.7248 | 0.073127 | 0 | 0 | 0.14625 | 337.0986 | 0.089121 | 0 | 0 | 0.17824 | 337.3717 | 0.089713 | 0 | 0 | 0.17943 | 337.5538 | 0.090108 | 0 | 0 | 0.18022 | 337.8269 | 0.090701 | 0 | 0 | 0.1814 | 338.1 | 0.091293 | 0 | 0 | 0.18259 | 338.3731 | 0.091885 | 0 | 0 | 0.18377 | 338.7372 | 0.092675 | 0 | 0 | 0.18535 | 339.0103 | 0.093268 | 0 | 0 | 0.18654 | 339.1924 | 0.093663 | 0 | 0 | 0.18733 | 339.4655 | 0.094255 | 0 | 0 | 0.18851 | 339.6475 | 0.09465 | 0 | 0 | 0.1893 | 339.9206 | 0.095242 | 0 | 0 | 0.19048 | 340.1937 | 0.095835 | 0 | 0 | 0.19167 | 340.3758 | 0.096229 | 0 | 0 | 0.19246 | 340.6489 | 0.096822 | 0 | 0 | 0.19364 | 340.922 | 0.097414 | 0 | 0 | 0.19483 | 341.013 | 0.097612 | 0 | 0 | 0.19522 | 341.2861 | 0.098204 | 0 | 0 | 0.19641 | 341.5592 | 0.098796 | 0 | 0 | 0.19759 | 341.7413 | 0.099191 | 0 | 0 | 0.19838 | 342.0144 | 0.099784 | 0 | 0 | 0.19957 | 342.1965 | 0.10018 | 0 | 0 | 0.20036 | 342.3786 | 0.10057 | 0 | 0 | 0.20115
2017-01-14 16:00 | 312.677 | 0.93196 |  | 328.3311 | 0.070104 | 0 | 0 | 0.14021 | 337.5576 | 0.090117 | 0 | 0 | 0.18023 | 345.1065 | 0.10649 | 0 | 0 | 0.21298 | 345.3861 | 0.1071 | 0 | 0 | 0.21419 | 345.5725 | 0.1075 | 0 | 0 | 0.215 | 345.852 | 0.10811 | 0 | 0 | 0.21621 | 346.1316 | 0.10871 | 0 | 0 | 0.21743 | 346.4112 | 0.10932 | 0 | 0 | 0.21864 | 346.784 | 0.11013 | 0 | 0 | 0.22026 | 347.0636 | 0.11074 | 0 | 0 | 0.22147 | 347.25 | 0.11114 | 0 | 0 | 0.22228 | 347.5296 | 0.11175 | 0 | 0 | 0.22349 | 347.716 | 0.11215 | 0 | 0 | 0.2243 | 347.9956 | 0.11276 | 0 | 0 | 0.22551 | 348.2752 | 0.11336 | 0 | 0 | 0.22673 | 348.4615 | 0.11377 | 0 | 0 | 0.22753 | 348.7411 | 0.11437 | 0 | 0 | 0.22875 | 349.0207 | 0.11498 | 0 | 0 | 0.22996 | 349.1139 | 0.11518 | 0 | 0 | 0.23036 | 349.3935 | 0.11579 | 0 | 0 | 0.23158 | 349.6731 | 0.1164 | 0 | 0 | 0.23279 | 349.8595 | 0.1168 | 0 | 0 | 0.2336 | 350.1391 | 0.11741 | 0 | 0 | 0.23481 | 350.3255 | 0.11781 | 0 | 0 | 0.23562 | 350.5119 | 0.11821 | 0 | 0 | 0.23643
2017-01-14 17:00 | 310.0878 | 0.92425 |  | 325.6123 | 0.064207 | 0 | 0 | 0.12841 | 334.7624 | 0.084054 | 0 | 0 | 0.16811 | 342.2488 | 0.10029 | 0 | 0 | 0.20058 | 342.526 | 0.10089 | 0 | 0 | 0.20179 | 342.7109 | 0.10129 | 0 | 0 | 0.20259 | 342.9882 | 0.1019 | 0 | 0 | 0.20379 | 343.2654 | 0.1025 | 0 | 0 | 0.20499 | 343.5427 | 0.1031 | 0 | 0 | 0.2062 | 343.9124 | 0.1039 | 0 | 0 | 0.2078 | 344.1897 | 0.1045 | 0 | 0 | 0.209 | 344.3745 | 0.1049 | 0 | 0 | 0.20981 | 344.6518 | 0.1055 | 0 | 0 | 0.21101 | 344.8367 | 0.10591 | 0 | 0 | 0.21181 | 345.1139 | 0.10651 | 0 | 0 | 0.21301 | 345.3912 | 0.10711 | 0 | 0 | 0.21422 | 345.576 | 0.10751 | 0 | 0 | 0.21502 | 345.8533 | 0.10811 | 0 | 0 | 0.21622 | 346.1306 | 0.10871 | 0 | 0 | 0.21742 | 346.223 | 0.10891 | 0 | 0 | 0.21782 | 346.5003 | 0.10951 | 0 | 0 | 0.21903 | 346.7776 | 0.11011 | 0 | 0 | 0.22023 | 346.9624 | 0.11052 | 0 | 0 | 0.22103 | 347.2397 | 0.11112 | 0 | 0 | 0.22223 | 347.4245 | 0.11152 | 0 | 0 | 0.22304 | 347.6094 | 0.11192 | 0 | 0 | 0.22384
2017-01-14 18:00 | 316.3084 | 0.94279 |  | 332.1443 | 0.078375 | 0 | 0 | 0.15675 | 341.4779 | 0.09862 | 0 | 0 | 0.19724 | 349.1145 | 0.11518 | 0 | 0 | 0.23037 | 349.3973 | 0.1158 | 0 | 0 | 0.23159 | 349.5858 | 0.11621 | 0 | 0 | 0.23241 | 349.8687 | 0.11682 | 0 | 0 | 0.23364 | 350.1515 | 0.11743 | 0 | 0 | 0.23487 | 350.4344 | 0.11805 | 0 | 0 | 0.23609 | 350.8115 | 0.11886 | 0 | 0 | 0.23773 | 351.0943 | 0.11948 | 0 | 0 | 0.23896 | 351.2829 | 0.11989 | 0 | 0 | 0.23977 | 351.5657 | 0.1205 | 0 | 0 | 0.241 | 351.7543 | 0.12091 | 0 | 0 | 0.24182 | 352.0371 | 0.12152 | 0 | 0 | 0.24305 | 352.3199 | 0.12214 | 0 | 0 | 0.24427 | 352.5085 | 0.12255 | 0 | 0 | 0.24509 | 352.7913 | 0.12316 | 0 | 0 | 0.24632 | 353.0742 | 0.12377 | 0 | 0 | 0.24754 | 353.1684 | 0.12398 | 0 | 0 | 0.24795 | 353.4513 | 0.12459 | 0 | 0 | 0.24918 | 353.7341 | 0.1252 | 0 | 0 | 0.25041 | 353.9227 | 0.12561 | 0 | 0 | 0.25123 | 354.2055 | 0.12623 | 0 | 0 | 0.25245 | 354.3941 | 0.12664 | 0 | 0 | 0.25327 | 354.5826 | 0.12704 | 0 | 0 | 0.25409
2017-01-14 19:00 | 315.4634 | 0.94027 |  | 331.257 | 0.076451 | 0 | 0 | 0.1529 | 340.5657 | 0.096641 | 0 | 0 | 0.19328 | 348.1819 | 0.11316 | 0 | 0 | 0.22632 | 348.464 | 0.11377 | 0 | 0 | 0.22755 | 348.652 | 0.11418 | 0 | 0 | 0.22836 | 348.9341 | 0.11479 | 0 | 0 | 0.22958 | 349.2162 | 0.1154 | 0 | 0 | 0.23081 | 349.4983 | 0.11602 | 0 | 0 | 0.23203 | 349.8744 | 0.11683 | 0 | 0 | 0.23366 | 350.1565 | 0.11744 | 0 | 0 | 0.23489 | 350.3445 | 0.11785 | 0 | 0 | 0.2357 | 350.6266 | 0.11846 | 0 | 0 | 0.23693 | 350.8146 | 0.11887 | 0 | 0 | 0.23774 | 351.0967 | 0.11948 | 0 | 0 | 0.23897 | 351.3788 | 0.12009 | 0 | 0 | 0.24019 | 351.5669 | 0.1205 | 0 | 0 | 0.24101 | 351.8489 | 0.12111 | 0 | 0 | 0.24223 | 352.131 | 0.12173 | 0 | 0 | 0.24345 | 352.225 | 0.12193 | 0 | 0 | 0.24386 | 352.5071 | 0.12254 | 0 | 0 | 0.24508 | 352.7892 | 0.12315 | 0 | 0 | 0.24631 | 352.9773 | 0.12356 | 0 | 0 | 0.24712 | 353.2593 | 0.12417 | 0 | 0 | 0.24835 | 353.4474 | 0.12458 | 0 | 0 | 0.24916 | 353.6355 | 0.12499 | 0 | 0 | 0.24998
2017-01-14 20:00 | 310.4648 | 0.92537 |  | 326.0081 | 0.065066 | 0 | 0 | 0.13013 | 335.1693 | 0.084937 | 0 | 0 | 0.16987 | 342.6648 | 0.10119 | 0 | 0 | 0.20239 | 342.9424 | 0.1018 | 0 | 0 | 0.20359 | 343.1275 | 0.1022 | 0 | 0 | 0.2044 | 343.4051 | 0.1028 | 0 | 0 | 0.2056 | 343.6827 | 0.1034 | 0 | 0 | 0.2068 | 343.9603 | 0.104 | 0 | 0 | 0.20801 | 344.3305 | 0.10481 | 0 | 0 | 0.20961 | 344.6081 | 0.10541 | 0 | 0 | 0.21082 | 344.7932 | 0.10581 | 0 | 0 | 0.21162 | 345.0708 | 0.10641 | 0 | 0 | 0.21283 | 345.2558 | 0.10681 | 0 | 0 | 0.21363 | 345.5335 | 0.10742 | 0 | 0 | 0.21483 | 345.8111 | 0.10802 | 0 | 0 | 0.21604 | 345.9961 | 0.10842 | 0 | 0 | 0.21684 | 346.2738 | 0.10902 | 0 | 0 | 0.21804 | 346.5514 | 0.10962 | 0 | 0 | 0.21925 | 346.6439 | 0.10982 | 0 | 0 | 0.21965 | 346.9215 | 0.11043 | 0 | 0 | 0.22085 | 347.1991 | 0.11103 | 0 | 0 | 0.22206 | 347.3842 | 0.11143 | 0 | 0 | 0.22286 | 347.6618 | 0.11203 | 0 | 0 | 0.22407 | 347.8469 | 0.11243 | 0 | 0 | 0.22487 | 348.032 | 0.11284 | 0 | 0 | 0.22567
2017-01-14 21:00 | 319.6392 | 0.95272 |  | 335.6418 | 0.085961 | 0 | 0 | 0.17192 | 345.0737 | 0.10642 | 0 | 0 | 0.21284 | 352.7907 | 0.12316 | 0 | 0 | 0.24631 | 353.0765 | 0.12378 | 0 | 0 | 0.24755 | 353.2671 | 0.12419 | 0 | 0 | 0.24838 | 353.5529 | 0.12481 | 0 | 0 | 0.24962 | 353.8387 | 0.12543 | 0 | 0 | 0.25086 | 354.1245 | 0.12605 | 0 | 0 | 0.2521 | 354.5056 | 0.12688 | 0 | 0 | 0.25375 | 354.7914 | 0.1275 | 0 | 0 | 0.25499 | 354.982 | 0.12791 | 0 | 0 | 0.25582 | 355.2678 | 0.12853 | 0 | 0 | 0.25706 | 355.4583 | 0.12894 | 0 | 0 | 0.25789 | 355.7441 | 0.12956 | 0 | 0 | 0.25913 | 356.03 | 0.13018 | 0 | 0 | 0.26037 | 356.2205 | 0.1306 | 0 | 0 | 0.26119 | 356.5063 | 0.13122 | 0 | 0 | 0.26243 | 356.7921 | 0.13184 | 0 | 0 | 0.26367 | 356.8874 | 0.13204 | 0 | 0 | 0.26409 | 357.1732 | 0.13266 | 0 | 0 | 0.26533 | 357.459 | 0.13328 | 0 | 0 | 0.26657 | 357.6496 | 0.1337 | 0 | 0 | 0.26739 | 357.9354 | 0.13432 | 0 | 0 | 0.26863 | 358.1259 | 0.13473 | 0 | 0 | 0.26946 | 358.3165 | 0.13514 | 0 | 0 | 0.27029
2017-01-14 22:00 | 322.8147 | 0.96218 |  | 338.9764 | 0.093194 | 0 | 0 | 0.18639 | 348.502 | 0.11386 | 0 | 0 | 0.22771 | 356.2956 | 0.13076 | 0 | 0 | 0.26152 | 356.5843 | 0.13139 | 0 | 0 | 0.26277 | 356.7767 | 0.1318 | 0 | 0 | 0.26361 | 357.0654 | 0.13243 | 0 | 0 | 0.26486 | 357.354 | 0.13306 | 0 | 0 | 0.26611 | 357.6427 | 0.13368 | 0 | 0 | 0.26736 | 358.0276 | 0.13452 | 0 | 0 | 0.26903 | 358.3162 | 0.13514 | 0 | 0 | 0.27028 | 358.5086 | 0.13556 | 0 | 0 | 0.27112 | 358.7973 | 0.13619 | 0.012854 | 0 | 0.28523 | 358.9897 | 0.1366 | 0.025391 | 0 | 0.2986 | 359.2784 | 0.13723 | 0.044197 | 0 | 0.31866 | 359.567 | 0.13786 | 0.063003 | 0 | 0.33871 | 359.7595 | 0.13827 | 0.07554 | 0 | 0.35209 | 360.0481 | 0.1389 | 0.094346 | 0 | 0.37214 | 360.3368 | 0.13952 | 0.11315 | 0 | 0.3922 | 360.433 | 0.13973 | 0.11942 | 0 | 0.39889 | 360.7217 | 0.14036 | 0.13823 | 0 | 0.41895 | 361.0103 | 0.14099 | 0.15703 | 0 | 0.439 | 361.2027 | 0.1414 | 0.16957 | 0 | 0.45238 | 361.4914 | 0.14203 | 0.18837 | 0 | 0.47243 | 361.6838 | 0.14245 | 0.20091 | 0 | 0.48581 | 361.8763 | 0.14286 | 0.21345 | 0 | 0.49918
2017-01-14 23:00 | 322.2983 | 0.96064 |  | 338.434 | 0.092018 | 0 | 0 | 0.18404 | 347.9444 | 0.11265 | 0 | 0 | 0.22529 | 355.7256 | 0.12952 | 0 | 0 | 0.25905 | 356.0138 | 0.13015 | 0 | 0 | 0.2603 | 356.2059 | 0.13056 | 0 | 0 | 0.26113 | 356.4941 | 0.13119 | 0 | 0 | 0.26238 | 356.7823 | 0.13182 | 0 | 0 | 0.26363 | 357.0705 | 0.13244 | 0 | 0 | 0.26488 | 357.4547 | 0.13327 | 0 | 0 | 0.26655 | 357.7429 | 0.1339 | 0 | 0 | 0.2678 | 357.9351 | 0.13432 | 0 | 0 | 0.26863 | 358.2233 | 0.13494 | 0 | 0 | 0.26988 | 358.4154 | 0.13536 | 0 | 0 | 0.27071 | 358.7036 | 0.13598 | 0.0067485 | 0 | 0.27871 | 358.9918 | 0.13661 | 0.025524 | 0 | 0.29874 | 359.1839 | 0.13702 | 0.038041 | 0 | 0.31209 | 359.4721 | 0.13765 | 0.056817 | 0 | 0.33212 | 359.7603 | 0.13827 | 0.075593 | 0 | 0.35214 | 359.8564 | 0.13848 | 0.081851 | 0 | 0.35882 | 360.1445 | 0.13911 | 0.10063 | 0 | 0.37884 | 360.4327 | 0.13973 | 0.1194 | 0 | 0.39887 | 360.6249 | 0.14015 | 0.13192 | 0 | 0.41222 | 360.9131 | 0.14077 | 0.1507 | 0 | 0.43225 | 361.1052 | 0.14119 | 0.16321 | 0 | 0.4456 | 361.2973 | 0.14161 | 0.17573 | 0 | 0.45895
2017-01-15 | 320.1511 | 0.95424 |  | 336.1794 | 0.087127 | 0 | 0 | 0.17425 | 345.6264 | 0.10762 | 0 | 0 | 0.21524 | 353.3557 | 0.12438 | 0 | 0 | 0.24877 | 353.642 | 0.125 | 0 | 0 | 0.25001 | 353.8328 | 0.12542 | 0 | 0 | 0.25084 | 354.1191 | 0.12604 | 0 | 0 | 0.25208 | 354.4054 | 0.12666 | 0 | 0 | 0.25332 | 354.6917 | 0.12728 | 0 | 0 | 0.25456 | 355.0734 | 0.12811 | 0 | 0 | 0.25622 | 355.3596 | 0.12873 | 0 | 0 | 0.25746 | 355.5505 | 0.12914 | 0 | 0 | 0.25829 | 355.8368 | 0.12976 | 0 | 0 | 0.25953 | 356.0276 | 0.13018 | 0 | 0 | 0.26036 | 356.3139 | 0.1308 | 0 | 0 | 0.2616 | 356.6002 | 0.13142 | 0 | 0 | 0.26284 | 356.791 | 0.13183 | 0 | 0 | 0.26367 | 357.0773 | 0.13245 | 0 | 0 | 0.26491 | 357.3635 | 0.13308 | 0 | 0 | 0.26615 | 357.459 | 0.13328 | 0 | 0 | 0.26657 | 357.7452 | 0.1339 | 0 | 0 | 0.26781 | 358.0315 | 0.13452 | 0 | 0 | 0.26905 | 358.2224 | 0.13494 | 0 | 0 | 0.26988 | 358.5086 | 0.13556 | 0 | 0 | 0.27112 | 358.6995 | 0.13597 | 0.0064813 | 0 | 0.27843 | 358.8903 | 0.13639 | 0.018915 | 0 | 0.29169
2017-01-15 01:00 | 320.7133 | 0.95592 |  | 336.7697 | 0.088408 | 0 | 0 | 0.17682 | 346.2333 | 0.10893 | 0 | 0 | 0.21787 | 353.9762 | 0.12573 | 0 | 0 | 0.25146 | 354.263 | 0.12635 | 0 | 0 | 0.2527 | 354.4542 | 0.12677 | 0 | 0 | 0.25353 | 354.741 | 0.12739 | 0 | 0 | 0.25477 | 355.0277 | 0.12801 | 0 | 0 | 0.25602 | 355.3145 | 0.12863 | 0 | 0 | 0.25726 | 355.6969 | 0.12946 | 0 | 0 | 0.25892 | 355.9837 | 0.13008 | 0 | 0 | 0.26017 | 356.1748 | 0.1305 | 0 | 0 | 0.261 | 356.4616 | 0.13112 | 0 | 0 | 0.26224 | 356.6528 | 0.13153 | 0 | 0 | 0.26307 | 356.9396 | 0.13216 | 0 | 0 | 0.26431 | 357.2264 | 0.13278 | 0 | 0 | 0.26556 | 357.4175 | 0.13319 | 0 | 0 | 0.26639 | 357.7043 | 0.13381 | 0 | 0 | 0.26763 | 357.9911 | 0.13444 | 0 | 0 | 0.26887 | 358.0867 | 0.13464 | 0 | 0 | 0.26929 | 358.3735 | 0.13527 | 0 | 0 | 0.27053 | 358.6602 | 0.13589 | 0.0039238 | 0 | 0.2757 | 358.8514 | 0.1363 | 0.016379 | 0 | 0.28899 | 359.1382 | 0.13693 | 0.035063 | 0 | 0.30891 | 359.3294 | 0.13734 | 0.047518 | 0 | 0.3222 | 359.5206 | 0.13775 | 0.059974 | 0 | 0.33548
2017-01-15 02:00 | 319.6382 | 0.95271 |  | 335.6408 | 0.085959 | 0 | 0 | 0.17192 | 345.0726 | 0.10642 | 0 | 0 | 0.21283 | 352.7896 | 0.12315 | 0 | 0 | 0.24631 | 353.0754 | 0.12377 | 0 | 0 | 0.24755 | 353.266 | 0.12419 | 0 | 0 | 0.24838 | 353.5518 | 0.12481 | 0 | 0 | 0.24962 | 353.8376 | 0.12543 | 0 | 0 | 0.25086 | 354.1234 | 0.12605 | 0 | 0 | 0.2521 | 354.5045 | 0.12687 | 0 | 0 | 0.25375 | 354.7903 | 0.12749 | 0 | 0 | 0.25499 | 354.9808 | 0.12791 | 0 | 0 | 0.25582 | 355.2667 | 0.12853 | 0 | 0 | 0.25706 | 355.4572 | 0.12894 | 0 | 0 | 0.25788 | 355.743 | 0.12956 | 0 | 0 | 0.25912 | 356.0288 | 0.13018 | 0 | 0 | 0.26036 | 356.2194 | 0.13059 | 0 | 0 | 0.26119 | 356.5052 | 0.13121 | 0 | 0 | 0.26243 | 356.791 | 0.13183 | 0 | 0 | 0.26367 | 356.8863 | 0.13204 | 0 | 0 | 0.26408 | 357.1721 | 0.13266 | 0 | 0 | 0.26532 | 357.4579 | 0.13328 | 0 | 0 | 0.26656 | 357.6484 | 0.13369 | 0 | 0 | 0.26739 | 357.9342 | 0.13431 | 0 | 0 | 0.26863 | 358.1248 | 0.13473 | 0 | 0 | 0.26945 | 358.3153 | 0.13514 | 0 | 0 | 0.27028
2017-01-15 03:00 | 310.1115 | 0.92432 |  | 325.6372 | 0.064261 | 0 | 0 | 0.12852 | 334.7879 | 0.084109 | 0 | 0 | 0.16822 | 342.2749 | 0.10035 | 0 | 0 | 0.2007 | 342.5522 | 0.10095 | 0 | 0 | 0.2019 | 342.737 | 0.10135 | 0 | 0 | 0.2027 | 343.0143 | 0.10195 | 0 | 0 | 0.2039 | 343.2916 | 0.10255 | 0 | 0 | 0.20511 | 343.5689 | 0.10316 | 0 | 0 | 0.20631 | 343.9387 | 0.10396 | 0 | 0 | 0.20791 | 344.2159 | 0.10456 | 0 | 0 | 0.20912 | 344.4008 | 0.10496 | 0 | 0 | 0.20992 | 344.6781 | 0.10556 | 0 | 0 | 0.21112 | 344.863 | 0.10596 | 0 | 0 | 0.21192 | 345.1403 | 0.10656 | 0 | 0 | 0.21313 | 345.4176 | 0.10716 | 0 | 0 | 0.21433 | 345.6024 | 0.10757 | 0 | 0 | 0.21513 | 345.8797 | 0.10817 | 0 | 0 | 0.21633 | 346.157 | 0.10877 | 0 | 0 | 0.21754 | 346.2494 | 0.10897 | 0 | 0 | 0.21794 | 346.5267 | 0.10957 | 0 | 0 | 0.21914 | 346.804 | 0.11017 | 0 | 0 | 0.22034 | 346.9889 | 0.11057 | 0 | 0 | 0.22115 | 347.2662 | 0.11117 | 0 | 0 | 0.22235 | 347.4511 | 0.11158 | 0 | 0 | 0.22315 | 347.6359 | 0.11198 | 0 | 0 | 0.22395
2017-01-15 04:00 | 308.83 | 0.9205 |  | 324.2915 | 0.061343 | 0 | 0 | 0.12269 | 333.4045 | 0.081109 | 0 | 0 | 0.16222 | 340.8605 | 0.097281 | 0 | 0 | 0.19456 | 341.1367 | 0.09788 | 0 | 0 | 0.19576 | 341.3208 | 0.098279 | 0 | 0 | 0.19656 | 341.5969 | 0.098878 | 0 | 0 | 0.19776 | 341.8731 | 0.099477 | 0 | 0 | 0.19895 | 342.1492 | 0.10008 | 0 | 0 | 0.20015 | 342.5174 | 0.10087 | 0 | 0 | 0.20175 | 342.7936 | 0.10147 | 0 | 0 | 0.20295 | 342.9777 | 0.10187 | 0 | 0 | 0.20375 | 343.2538 | 0.10247 | 0 | 0 | 0.20494 | 343.4379 | 0.10287 | 0 | 0 | 0.20574 | 343.7141 | 0.10347 | 0 | 0 | 0.20694 | 343.9902 | 0.10407 | 0 | 0 | 0.20814 | 344.1743 | 0.10447 | 0 | 0 | 0.20894 | 344.4505 | 0.10507 | 0 | 0 | 0.21013 | 344.7266 | 0.10567 | 0 | 0 | 0.21133 | 344.8187 | 0.10587 | 0 | 0 | 0.21173 | 345.0948 | 0.10646 | 0 | 0 | 0.21293 | 345.3709 | 0.10706 | 0 | 0 | 0.21413 | 345.555 | 0.10746 | 0 | 0 | 0.21493 | 345.8312 | 0.10806 | 0 | 0 | 0.21612 | 346.0153 | 0.10846 | 0 | 0 | 0.21692 | 346.1994 | 0.10886 | 0 | 0 | 0.21772
2017-01-15 05:00 | 303.6231 | 0.90498 |  | 318.8239 | 0.049483 | 0 | 0 | 0.098967 | 327.7832 | 0.068916 | 0 | 0 | 0.13783 | 335.1136 | 0.084816 | 0 | 0 | 0.16963 | 335.385 | 0.085404 | 0 | 0 | 0.17081 | 335.566 | 0.085797 | 0 | 0 | 0.17159 | 335.8375 | 0.086386 | 0 | 0 | 0.17277 | 336.109 | 0.086975 | 0 | 0 | 0.17395 | 336.3805 | 0.087564 | 0 | 0 | 0.17513 | 336.7425 | 0.088349 | 0 | 0 | 0.1767 | 337.014 | 0.088938 | 0 | 0 | 0.17788 | 337.195 | 0.08933 | 0 | 0 | 0.17866 | 337.4665 | 0.089919 | 0 | 0 | 0.17984 | 337.6475 | 0.090312 | 0 | 0 | 0.18062 | 337.919 | 0.090901 | 0 | 0 | 0.1818 | 338.1905 | 0.091489 | 0 | 0 | 0.18298 | 338.3715 | 0.091882 | 0 | 0 | 0.18376 | 338.643 | 0.092471 | 0 | 0 | 0.18494 | 338.9145 | 0.09306 | 0 | 0 | 0.18612 | 339.005 | 0.093256 | 0 | 0 | 0.18651 | 339.2765 | 0.093845 | 0 | 0 | 0.18769 | 339.5479 | 0.094434 | 0 | 0 | 0.18887 | 339.7289 | 0.094826 | 0 | 0 | 0.18965 | 340.0004 | 0.095415 | 0 | 0 | 0.19083 | 340.1814 | 0.095808 | 0 | 0 | 0.19162 | 340.3624 | 0.0962 | 0 | 0 | 0.1924
2017-01-15 06:00 | 305.5691 | 0.91078 |  | 320.8673 | 0.053916 | 0 | 0 | 0.10783 | 329.884 | 0.073473 | 0 | 0 | 0.14695 | 337.2613 | 0.089474 | 0 | 0 | 0.17895 | 337.5346 | 0.090067 | 0 | 0 | 0.18013 | 337.7167 | 0.090462 | 0 | 0 | 0.18092 | 337.99 | 0.091055 | 0 | 0 | 0.18211 | 338.2632 | 0.091647 | 0 | 0 | 0.18329 | 338.5364 | 0.09224 | 0 | 0 | 0.18448 | 338.9007 | 0.09303 | 0 | 0 | 0.18606 | 339.174 | 0.093623 | 0 | 0 | 0.18725 | 339.3561 | 0.094018 | 0 | 0 | 0.18804 | 339.6294 | 0.09461 | 0 | 0 | 0.18922 | 339.8115 | 0.095005 | 0 | 0 | 0.19001 | 340.0847 | 0.095598 | 0 | 0 | 0.1912 | 340.358 | 0.096191 | 0 | 0 | 0.19238 | 340.5401 | 0.096586 | 0 | 0 | 0.19317 | 340.8134 | 0.097179 | 0 | 0 | 0.19436 | 341.0866 | 0.097771 | 0 | 0 | 0.19554 | 341.1777 | 0.097969 | 0 | 0 | 0.19594 | 341.4509 | 0.098561 | 0 | 0 | 0.19712 | 341.7241 | 0.099154 | 0 | 0 | 0.19831 | 341.9063 | 0.099549 | 0 | 0 | 0.1991 | 342.1795 | 0.10014 | 0 | 0 | 0.20028 | 342.3617 | 0.10054 | 0 | 0 | 0.20107 | 342.5438 | 0.10093 | 0 | 0 | 0.20186
2017-01-15 07:00 | 307.6563 | 0.917 |  | 323.059 | 0.058669 | 0 | 0 | 0.11734 | 332.1373 | 0.07836 | 0 | 0 | 0.15672 | 339.565 | 0.094471 | 0 | 0 | 0.18894 | 339.8401 | 0.095067 | 0 | 0 | 0.19013 | 340.0235 | 0.095465 | 0 | 0 | 0.19093 | 340.2986 | 0.096062 | 0 | 0 | 0.19212 | 340.5737 | 0.096659 | 0 | 0 | 0.19332 | 340.8488 | 0.097255 | 0 | 0 | 0.19451 | 341.2156 | 0.098051 | 0 | 0 | 0.1961 | 341.4907 | 0.098648 | 0 | 0 | 0.1973 | 341.6741 | 0.099045 | 0 | 0 | 0.19809 | 341.9492 | 0.099642 | 0 | 0 | 0.19928 | 342.1326 | 0.10004 | 0 | 0 | 0.20008 | 342.4077 | 0.10064 | 0 | 0 | 0.20127 | 342.6828 | 0.10123 | 0 | 0 | 0.20247 | 342.8662 | 0.10163 | 0 | 0 | 0.20326 | 343.1413 | 0.10223 | 0 | 0 | 0.20446 | 343.4164 | 0.10282 | 0 | 0 | 0.20565 | 343.5081 | 0.10302 | 0 | 0 | 0.20605 | 343.7832 | 0.10362 | 0 | 0 | 0.20724 | 344.0583 | 0.10422 | 0 | 0 | 0.20843 | 344.2417 | 0.10461 | 0 | 0 | 0.20923 | 344.5168 | 0.10521 | 0 | 0 | 0.21042 | 344.7002 | 0.10561 | 0 | 0 | 0.21122 | 344.8836 | 0.10601 | 0 | 0 | 0.21201
2017-01-15 08:00 | 295.3664 | 0.88037 |  | 310.1539 | 0.030678 | 0 | 0 | 0.061356 | 318.8695 | 0.049582 | 0 | 0 | 0.099165 | 326.0005 | 0.065049 | 0 | 0 | 0.1301 | 326.2646 | 0.065622 | 0 | 0 | 0.13124 | 326.4407 | 0.066004 | 0 | 0 | 0.13201 | 326.7048 | 0.066577 | 0 | 0 | 0.13315 | 326.9689 | 0.06715 | 0 | 0 | 0.1343 | 327.233 | 0.067723 | 0 | 0 | 0.13545 | 327.5852 | 0.068487 | 0 | 0 | 0.13697 | 327.8493 | 0.069059 | 0 | 0 | 0.13812 | 328.0254 | 0.069441 | 0 | 0 | 0.13888 | 328.2895 | 0.070014 | 0 | 0 | 0.14003 | 328.4655 | 0.070396 | 0 | 0 | 0.14079 | 328.7296 | 0.070969 | 0 | 0 | 0.14194 | 328.9938 | 0.071542 | 0 | 0 | 0.14308 | 329.1698 | 0.071924 | 0 | 0 | 0.14385 | 329.4339 | 0.072497 | 0 | 0 | 0.14499 | 329.6981 | 0.073069 | 0 | 0 | 0.14614 | 329.7861 | 0.07326 | 0 | 0 | 0.14652 | 330.0502 | 0.073833 | 0 | 0 | 0.14767 | 330.3143 | 0.074406 | 0 | 0 | 0.14881 | 330.4904 | 0.074788 | 0 | 0 | 0.14958 | 330.7545 | 0.075361 | 0 | 0 | 0.15072 | 330.9306 | 0.075743 | 0 | 0 | 0.15149 | 331.1066 | 0.076125 | 0 | 0 | 0.15225
2017-01-15 09:00 | 294.2194 | 0.87695 |  | 308.9494 | 0.028066 | 0 | 0 | 0.056131 | 317.6312 | 0.046896 | 0 | 0 | 0.093793 | 324.7345 | 0.062304 | 0 | 0 | 0.12461 | 324.9976 | 0.062874 | 0 | 0 | 0.12575 | 325.173 | 0.063255 | 0 | 0 | 0.12651 | 325.4361 | 0.063825 | 0 | 0 | 0.12765 | 325.6992 | 0.064396 | 0 | 0 | 0.12879 | 325.9623 | 0.064966 | 0 | 0 | 0.12993 | 326.313 | 0.065727 | 0 | 0 | 0.13145 | 326.5761 | 0.066298 | 0 | 0 | 0.1326 | 326.7515 | 0.066678 | 0 | 0 | 0.13336 | 327.0146 | 0.067249 | 0 | 0 | 0.1345 | 327.19 | 0.067629 | 0 | 0 | 0.13526 | 327.4531 | 0.0682 | 0 | 0 | 0.1364 | 327.7162 | 0.068771 | 0 | 0 | 0.13754 | 327.8916 | 0.069151 | 0 | 0 | 0.1383 | 328.1546 | 0.069722 | 0 | 0 | 0.13944 | 328.4177 | 0.070292 | 0 | 0 | 0.14058 | 328.5054 | 0.070483 | 0 | 0 | 0.14097 | 328.7685 | 0.071053 | 0 | 0 | 0.14211 | 329.0316 | 0.071624 | 0 | 0 | 0.14325 | 329.207 | 0.072004 | 0 | 0 | 0.14401 | 329.4701 | 0.072575 | 0 | 0 | 0.14515 | 329.6455 | 0.072955 | 0 | 0 | 0.14591 | 329.8208 | 0.073336 | 0 | 0 | 0.14667
2017-01-15 10:00 | 292.2032 | 0.87094 |  | 306.8323 | 0.023474 | 0 | 0 | 0.046947 | 315.4546 | 0.042175 | 0 | 0 | 0.084351 | 322.5092 | 0.057477 | 0 | 0 | 0.11495 | 322.7705 | 0.058044 | 0 | 0 | 0.11609 | 322.9447 | 0.058421 | 0 | 0 | 0.11684 | 323.206 | 0.058988 | 0 | 0 | 0.11798 | 323.4673 | 0.059555 | 0 | 0 | 0.11911 | 323.7285 | 0.060121 | 0 | 0 | 0.12024 | 324.0769 | 0.060877 | 0 | 0 | 0.12175 | 324.3382 | 0.061444 | 0 | 0 | 0.12289 | 324.5124 | 0.061822 | 0 | 0 | 0.12364 | 324.7737 | 0.062388 | 0 | 0 | 0.12478 | 324.9478 | 0.062766 | 0 | 0 | 0.12553 | 325.2091 | 0.063333 | 0 | 0 | 0.12667 | 325.4704 | 0.0639 | 0 | 0 | 0.1278 | 325.6446 | 0.064277 | 0 | 0 | 0.12855 | 325.9059 | 0.064844 | 0 | 0 | 0.12969 | 326.1672 | 0.065411 | 0 | 0 | 0.13082 | 326.2543 | 0.0656 | 0 | 0 | 0.1312 | 326.5155 | 0.066167 | 0 | 0 | 0.13233 | 326.7768 | 0.066733 | 0 | 0 | 0.13347 | 326.951 | 0.067111 | 0 | 0 | 0.13422 | 327.2123 | 0.067678 | 0 | 0 | 0.13536 | 327.3865 | 0.068056 | 0 | 0 | 0.13611 | 327.5607 | 0.068433 | 0 | 0 | 0.13687
2017-01-15 11:00 | 285.784 | 0.85181 |  | 300.0917 | 0.0088532 | 0 | 0 | 0.017706 | 308.5246 | 0.027144 | 0 | 0 | 0.054288 | 315.4242 | 0.042109 | 0 | 0 | 0.084219 | 315.6798 | 0.042664 | 0 | 0 | 0.085327 | 315.8501 | 0.043033 | 0 | 0 | 0.086067 | 316.1057 | 0.043588 | 0 | 0 | 0.087175 | 316.3612 | 0.044142 | 0 | 0 | 0.088284 | 316.6168 | 0.044696 | 0 | 0 | 0.089392 | 316.9575 | 0.045435 | 0 | 0 | 0.09087 | 317.213 | 0.045989 | 0 | 0 | 0.091979 | 317.3834 | 0.046359 | 0 | 0 | 0.092718 | 317.6389 | 0.046913 | 0 | 0 | 0.093826 | 317.8093 | 0.047283 | 0 | 0 | 0.094565 | 318.0648 | 0.047837 | 0 | 0 | 0.095674 | 318.3204 | 0.048391 | 0 | 0 | 0.096782 | 318.4907 | 0.048761 | 0 | 0 | 0.097521 | 318.7463 | 0.049315 | 0 | 0 | 0.09863 | 319.0018 | 0.049869 | 0 | 0 | 0.099739 | 319.087 | 0.050054 | 0 | 0 | 0.10011 | 319.3425 | 0.050608 | 0 | 0 | 0.10122 | 319.5981 | 0.051163 | 0 | 0 | 0.10233 | 319.7684 | 0.051532 | 0 | 0 | 0.10306 | 320.024 | 0.052086 | 0 | 0 | 0.10417 | 320.1944 | 0.052456 | 0 | 0 | 0.10491 | 320.3647 | 0.052825 | 0 | 0 | 0.10565
2017-01-15 12:00 | 286.525 | 0.85402 |  | 300.8698 | 0.010541 | 0 | 0 | 0.021082 | 309.3246 | 0.028879 | 0 | 0 | 0.057759 | 316.2421 | 0.043883 | 0 | 0 | 0.087767 | 316.4983 | 0.044439 | 0 | 0 | 0.088878 | 316.6691 | 0.04481 | 0 | 0 | 0.089619 | 316.9253 | 0.045365 | 0 | 0 | 0.090731 | 317.1815 | 0.045921 | 0 | 0 | 0.091842 | 317.4377 | 0.046477 | 0 | 0 | 0.092953 | 317.7793 | 0.047218 | 0 | 0 | 0.094435 | 318.0355 | 0.047773 | 0 | 0 | 0.095547 | 318.2063 | 0.048144 | 0 | 0 | 0.096288 | 318.4625 | 0.0487 | 0 | 0 | 0.097399 | 318.6333 | 0.04907 | 0 | 0 | 0.09814 | 318.8895 | 0.049626 | 0 | 0 | 0.099251 | 319.1457 | 0.050181 | 0 | 0 | 0.10036 | 319.3165 | 0.050552 | 0 | 0 | 0.1011 | 319.5728 | 0.051108 | 0 | 0 | 0.10222 | 319.829 | 0.051663 | 0 | 0 | 0.10333 | 319.9144 | 0.051849 | 0 | 0 | 0.1037 | 320.1706 | 0.052404 | 0 | 0 | 0.10481 | 320.4268 | 0.05296 | 0 | 0 | 0.10592 | 320.5976 | 0.05333 | 0 | 0 | 0.10666 | 320.8538 | 0.053886 | 0 | 0 | 0.10777 | 321.0246 | 0.054257 | 0 | 0 | 0.10851 | 321.1954 | 0.054627 | 0 | 0 | 0.10925
2017-01-15 13:00 | 283.2385 | 0.84422 |  | 297.4188 | 0.0030557 | 0 | 0 | 0.0061113 | 305.7766 | 0.021184 | 0 | 0 | 0.042367 | 312.6147 | 0.036016 | 0 | 0 | 0.072031 | 312.868 | 0.036565 | 0 | 0 | 0.07313 | 313.0369 | 0.036931 | 0 | 0 | 0.073863 | 313.2901 | 0.037481 | 0 | 0 | 0.074961 | 313.5434 | 0.03803 | 0 | 0 | 0.07606 | 313.7967 | 0.038579 | 0 | 0 | 0.077159 | 314.1343 | 0.039312 | 0 | 0 | 0.078623 | 314.3876 | 0.039861 | 0 | 0 | 0.079722 | 314.5565 | 0.040227 | 0 | 0 | 0.080455 | 314.8097 | 0.040777 | 0 | 0 | 0.081553 | 314.9786 | 0.041143 | 0 | 0 | 0.082286 | 315.2318 | 0.041692 | 0 | 0 | 0.083384 | 315.4851 | 0.042241 | 0 | 0 | 0.084483 | 315.6539 | 0.042608 | 0 | 0 | 0.085215 | 315.9072 | 0.043157 | 0 | 0 | 0.086314 | 316.1605 | 0.043706 | 0 | 0 | 0.087413 | 316.2449 | 0.043889 | 0 | 0 | 0.087779 | 316.4982 | 0.044439 | 0 | 0 | 0.088878 | 316.7514 | 0.044988 | 0 | 0 | 0.089976 | 316.9203 | 0.045354 | 0 | 0 | 0.090709 | 317.1735 | 0.045904 | 0 | 0 | 0.091807 | 317.3424 | 0.04627 | 0 | 0 | 0.09254 | 317.5112 | 0.046636 | 0 | 0 | 0.093272
2017-01-15 14:00 | 278.4073 | 0.82982 |  | 292.3457 | 0 | 0 | 0 | 0 | 300.5609 | 0.009871 | 0 | 0 | 0.019742 | 307.2825 | 0.02445 | 0 | 0 | 0.0489 | 307.5314 | 0.02499 | 0 | 0 | 0.04998 | 307.6974 | 0.02535 | 0 | 0 | 0.0507 | 307.9463 | 0.02589 | 0 | 0 | 0.05178 | 308.1953 | 0.02643 | 0 | 0 | 0.05286 | 308.4442 | 0.02697 | 0 | 0 | 0.05394 | 308.7762 | 0.02769 | 0 | 0 | 0.05538 | 309.0251 | 0.02823 | 0 | 0 | 0.05646 | 309.1911 | 0.02859 | 0 | 0 | 0.057179 | 309.44 | 0.02913 | 0 | 0 | 0.058259 | 309.606 | 0.02949 | 0 | 0 | 0.058979 | 309.8549 | 0.03003 | 0 | 0 | 0.060059 | 310.1039 | 0.03057 | 0 | 0 | 0.061139 | 310.2698 | 0.03093 | 0 | 0 | 0.061859 | 310.5188 | 0.03147 | 0 | 0 | 0.062939 | 310.7677 | 0.03201 | 0 | 0 | 0.064019 | 310.8507 | 0.03219 | 0 | 0 | 0.064379 | 311.0997 | 0.032729 | 0 | 0 | 0.065459 | 311.3486 | 0.033269 | 0 | 0 | 0.066539 | 311.5146 | 0.033629 | 0 | 0 | 0.067259 | 311.7635 | 0.034169 | 0 | 0 | 0.068339 | 311.9295 | 0.034529 | 0 | 0 | 0.069059 | 312.0954 | 0.034889 | 0 | 0 | 0.069779
2017-01-15 15:00 | 282.9169 | 0.84326 |  | 297.081 | 0.0023231 | 0 | 0 | 0.0046461 | 305.4293 | 0.02043 | 0 | 0 | 0.040861 | 312.2597 | 0.035246 | 0 | 0 | 0.070491 | 312.5127 | 0.035794 | 0 | 0 | 0.071589 | 312.6814 | 0.03616 | 0 | 0 | 0.07232 | 312.9343 | 0.036709 | 0 | 0 | 0.073418 | 313.1873 | 0.037258 | 0 | 0 | 0.074515 | 313.4403 | 0.037806 | 0 | 0 | 0.075613 | 313.7776 | 0.038538 | 0 | 0 | 0.077076 | 314.0306 | 0.039087 | 0 | 0 | 0.078173 | 314.1992 | 0.039452 | 0 | 0 | 0.078905 | 314.4522 | 0.040001 | 0 | 0 | 0.080002 | 314.6209 | 0.040367 | 0 | 0 | 0.080734 | 314.8738 | 0.040916 | 0 | 0 | 0.081831 | 315.1268 | 0.041464 | 0 | 0 | 0.082929 | 315.2955 | 0.04183 | 0 | 0 | 0.08366 | 315.5485 | 0.042379 | 0 | 0 | 0.084758 | 315.8014 | 0.042928 | 0 | 0 | 0.085855 | 315.8858 | 0.043111 | 0 | 0 | 0.086221 | 316.1387 | 0.043659 | 0 | 0 | 0.087318 | 316.3917 | 0.044208 | 0 | 0 | 0.088416 | 316.5604 | 0.044574 | 0 | 0 | 0.089147 | 316.8133 | 0.045122 | 0 | 0 | 0.090245 | 316.982 | 0.045488 | 0 | 0 | 0.090977 | 317.1506 | 0.045854 | 0 | 0 | 0.091708
2017-01-15 16:00 | 286.7367 | 0.85465 |  | 301.0921 | 0.011023 | 0 | 0 | 0.022046 | 309.5531 | 0.029375 | 0 | 0 | 0.05875 | 316.4757 | 0.04439 | 0 | 0 | 0.08878 | 316.7321 | 0.044946 | 0 | 0 | 0.089893 | 316.9031 | 0.045317 | 0 | 0 | 0.090634 | 317.1595 | 0.045873 | 0 | 0 | 0.091746 | 317.4159 | 0.046429 | 0 | 0 | 0.092859 | 317.6723 | 0.046985 | 0 | 0 | 0.093971 | 318.0141 | 0.047727 | 0 | 0 | 0.095454 | 318.2705 | 0.048283 | 0 | 0 | 0.096566 | 318.4414 | 0.048654 | 0 | 0 | 0.097308 | 318.6978 | 0.04921 | 0 | 0 | 0.09842 | 318.8688 | 0.049581 | 0 | 0 | 0.099161 | 319.1252 | 0.050137 | 0 | 0 | 0.10027 | 319.3815 | 0.050693 | 0 | 0 | 0.10139 | 319.5525 | 0.051064 | 0 | 0 | 0.10213 | 319.8089 | 0.05162 | 0 | 0 | 0.10324 | 320.0653 | 0.052176 | 0 | 0 | 0.10435 | 320.1507 | 0.052361 | 0 | 0 | 0.10472 | 320.4071 | 0.052917 | 0 | 0 | 0.10583 | 320.6635 | 0.053473 | 0 | 0 | 0.10695 | 320.8344 | 0.053844 | 0 | 0 | 0.10769 | 321.0908 | 0.0544 | 0 | 0 | 0.1088 | 321.2618 | 0.054771 | 0 | 0 | 0.10954 | 321.4327 | 0.055142 | 0 | 0 | 0.11028
2017-01-15 17:00 | 293.1658 | 0.87381 |  | 307.8431 | 0.025666 | 0 | 0 | 0.051332 | 316.4938 | 0.044429 | 0 | 0 | 0.088859 | 323.5717 | 0.059781 | 0 | 0 | 0.11956 | 323.8338 | 0.06035 | 0 | 0 | 0.1207 | 324.0086 | 0.060729 | 0 | 0 | 0.12146 | 324.2707 | 0.061297 | 0 | 0 | 0.12259 | 324.5329 | 0.061866 | 0 | 0 | 0.12373 | 324.795 | 0.062435 | 0 | 0 | 0.12487 | 325.1445 | 0.063193 | 0 | 0 | 0.12639 | 325.4067 | 0.063761 | 0 | 0 | 0.12752 | 325.5814 | 0.06414 | 0 | 0 | 0.12828 | 325.8436 | 0.064709 | 0 | 0 | 0.12942 | 326.0183 | 0.065088 | 0 | 0 | 0.13018 | 326.2805 | 0.065657 | 0 | 0 | 0.13131 | 326.5426 | 0.066225 | 0 | 0 | 0.13245 | 326.7174 | 0.066604 | 0 | 0 | 0.13321 | 326.9795 | 0.067173 | 0 | 0 | 0.13435 | 327.2417 | 0.067741 | 0 | 0 | 0.13548 | 327.329 | 0.067931 | 0 | 0 | 0.13586 | 327.5912 | 0.0685 | 0 | 0 | 0.137 | 327.8533 | 0.069068 | 0 | 0 | 0.13814 | 328.0281 | 0.069447 | 0 | 0 | 0.13889 | 328.2902 | 0.070016 | 0 | 0 | 0.14003 | 328.465 | 0.070395 | 0 | 0 | 0.14079 | 328.6398 | 0.070774 | 0 | 0 | 0.14155
2017-01-15 18:00 | 303.4442 | 0.90445 |  | 318.636 | 0.049076 | 0 | 0 | 0.098152 | 327.59 | 0.068497 | 0 | 0 | 0.13699 | 334.916 | 0.084387 | 0 | 0 | 0.16877 | 335.1874 | 0.084976 | 0 | 0 | 0.16995 | 335.3682 | 0.085368 | 0 | 0 | 0.17074 | 335.6396 | 0.085957 | 0 | 0 | 0.17191 | 335.9109 | 0.086545 | 0 | 0 | 0.17309 | 336.1822 | 0.087134 | 0 | 0 | 0.17427 | 336.544 | 0.087918 | 0 | 0 | 0.17584 | 336.8154 | 0.088507 | 0 | 0 | 0.17701 | 336.9962 | 0.088899 | 0 | 0 | 0.1778 | 337.2676 | 0.089488 | 0 | 0 | 0.17898 | 337.4485 | 0.08988 | 0 | 0 | 0.17976 | 337.7198 | 0.090469 | 0 | 0 | 0.18094 | 337.9911 | 0.091057 | 0 | 0 | 0.18211 | 338.172 | 0.091449 | 0 | 0 | 0.1829 | 338.4434 | 0.092038 | 0 | 0 | 0.18408 | 338.7147 | 0.092626 | 0 | 0 | 0.18525 | 338.8051 | 0.092823 | 0 | 0 | 0.18565 | 339.0765 | 0.093411 | 0 | 0 | 0.18682 | 339.3478 | 0.094 | 0 | 0 | 0.188 | 339.5287 | 0.094392 | 0 | 0 | 0.18878 | 339.8 | 0.094981 | 0 | 0 | 0.18996 | 339.9809 | 0.095373 | 0 | 0 | 0.19075 | 340.1618 | 0.095765 | 0 | 0 | 0.19153
2017-01-15 19:00 | 309.7216 | 0.92316 |  | 325.2278 | 0.063373 | 0 | 0 | 0.12675 | 334.367 | 0.083196 | 0 | 0 | 0.16639 | 341.8446 | 0.099415 | 0 | 0 | 0.19883 | 342.1215 | 0.10002 | 0 | 0 | 0.20003 | 342.3062 | 0.10042 | 0 | 0 | 0.20083 | 342.5831 | 0.10102 | 0 | 0 | 0.20203 | 342.8601 | 0.10162 | 0 | 0 | 0.20324 | 343.137 | 0.10222 | 0 | 0 | 0.20444 | 343.5063 | 0.10302 | 0 | 0 | 0.20604 | 343.7832 | 0.10362 | 0 | 0 | 0.20724 | 343.9678 | 0.10402 | 0 | 0 | 0.20804 | 344.2448 | 0.10462 | 0 | 0 | 0.20924 | 344.4294 | 0.10502 | 0 | 0 | 0.21004 | 344.7064 | 0.10562 | 0 | 0 | 0.21124 | 344.9833 | 0.10622 | 0 | 0 | 0.21245 | 345.1679 | 0.10662 | 0 | 0 | 0.21325 | 345.4449 | 0.10722 | 0 | 0 | 0.21445 | 345.7218 | 0.10782 | 0 | 0 | 0.21565 | 345.8142 | 0.10803 | 0 | 0 | 0.21605 | 346.0911 | 0.10863 | 0 | 0 | 0.21725 | 346.368 | 0.10923 | 0 | 0 | 0.21845 | 346.5527 | 0.10963 | 0 | 0 | 0.21925 | 346.8296 | 0.11023 | 0 | 0 | 0.22046 | 347.0143 | 0.11063 | 0 | 0 | 0.22126 | 347.1989 | 0.11103 | 0 | 0 | 0.22206
2017-01-15 20:00 | 308.0575 | 0.9182 |  | 323.4804 | 0.059583 | 0 | 0 | 0.11917 | 332.5705 | 0.0793 | 0 | 0 | 0.1586 | 340.0079 | 0.095431 | 0 | 0 | 0.19086 | 340.2833 | 0.096029 | 0 | 0 | 0.19206 | 340.467 | 0.096427 | 0 | 0 | 0.19285 | 340.7424 | 0.097025 | 0 | 0 | 0.19405 | 341.0179 | 0.097622 | 0 | 0 | 0.19524 | 341.2934 | 0.09822 | 0 | 0 | 0.19644 | 341.6606 | 0.099016 | 0 | 0 | 0.19803 | 341.9361 | 0.099614 | 0 | 0 | 0.19923 | 342.1197 | 0.10001 | 0 | 0 | 0.20002 | 342.3952 | 0.10061 | 0 | 0 | 0.20122 | 342.5788 | 0.10101 | 0 | 0 | 0.20202 | 342.8543 | 0.10161 | 0 | 0 | 0.20321 | 343.1298 | 0.1022 | 0 | 0 | 0.20441 | 343.3134 | 0.1026 | 0 | 0 | 0.2052 | 343.5889 | 0.1032 | 0 | 0 | 0.2064 | 343.8643 | 0.1038 | 0 | 0 | 0.20759 | 343.9561 | 0.104 | 0 | 0 | 0.20799 | 344.2316 | 0.10459 | 0 | 0 | 0.20919 | 344.507 | 0.10519 | 0 | 0 | 0.21038 | 344.6907 | 0.10559 | 0 | 0 | 0.21118 | 344.9661 | 0.10619 | 0 | 0 | 0.21237 | 345.1498 | 0.10658 | 0 | 0 | 0.21317 | 345.3334 | 0.10698 | 0 | 0 | 0.21397
2017-01-15 21:00 | 311.871 | 0.92956 |  | 327.4847 | 0.068269 | 0 | 0 | 0.13654 | 336.6874 | 0.088229 | 0 | 0 | 0.17646 | 344.2169 | 0.10456 | 0 | 0 | 0.20912 | 344.4957 | 0.10517 | 0 | 0 | 0.21033 | 344.6816 | 0.10557 | 0 | 0 | 0.21114 | 344.9605 | 0.10617 | 0 | 0 | 0.21235 | 345.2394 | 0.10678 | 0 | 0 | 0.21356 | 345.5182 | 0.10738 | 0 | 0 | 0.21477 | 345.8901 | 0.10819 | 0 | 0 | 0.21638 | 346.1689 | 0.10879 | 0 | 0 | 0.21759 | 346.3548 | 0.1092 | 0 | 0 | 0.2184 | 346.6337 | 0.1098 | 0 | 0 | 0.21961 | 346.8196 | 0.11021 | 0 | 0 | 0.22041 | 347.0985 | 0.11081 | 0 | 0 | 0.22162 | 347.3774 | 0.11142 | 0 | 0 | 0.22283 | 347.5633 | 0.11182 | 0 | 0 | 0.22364 | 347.8421 | 0.11242 | 0 | 0 | 0.22485 | 348.121 | 0.11303 | 0 | 0 | 0.22606 | 348.214 | 0.11323 | 0 | 0 | 0.22646 | 348.4928 | 0.11384 | 0 | 0 | 0.22767 | 348.7717 | 0.11444 | 0 | 0 | 0.22888 | 348.9576 | 0.11484 | 0 | 0 | 0.22969 | 349.2365 | 0.11545 | 0 | 0 | 0.2309 | 349.4224 | 0.11585 | 0 | 0 | 0.2317 | 349.6083 | 0.11625 | 0 | 0 | 0.23251
2017-01-15 22:00 | 314.3771 | 0.93703 |  | 330.1163 | 0.073976 | 0 | 0 | 0.14795 | 339.3929 | 0.094097 | 0 | 0 | 0.18819 | 346.9828 | 0.11056 | 0 | 0 | 0.22112 | 347.2639 | 0.11117 | 0 | 0 | 0.22234 | 347.4514 | 0.11158 | 0 | 0 | 0.22315 | 347.7325 | 0.11219 | 0 | 0 | 0.22437 | 348.0136 | 0.1128 | 0 | 0 | 0.22559 | 348.2947 | 0.11341 | 0 | 0 | 0.22681 | 348.6695 | 0.11422 | 0 | 0 | 0.22844 | 348.9506 | 0.11483 | 0 | 0 | 0.22966 | 349.138 | 0.11523 | 0 | 0 | 0.23047 | 349.4191 | 0.11584 | 0 | 0 | 0.23169 | 349.6065 | 0.11625 | 0 | 0 | 0.2325 | 349.8876 | 0.11686 | 0 | 0 | 0.23372 | 350.1687 | 0.11747 | 0 | 0 | 0.23494 | 350.3562 | 0.11788 | 0 | 0 | 0.23575 | 350.6373 | 0.11849 | 0 | 0 | 0.23697 | 350.9184 | 0.1191 | 0 | 0 | 0.23819 | 351.0121 | 0.1193 | 0 | 0 | 0.2386 | 351.2932 | 0.11991 | 0 | 0 | 0.23982 | 351.5743 | 0.12052 | 0 | 0 | 0.24104 | 351.7617 | 0.12093 | 0 | 0 | 0.24185 | 352.0428 | 0.12154 | 0 | 0 | 0.24307 | 352.2302 | 0.12194 | 0 | 0 | 0.24388 | 352.4176 | 0.12235 | 0 | 0 | 0.2447
2017-01-15 23:00 | 310.259 | 0.92476 |  | 325.7921 | 0.064597 | 0 | 0 | 0.12919 | 334.9471 | 0.084455 | 0 | 0 | 0.16891 | 342.4377 | 0.1007 | 0 | 0 | 0.2014 | 342.7151 | 0.1013 | 0 | 0 | 0.20261 | 342.9001 | 0.1017 | 0 | 0 | 0.20341 | 343.1775 | 0.10231 | 0 | 0 | 0.20461 | 343.4549 | 0.10291 | 0 | 0 | 0.20582 | 343.7323 | 0.10351 | 0 | 0 | 0.20702 | 344.1022 | 0.10431 | 0 | 0 | 0.20862 | 344.3797 | 0.10491 | 0 | 0 | 0.20983 | 344.5646 | 0.10531 | 0 | 0 | 0.21063 | 344.8421 | 0.10592 | 0 | 0 | 0.21183 | 345.027 | 0.10632 | 0 | 0 | 0.21264 | 345.3044 | 0.10692 | 0 | 0 | 0.21384 | 345.5819 | 0.10752 | 0 | 0 | 0.21504 | 345.7668 | 0.10792 | 0 | 0 | 0.21585 | 346.0442 | 0.10852 | 0 | 0 | 0.21705 | 346.3217 | 0.10913 | 0 | 0 | 0.21825 | 346.4141 | 0.10933 | 0 | 0 | 0.21865 | 346.6916 | 0.10993 | 0 | 0 | 0.21986 | 346.969 | 0.11053 | 0 | 0 | 0.22106 | 347.1539 | 0.11093 | 0 | 0 | 0.22186 | 347.4314 | 0.11153 | 0 | 0 | 0.22307 | 347.6163 | 0.11193 | 0 | 0 | 0.22387 | 347.8013 | 0.11234 | 0 | 0 | 0.22467
2017-01-16 | 318.0264 | 0.94791 |  | 333.9483 | 0.082288 | 0 | 0 | 0.16458 | 343.3326 | 0.10264 | 0 | 0 | 0.20529 | 351.0106 | 0.1193 | 0 | 0 | 0.23859 | 351.295 | 0.11991 | 0 | 0 | 0.23983 | 351.4846 | 0.12032 | 0 | 0 | 0.24065 | 351.7689 | 0.12094 | 0 | 0 | 0.24188 | 352.0533 | 0.12156 | 0 | 0 | 0.24312 | 352.3377 | 0.12217 | 0 | 0 | 0.24435 | 352.7168 | 0.123 | 0 | 0 | 0.24599 | 353.0012 | 0.12361 | 0 | 0 | 0.24723 | 353.1908 | 0.12403 | 0 | 0 | 0.24805 | 353.4752 | 0.12464 | 0 | 0 | 0.24928 | 353.6648 | 0.12505 | 0 | 0 | 0.25011 | 353.9491 | 0.12567 | 0 | 0 | 0.25134 | 354.2335 | 0.12629 | 0 | 0 | 0.25257 | 354.4231 | 0.1267 | 0 | 0 | 0.2534 | 354.7075 | 0.12731 | 0 | 0 | 0.25463 | 354.9918 | 0.12793 | 0 | 0 | 0.25586 | 355.0866 | 0.12814 | 0 | 0 | 0.25627 | 355.371 | 0.12875 | 0 | 0 | 0.25751 | 355.6554 | 0.12937 | 0 | 0 | 0.25874 | 355.8449 | 0.12978 | 0 | 0 | 0.25956 | 356.1293 | 0.1304 | 0 | 0 | 0.2608 | 356.3189 | 0.13081 | 0 | 0 | 0.26162 | 356.5085 | 0.13122 | 0 | 0 | 0.26244
2017-01-16 01:00 | 314.7881 | 0.93826 |  | 330.5479 | 0.074913 | 0 | 0 | 0.14983 | 339.8366 | 0.09506 | 0 | 0 | 0.19012 | 347.4365 | 0.11154 | 0 | 0 | 0.22309 | 347.718 | 0.11215 | 0 | 0 | 0.22431 | 347.9056 | 0.11256 | 0 | 0 | 0.22512 | 348.1871 | 0.11317 | 0 | 0 | 0.22634 | 348.4686 | 0.11378 | 0 | 0 | 0.22757 | 348.7501 | 0.11439 | 0 | 0 | 0.22879 | 349.1254 | 0.11521 | 0 | 0 | 0.23041 | 349.4068 | 0.11582 | 0 | 0 | 0.23164 | 349.5945 | 0.11622 | 0 | 0 | 0.23245 | 349.876 | 0.11684 | 0 | 0 | 0.23367 | 350.0636 | 0.11724 | 0 | 0 | 0.23448 | 350.3451 | 0.11785 | 0 | 0 | 0.23571 | 350.6266 | 0.11846 | 0 | 0 | 0.23693 | 350.8142 | 0.11887 | 0 | 0 | 0.23774 | 351.0957 | 0.11948 | 0 | 0 | 0.23896 | 351.3772 | 0.12009 | 0 | 0 | 0.24018 | 351.471 | 0.12029 | 0 | 0 | 0.24059 | 351.7525 | 0.12091 | 0 | 0 | 0.24181 | 352.034 | 0.12152 | 0 | 0 | 0.24303 | 352.2216 | 0.12192 | 0 | 0 | 0.24385 | 352.5031 | 0.12253 | 0 | 0 | 0.24507 | 352.6907 | 0.12294 | 0 | 0 | 0.24588 | 352.8784 | 0.12335 | 0 | 0 | 0.2467
2017-01-16 02:00 | 320.6643 | 0.95577 |  | 336.7183 | 0.088296 | 0 | 0 | 0.17659 | 346.1804 | 0.10882 | 0 | 0 | 0.21764 | 353.9222 | 0.12561 | 0 | 0 | 0.25122 | 354.2089 | 0.12623 | 0 | 0 | 0.25247 | 354.4001 | 0.12665 | 0 | 0 | 0.2533 | 354.6868 | 0.12727 | 0 | 0 | 0.25454 | 354.9735 | 0.12789 | 0 | 0 | 0.25578 | 355.2603 | 0.12851 | 0 | 0 | 0.25703 | 355.6426 | 0.12934 | 0 | 0 | 0.25869 | 355.9293 | 0.12996 | 0 | 0 | 0.25993 | 356.1205 | 0.13038 | 0 | 0 | 0.26076 | 356.4072 | 0.131 | 0 | 0 | 0.262 | 356.5983 | 0.13142 | 0 | 0 | 0.26283 | 356.8851 | 0.13204 | 0 | 0 | 0.26408 | 357.1718 | 0.13266 | 0 | 0 | 0.26532 | 357.363 | 0.13307 | 0 | 0 | 0.26615 | 357.6497 | 0.1337 | 0 | 0 | 0.26739 | 357.9364 | 0.13432 | 0 | 0 | 0.26864 | 358.032 | 0.13453 | 0 | 0 | 0.26905 | 358.3187 | 0.13515 | 0 | 0 | 0.2703 | 358.6055 | 0.13577 | 0.00035572 | 0 | 0.27189 | 358.7966 | 0.13618 | 0.012809 | 0 | 0.28518 | 359.0833 | 0.13681 | 0.03149 | 0 | 0.3051 | 359.2745 | 0.13722 | 0.043944 | 0 | 0.31839 | 359.4657 | 0.13764 | 0.056397 | 0 | 0.33167
2017-01-16 03:00 | 312.5754 | 0.93166 |  | 328.2244 | 0.069873 | 0 | 0 | 0.13975 | 337.4479 | 0.089879 | 0 | 0 | 0.17976 | 344.9943 | 0.10625 | 0 | 0 | 0.21249 | 345.2738 | 0.10685 | 0 | 0 | 0.21371 | 345.4602 | 0.10726 | 0 | 0 | 0.21451 | 345.7397 | 0.10786 | 0 | 0 | 0.21573 | 346.0191 | 0.10847 | 0 | 0 | 0.21694 | 346.2986 | 0.10908 | 0 | 0 | 0.21815 | 346.6713 | 0.10988 | 0 | 0 | 0.21977 | 346.9508 | 0.11049 | 0 | 0 | 0.22098 | 347.1371 | 0.11089 | 0 | 0 | 0.22179 | 347.4166 | 0.1115 | 0 | 0 | 0.223 | 347.603 | 0.11191 | 0 | 0 | 0.22381 | 347.8825 | 0.11251 | 0 | 0 | 0.22502 | 348.162 | 0.11312 | 0 | 0 | 0.22624 | 348.3483 | 0.11352 | 0 | 0 | 0.22704 | 348.6278 | 0.11413 | 0 | 0 | 0.22826 | 348.9073 | 0.11473 | 0 | 0 | 0.22947 | 349.0005 | 0.11494 | 0 | 0 | 0.22987 | 349.28 | 0.11554 | 0 | 0 | 0.23109 | 349.5595 | 0.11615 | 0 | 0 | 0.2323 | 349.7458 | 0.11655 | 0 | 0 | 0.23311 | 350.0253 | 0.11716 | 0 | 0 | 0.23432 | 350.2116 | 0.11756 | 0 | 0 | 0.23513 | 350.398 | 0.11797 | 0 | 0 | 0.23593
2017-01-16 04:00 | 320.994 | 0.95675 |  | 337.0644 | 0.089047 | 0 | 0 | 0.17809 | 346.5363 | 0.10959 | 0 | 0 | 0.21918 | 354.286 | 0.1264 | 0 | 0 | 0.2528 | 354.573 | 0.12702 | 0 | 0 | 0.25405 | 354.7644 | 0.12744 | 0 | 0 | 0.25488 | 355.0514 | 0.12806 | 0 | 0 | 0.25612 | 355.3384 | 0.12868 | 0 | 0 | 0.25737 | 355.6255 | 0.12931 | 0 | 0 | 0.25861 | 356.0082 | 0.13014 | 0 | 0 | 0.26027 | 356.2952 | 0.13076 | 0 | 0 | 0.26152 | 356.4865 | 0.13117 | 0 | 0 | 0.26235 | 356.7736 | 0.1318 | 0 | 0 | 0.26359 | 356.9649 | 0.13221 | 0 | 0 | 0.26442 | 357.2519 | 0.13283 | 0 | 0 | 0.26567 | 357.539 | 0.13346 | 0 | 0 | 0.26691 | 357.7303 | 0.13387 | 0 | 0 | 0.26774 | 358.0174 | 0.13449 | 0 | 0 | 0.26899 | 358.3044 | 0.13512 | 0 | 0 | 0.27023 | 358.4001 | 0.13532 | 0 | 0 | 0.27065 | 358.6871 | 0.13595 | 0.0056733 | 0 | 0.27757 | 358.9741 | 0.13657 | 0.024373 | 0 | 0.29751 | 359.1655 | 0.13698 | 0.03684 | 0 | 0.31081 | 359.4525 | 0.13761 | 0.055539 | 0 | 0.33075 | 359.6438 | 0.13802 | 0.068006 | 0 | 0.34405 | 359.8352 | 0.13844 | 0.080472 | 0 | 0.35735
2017-01-16 05:00 | 315.1801 | 0.93943 |  | 330.9595 | 0.075805 | 0 | 0 | 0.15161 | 340.2598 | 0.095978 | 0 | 0 | 0.19196 | 347.8691 | 0.11248 | 0 | 0 | 0.22496 | 348.151 | 0.11309 | 0 | 0 | 0.22619 | 348.3388 | 0.1135 | 0 | 0 | 0.227 | 348.6207 | 0.11411 | 0 | 0 | 0.22823 | 348.9025 | 0.11472 | 0 | 0 | 0.22945 | 349.1843 | 0.11534 | 0 | 0 | 0.23067 | 349.5601 | 0.11615 | 0 | 0 | 0.2323 | 349.8419 | 0.11676 | 0 | 0 | 0.23352 | 350.0298 | 0.11717 | 0 | 0 | 0.23434 | 350.3116 | 0.11778 | 0 | 0 | 0.23556 | 350.4995 | 0.11819 | 0 | 0 | 0.23638 | 350.7813 | 0.1188 | 0 | 0 | 0.2376 | 351.0632 | 0.11941 | 0 | 0 | 0.23882 | 351.2511 | 0.11982 | 0 | 0 | 0.23964 | 351.5329 | 0.12043 | 0 | 0 | 0.24086 | 351.8147 | 0.12104 | 0 | 0 | 0.24208 | 351.9087 | 0.12124 | 0 | 0 | 0.24249 | 352.1905 | 0.12186 | 0 | 0 | 0.24371 | 352.4723 | 0.12247 | 0 | 0 | 0.24493 | 352.6602 | 0.12287 | 0 | 0 | 0.24575 | 352.942 | 0.12349 | 0 | 0 | 0.24697 | 353.1299 | 0.12389 | 0 | 0 | 0.24779 | 353.3178 | 0.1243 | 0 | 0 | 0.2486
2017-01-16 06:00 | 312.6038 | 0.93175 |  | 328.2542 | 0.069938 | 0 | 0 | 0.13988 | 337.4785 | 0.089945 | 0 | 0 | 0.17989 | 345.0256 | 0.10631 | 0 | 0 | 0.21263 | 345.3052 | 0.10692 | 0 | 0 | 0.21384 | 345.4915 | 0.10733 | 0 | 0 | 0.21465 | 345.771 | 0.10793 | 0 | 0 | 0.21586 | 346.0506 | 0.10854 | 0 | 0 | 0.21708 | 346.3301 | 0.10914 | 0 | 0 | 0.21829 | 346.7028 | 0.10995 | 0 | 0 | 0.21991 | 346.9823 | 0.11056 | 0 | 0 | 0.22112 | 347.1686 | 0.11096 | 0 | 0 | 0.22193 | 347.4482 | 0.11157 | 0 | 0 | 0.22314 | 347.6345 | 0.11197 | 0 | 0 | 0.22395 | 347.914 | 0.11258 | 0 | 0 | 0.22516 | 348.1936 | 0.11319 | 0 | 0 | 0.22637 | 348.3799 | 0.11359 | 0 | 0 | 0.22718 | 348.6594 | 0.1142 | 0 | 0 | 0.22839 | 348.939 | 0.1148 | 0 | 0 | 0.22961 | 349.0321 | 0.11501 | 0 | 0 | 0.23001 | 349.3117 | 0.11561 | 0 | 0 | 0.23122 | 349.5912 | 0.11622 | 0 | 0 | 0.23244 | 349.7775 | 0.11662 | 0 | 0 | 0.23324 | 350.0571 | 0.11723 | 0 | 0 | 0.23446 | 350.2434 | 0.11763 | 0 | 0 | 0.23526 | 350.4298 | 0.11804 | 0 | 0 | 0.23607
2017-01-16 07:00 | 314.8746 | 0.93851 |  | 330.6387 | 0.07511 | 0 | 0 | 0.15022 | 339.93 | 0.095262 | 0 | 0 | 0.19052 | 347.5319 | 0.11175 | 0 | 0 | 0.2235 | 347.8135 | 0.11236 | 0 | 0 | 0.22472 | 348.0012 | 0.11277 | 0 | 0 | 0.22554 | 348.2827 | 0.11338 | 0 | 0 | 0.22676 | 348.5643 | 0.11399 | 0 | 0 | 0.22798 | 348.8459 | 0.1146 | 0 | 0 | 0.2292 | 349.2213 | 0.11542 | 0 | 0 | 0.23083 | 349.5028 | 0.11603 | 0 | 0 | 0.23205 | 349.6905 | 0.11643 | 0 | 0 | 0.23287 | 349.9721 | 0.11704 | 0 | 0 | 0.23409 | 350.1598 | 0.11745 | 0 | 0 | 0.2349 | 350.4413 | 0.11806 | 0 | 0 | 0.23612 | 350.7229 | 0.11867 | 0 | 0 | 0.23734 | 350.9106 | 0.11908 | 0 | 0 | 0.23816 | 351.1921 | 0.11969 | 0 | 0 | 0.23938 | 351.4737 | 0.1203 | 0 | 0 | 0.2406 | 351.5675 | 0.1205 | 0 | 0 | 0.24101 | 351.8491 | 0.12112 | 0 | 0 | 0.24223 | 352.1307 | 0.12173 | 0 | 0 | 0.24345 | 352.3184 | 0.12213 | 0 | 0 | 0.24427 | 352.5999 | 0.12274 | 0 | 0 | 0.24549 | 352.7876 | 0.12315 | 0 | 0 | 0.2463 | 352.9753 | 0.12356 | 0 | 0 | 0.24712
2017-01-16 08:00 | 317.1593 | 0.94532 |  | 333.0378 | 0.080313 | 0 | 0 | 0.16063 | 342.3965 | 0.10061 | 0 | 0 | 0.20122 | 350.0536 | 0.11722 | 0 | 0 | 0.23444 | 350.3372 | 0.11784 | 0 | 0 | 0.23567 | 350.5263 | 0.11825 | 0 | 0 | 0.23649 | 350.8099 | 0.11886 | 0 | 0 | 0.23772 | 351.0935 | 0.11948 | 0 | 0 | 0.23895 | 351.3771 | 0.12009 | 0 | 0 | 0.24018 | 351.7552 | 0.12091 | 0 | 0 | 0.24182 | 352.0388 | 0.12153 | 0 | 0 | 0.24305 | 352.2278 | 0.12194 | 0 | 0 | 0.24387 | 352.5114 | 0.12255 | 0 | 0 | 0.2451 | 352.7005 | 0.12296 | 0 | 0 | 0.24592 | 352.9841 | 0.12358 | 0 | 0 | 0.24715 | 353.2677 | 0.12419 | 0 | 0 | 0.24838 | 353.4568 | 0.1246 | 0 | 0 | 0.2492 | 353.7404 | 0.12522 | 0 | 0 | 0.25043 | 354.024 | 0.12583 | 0 | 0 | 0.25166 | 354.1185 | 0.12604 | 0 | 0 | 0.25207 | 354.4021 | 0.12665 | 0 | 0 | 0.2533 | 354.6857 | 0.12727 | 0 | 0 | 0.25454 | 354.8748 | 0.12768 | 0 | 0 | 0.25536 | 355.1584 | 0.12829 | 0 | 0 | 0.25659 | 355.3474 | 0.1287 | 0 | 0 | 0.25741 | 355.5365 | 0.12911 | 0 | 0 | 0.25823
2017-01-16 09:00 | 319.4922 | 0.95228 |  | 335.4875 | 0.085627 | 0 | 0 | 0.17125 | 344.915 | 0.10608 | 0 | 0 | 0.21215 | 352.6285 | 0.12281 | 0 | 0 | 0.24561 | 352.9142 | 0.12343 | 0 | 0 | 0.24685 | 353.1046 | 0.12384 | 0 | 0 | 0.24768 | 353.3903 | 0.12446 | 0 | 0 | 0.24892 | 353.676 | 0.12508 | 0 | 0 | 0.25016 | 353.9617 | 0.1257 | 0 | 0 | 0.25139 | 354.3426 | 0.12652 | 0 | 0 | 0.25305 | 354.6283 | 0.12714 | 0 | 0 | 0.25429 | 354.8187 | 0.12756 | 0 | 0 | 0.25511 | 355.1044 | 0.12818 | 0 | 0 | 0.25635 | 355.2949 | 0.12859 | 0 | 0 | 0.25718 | 355.5805 | 0.12921 | 0 | 0 | 0.25842 | 355.8662 | 0.12983 | 0 | 0 | 0.25966 | 356.0567 | 0.13024 | 0 | 0 | 0.26048 | 356.3424 | 0.13086 | 0 | 0 | 0.26172 | 356.6281 | 0.13148 | 0 | 0 | 0.26296 | 356.7233 | 0.13169 | 0 | 0 | 0.26337 | 357.009 | 0.13231 | 0 | 0 | 0.26461 | 357.2946 | 0.13293 | 0 | 0 | 0.26585 | 357.4851 | 0.13334 | 0 | 0 | 0.26668 | 357.7708 | 0.13396 | 0 | 0 | 0.26792 | 357.9612 | 0.13437 | 0 | 0 | 0.26874 | 358.1517 | 0.13479 | 0 | 0 | 0.26957
2017-01-16 10:00 | 319.8949 | 0.95348 |  | 335.9104 | 0.086544 | 0 | 0 | 0.17309 | 345.3498 | 0.10702 | 0 | 0 | 0.21404 | 353.073 | 0.12377 | 0 | 0 | 0.24754 | 353.359 | 0.12439 | 0 | 0 | 0.24878 | 353.5497 | 0.1248 | 0 | 0 | 0.24961 | 353.8358 | 0.12542 | 0 | 0 | 0.25085 | 354.1218 | 0.12604 | 0 | 0 | 0.25209 | 354.4079 | 0.12666 | 0 | 0 | 0.25333 | 354.7893 | 0.12749 | 0 | 0 | 0.25498 | 355.0753 | 0.12811 | 0 | 0 | 0.25623 | 355.266 | 0.12853 | 0 | 0 | 0.25705 | 355.552 | 0.12915 | 0 | 0 | 0.25829 | 355.7427 | 0.12956 | 0 | 0 | 0.25912 | 356.0288 | 0.13018 | 0 | 0 | 0.26036 | 356.3148 | 0.1308 | 0 | 0 | 0.2616 | 356.5055 | 0.13121 | 0 | 0 | 0.26243 | 356.7916 | 0.13184 | 0 | 0 | 0.26367 | 357.0776 | 0.13246 | 0 | 0 | 0.26491 | 357.173 | 0.13266 | 0 | 0 | 0.26532 | 357.459 | 0.13328 | 0 | 0 | 0.26657 | 357.745 | 0.1339 | 0 | 0 | 0.26781 | 357.9357 | 0.13432 | 0 | 0 | 0.26863 | 358.2218 | 0.13494 | 0 | 0 | 0.26987 | 358.4125 | 0.13535 | 0 | 0 | 0.2707 | 358.6032 | 0.13576 | 0.00020709 | 0 | 0.27174
2017-01-16 11:00 | 312.3588 | 0.93102 |  | 327.9969 | 0.06938 | 0 | 0 | 0.13876 | 337.214 | 0.089371 | 0 | 0 | 0.17874 | 344.7552 | 0.10573 | 0 | 0 | 0.21146 | 345.0345 | 0.10633 | 0 | 0 | 0.21267 | 345.2207 | 0.10674 | 0 | 0 | 0.21348 | 345.5 | 0.10734 | 0 | 0 | 0.21469 | 345.7793 | 0.10795 | 0 | 0 | 0.2159 | 346.0586 | 0.10856 | 0 | 0 | 0.21711 | 346.431 | 0.10936 | 0 | 0 | 0.21873 | 346.7103 | 0.10997 | 0 | 0 | 0.21994 | 346.8966 | 0.11037 | 0 | 0 | 0.22075 | 347.1759 | 0.11098 | 0 | 0 | 0.22196 | 347.3621 | 0.11138 | 0 | 0 | 0.22277 | 347.6414 | 0.11199 | 0 | 0 | 0.22398 | 347.9207 | 0.11259 | 0 | 0 | 0.22519 | 348.1069 | 0.113 | 0 | 0 | 0.226 | 348.3862 | 0.1136 | 0 | 0 | 0.22721 | 348.6655 | 0.11421 | 0 | 0 | 0.22842 | 348.7586 | 0.11441 | 0 | 0 | 0.22882 | 349.0379 | 0.11502 | 0 | 0 | 0.23003 | 349.3172 | 0.11562 | 0 | 0 | 0.23125 | 349.5034 | 0.11603 | 0 | 0 | 0.23205 | 349.7827 | 0.11663 | 0 | 0 | 0.23327 | 349.9689 | 0.11704 | 0 | 0 | 0.23407 | 350.1551 | 0.11744 | 0 | 0 | 0.23488
2017-01-16 12:00 | 301.2413 | 0.89788 |  | 316.3229 | 0.044059 | 0 | 0 | 0.088117 | 325.2119 | 0.063339 | 0 | 0 | 0.12668 | 332.4847 | 0.079114 | 0 | 0 | 0.15823 | 332.7541 | 0.079698 | 0 | 0 | 0.1594 | 332.9337 | 0.080087 | 0 | 0 | 0.16017 | 333.203 | 0.080672 | 0 | 0 | 0.16134 | 333.4724 | 0.081256 | 0 | 0 | 0.16251 | 333.7418 | 0.08184 | 0 | 0 | 0.16368 | 334.1009 | 0.082619 | 0 | 0 | 0.16524 | 334.3703 | 0.083203 | 0 | 0 | 0.16641 | 334.5498 | 0.083593 | 0 | 0 | 0.16719 | 334.8192 | 0.084177 | 0 | 0 | 0.16835 | 334.9988 | 0.084567 | 0 | 0 | 0.16913 | 335.2682 | 0.085151 | 0 | 0 | 0.1703 | 335.5375 | 0.085735 | 0 | 0 | 0.17147 | 335.7171 | 0.086125 | 0 | 0 | 0.17225 | 335.9865 | 0.086709 | 0 | 0 | 0.17342 | 336.2558 | 0.087293 | 0 | 0 | 0.17459 | 336.3456 | 0.087488 | 0 | 0 | 0.17498 | 336.615 | 0.088072 | 0 | 0 | 0.17614 | 336.8843 | 0.088656 | 0 | 0 | 0.17731 | 337.0639 | 0.089046 | 0 | 0 | 0.17809 | 337.3333 | 0.08963 | 0 | 0 | 0.17926 | 337.5129 | 0.09002 | 0 | 0 | 0.18004 | 337.6924 | 0.090409 | 0 | 0 | 0.18082
2017-01-16 13:00 | 300.0922 | 0.89445 |  | 315.1162 | 0.041441 | 0 | 0 | 0.082883 | 323.9713 | 0.060648 | 0 | 0 | 0.1213 | 331.2164 | 0.076363 | 0 | 0 | 0.15273 | 331.4847 | 0.076945 | 0 | 0 | 0.15389 | 331.6636 | 0.077333 | 0 | 0 | 0.15467 | 331.9319 | 0.077915 | 0 | 0 | 0.15583 | 332.2003 | 0.078497 | 0 | 0 | 0.15699 | 332.4686 | 0.079079 | 0 | 0 | 0.15816 | 332.8264 | 0.079855 | 0 | 0 | 0.15971 | 333.0947 | 0.080437 | 0 | 0 | 0.16087 | 333.2736 | 0.080825 | 0 | 0 | 0.16165 | 333.542 | 0.081407 | 0 | 0 | 0.16281 | 333.7209 | 0.081795 | 0 | 0 | 0.16359 | 333.9892 | 0.082377 | 0 | 0 | 0.16475 | 334.2575 | 0.082959 | 0 | 0 | 0.16592 | 334.4364 | 0.083347 | 0 | 0 | 0.16669 | 334.7048 | 0.083929 | 0 | 0 | 0.16786 | 334.9731 | 0.084511 | 0 | 0 | 0.16902 | 335.0625 | 0.084705 | 0 | 0 | 0.16941 | 335.3309 | 0.085287 | 0 | 0 | 0.17057 | 335.5992 | 0.085869 | 0 | 0 | 0.17174 | 335.7781 | 0.086257 | 0 | 0 | 0.17251 | 336.0464 | 0.086839 | 0 | 0 | 0.17368 | 336.2253 | 0.087227 | 0 | 0 | 0.17445 | 336.4042 | 0.087615 | 0 | 0 | 0.17523
2017-01-16 14:00 | 292.5256 | 0.8719 |  | 307.1708 | 0.024208 | 0 | 0 | 0.048415 | 315.8026 | 0.04293 | 0 | 0 | 0.08586 | 322.865 | 0.058249 | 0 | 0 | 0.1165 | 323.1266 | 0.058816 | 0 | 0 | 0.11763 | 323.301 | 0.059194 | 0 | 0 | 0.11839 | 323.5625 | 0.059761 | 0 | 0 | 0.11952 | 323.8241 | 0.060329 | 0 | 0 | 0.12066 | 324.0857 | 0.060896 | 0 | 0 | 0.12179 | 324.4344 | 0.061653 | 0 | 0 | 0.12331 | 324.696 | 0.06222 | 0 | 0 | 0.12444 | 324.8704 | 0.062598 | 0 | 0 | 0.1252 | 325.132 | 0.063166 | 0 | 0 | 0.12633 | 325.3063 | 0.063544 | 0 | 0 | 0.12709 | 325.5679 | 0.064111 | 0 | 0 | 0.12822 | 325.8295 | 0.064678 | 0 | 0 | 0.12936 | 326.0039 | 0.065057 | 0 | 0 | 0.13011 | 326.2654 | 0.065624 | 0 | 0 | 0.13125 | 326.527 | 0.066191 | 0 | 0 | 0.13238 | 326.6142 | 0.06638 | 0 | 0 | 0.13276 | 326.8758 | 0.066948 | 0 | 0 | 0.1339 | 327.1373 | 0.067515 | 0 | 0 | 0.13503 | 327.3117 | 0.067893 | 0 | 0 | 0.13579 | 327.5733 | 0.068461 | 0 | 0 | 0.13692 | 327.7477 | 0.068839 | 0 | 0 | 0.13768 | 327.922 | 0.069217 | 0 | 0 | 0.13843
2017-01-16 15:00 | 293.4699 | 0.87472 |  | 308.1624 | 0.026359 | 0 | 0 | 0.052717 | 316.8221 | 0.045141 | 0 | 0 | 0.090283 | 323.9073 | 0.060509 | 0 | 0 | 0.12102 | 324.1697 | 0.061078 | 0 | 0 | 0.12216 | 324.3447 | 0.061458 | 0 | 0 | 0.12292 | 324.6071 | 0.062027 | 0 | 0 | 0.12405 | 324.8695 | 0.062596 | 0 | 0 | 0.12519 | 325.1319 | 0.063165 | 0 | 0 | 0.12633 | 325.4818 | 0.063924 | 0 | 0 | 0.12785 | 325.7442 | 0.064493 | 0 | 0 | 0.12899 | 325.9191 | 0.064873 | 0 | 0 | 0.12975 | 326.1816 | 0.065442 | 0 | 0 | 0.13088 | 326.3565 | 0.065822 | 0 | 0 | 0.13164 | 326.6189 | 0.066391 | 0 | 0 | 0.13278 | 326.8813 | 0.06696 | 0 | 0 | 0.13392 | 327.0563 | 0.067339 | 0 | 0 | 0.13468 | 327.3187 | 0.067909 | 0 | 0 | 0.13582 | 327.5811 | 0.068478 | 0 | 0 | 0.13696 | 327.6686 | 0.068667 | 0 | 0 | 0.13733 | 327.931 | 0.069237 | 0 | 0 | 0.13847 | 328.1934 | 0.069806 | 0 | 0 | 0.13961 | 328.3684 | 0.070185 | 0 | 0 | 0.14037 | 328.6308 | 0.070754 | 0 | 0 | 0.14151 | 328.8057 | 0.071134 | 0 | 0 | 0.14227 | 328.9807 | 0.071513 | 0 | 0 | 0.14303
2017-01-16 16:00 | 299.1695 | 0.8917 |  | 314.1473 | 0.03934 | 0 | 0 | 0.07868 | 322.9752 | 0.058488 | 0 | 0 | 0.11698 | 330.198 | 0.074154 | 0 | 0 | 0.14831 | 330.4655 | 0.074734 | 0 | 0 | 0.14947 | 330.6438 | 0.075121 | 0 | 0 | 0.15024 | 330.9114 | 0.075701 | 0 | 0 | 0.1514 | 331.1789 | 0.076281 | 0 | 0 | 0.15256 | 331.4464 | 0.076862 | 0 | 0 | 0.15372 | 331.8031 | 0.077635 | 0 | 0 | 0.15527 | 332.0706 | 0.078215 | 0 | 0 | 0.15643 | 332.2489 | 0.078602 | 0 | 0 | 0.1572 | 332.5164 | 0.079182 | 0 | 0 | 0.15836 | 332.6948 | 0.079569 | 0 | 0 | 0.15914 | 332.9623 | 0.080149 | 0 | 0 | 0.1603 | 333.2298 | 0.08073 | 0 | 0 | 0.16146 | 333.4081 | 0.081117 | 0 | 0 | 0.16223 | 333.6756 | 0.081697 | 0 | 0 | 0.16339 | 333.9432 | 0.082277 | 0 | 0 | 0.16455 | 334.0323 | 0.08247 | 0 | 0 | 0.16494 | 334.2998 | 0.083051 | 0 | 0 | 0.1661 | 334.5673 | 0.083631 | 0 | 0 | 0.16726 | 334.7457 | 0.084018 | 0 | 0 | 0.16804 | 335.0132 | 0.084598 | 0 | 0 | 0.1692 | 335.1915 | 0.084985 | 0 | 0 | 0.16997 | 335.3699 | 0.085372 | 0 | 0 | 0.17074
2017-01-16 17:00 | 305.9773 | 0.912 |  | 321.296 | 0.054845 | 0 | 0 | 0.10969 | 330.3248 | 0.074429 | 0 | 0 | 0.14886 | 337.7119 | 0.090451 | 0 | 0 | 0.1809 | 337.9855 | 0.091045 | 0 | 0 | 0.18209 | 338.1679 | 0.091441 | 0 | 0 | 0.18288 | 338.4415 | 0.092034 | 0 | 0 | 0.18407 | 338.7151 | 0.092627 | 0 | 0 | 0.18525 | 338.9887 | 0.093221 | 0 | 0 | 0.18644 | 339.3535 | 0.094012 | 0 | 0 | 0.18802 | 339.6271 | 0.094606 | 0 | 0 | 0.18921 | 339.8095 | 0.095001 | 0 | 0 | 0.19 | 340.0831 | 0.095595 | 0 | 0 | 0.19119 | 340.2655 | 0.09599 | 0 | 0 | 0.19198 | 340.5391 | 0.096584 | 0 | 0 | 0.19317 | 340.8127 | 0.097177 | 0 | 0 | 0.19435 | 340.9951 | 0.097573 | 0 | 0 | 0.19515 | 341.2687 | 0.098166 | 0 | 0 | 0.19633 | 341.5423 | 0.09876 | 0 | 0 | 0.19752 | 341.6335 | 0.098957 | 0 | 0 | 0.19791 | 341.9071 | 0.099551 | 0 | 0 | 0.1991 | 342.1807 | 0.10014 | 0 | 0 | 0.20029 | 342.3631 | 0.10054 | 0 | 0 | 0.20108 | 342.6367 | 0.10113 | 0 | 0 | 0.20227 | 342.8191 | 0.10153 | 0 | 0 | 0.20306 | 343.0015 | 0.10192 | 0 | 0 | 0.20385
2017-01-16 18:00 | 311.7916 | 0.92933 |  | 327.4014 | 0.068088 | 0 | 0 | 0.13618 | 336.6017 | 0.088043 | 0 | 0 | 0.17609 | 344.1293 | 0.10437 | 0 | 0 | 0.20874 | 344.4081 | 0.10498 | 0 | 0 | 0.20995 | 344.5939 | 0.10538 | 0 | 0 | 0.21076 | 344.8727 | 0.10598 | 0 | 0 | 0.21197 | 345.1515 | 0.10659 | 0 | 0 | 0.21318 | 345.4303 | 0.10719 | 0 | 0 | 0.21439 | 345.802 | 0.108 | 0 | 0 | 0.216 | 346.0808 | 0.1086 | 0 | 0 | 0.21721 | 346.2667 | 0.10901 | 0 | 0 | 0.21801 | 346.5455 | 0.10961 | 0 | 0 | 0.21922 | 346.7314 | 0.11001 | 0 | 0 | 0.22003 | 347.0102 | 0.11062 | 0 | 0 | 0.22124 | 347.289 | 0.11122 | 0 | 0 | 0.22245 | 347.4748 | 0.11163 | 0 | 0 | 0.22325 | 347.7536 | 0.11223 | 0 | 0 | 0.22446 | 348.0324 | 0.11284 | 0 | 0 | 0.22567 | 348.1254 | 0.11304 | 0 | 0 | 0.22608 | 348.4042 | 0.11364 | 0 | 0 | 0.22729 | 348.683 | 0.11425 | 0 | 0 | 0.2285 | 348.8688 | 0.11465 | 0 | 0 | 0.2293 | 349.1476 | 0.11526 | 0 | 0 | 0.23051 | 349.3335 | 0.11566 | 0 | 0 | 0.23132 | 349.5193 | 0.11606 | 0 | 0 | 0.23212
2017-01-16 19:00 | 306.8233 | 0.91452 |  | 322.1843 | 0.056772 | 0 | 0 | 0.11354 | 331.238 | 0.07641 | 0 | 0 | 0.15282 | 338.6456 | 0.092477 | 0 | 0 | 0.18495 | 338.9199 | 0.093072 | 0 | 0 | 0.18614 | 339.1028 | 0.093468 | 0 | 0 | 0.18694 | 339.3772 | 0.094063 | 0 | 0 | 0.18813 | 339.6516 | 0.094659 | 0 | 0 | 0.18932 | 339.9259 | 0.095254 | 0 | 0 | 0.19051 | 340.2917 | 0.096047 | 0 | 0 | 0.19209 | 340.5661 | 0.096642 | 0 | 0 | 0.19328 | 340.749 | 0.097039 | 0 | 0 | 0.19408 | 341.0233 | 0.097634 | 0 | 0 | 0.19527 | 341.2062 | 0.098031 | 0 | 0 | 0.19606 | 341.4806 | 0.098626 | 0 | 0 | 0.19725 | 341.7549 | 0.099221 | 0 | 0 | 0.19844 | 341.9379 | 0.099618 | 0 | 0 | 0.19924 | 342.2122 | 0.10021 | 0 | 0 | 0.20043 | 342.4866 | 0.10081 | 0 | 0 | 0.20162 | 342.578 | 0.10101 | 0 | 0 | 0.20201 | 342.8524 | 0.1016 | 0 | 0 | 0.2032 | 343.1267 | 0.1022 | 0 | 0 | 0.20439 | 343.3096 | 0.10259 | 0 | 0 | 0.20519 | 343.584 | 0.10319 | 0 | 0 | 0.20638 | 343.7669 | 0.10358 | 0 | 0 | 0.20717 | 343.9498 | 0.10398 | 0 | 0 | 0.20796
2017-01-16 20:00 | 302.1259 | 0.90052 |  | 317.2518 | 0.046073 | 0 | 0 | 0.092147 | 326.1669 | 0.06541 | 0 | 0 | 0.13082 | 333.461 | 0.081231 | 0 | 0 | 0.16246 | 333.7312 | 0.081817 | 0 | 0 | 0.16363 | 333.9113 | 0.082208 | 0 | 0 | 0.16442 | 334.1815 | 0.082794 | 0 | 0 | 0.16559 | 334.4516 | 0.08338 | 0 | 0 | 0.16676 | 334.7218 | 0.083966 | 0 | 0 | 0.16793 | 335.082 | 0.084747 | 0 | 0 | 0.16949 | 335.3521 | 0.085333 | 0 | 0 | 0.17067 | 335.5322 | 0.085724 | 0 | 0 | 0.17145 | 335.8024 | 0.08631 | 0 | 0 | 0.17262 | 335.9825 | 0.0867 | 0 | 0 | 0.1734 | 336.2526 | 0.087286 | 0 | 0 | 0.17457 | 336.5228 | 0.087872 | 0 | 0 | 0.17574 | 336.7029 | 0.088263 | 0 | 0 | 0.17653 | 336.9731 | 0.088849 | 0 | 0 | 0.1777 | 337.2432 | 0.089435 | 0 | 0 | 0.17887 | 337.3333 | 0.08963 | 0 | 0 | 0.17926 | 337.6034 | 0.090216 | 0 | 0 | 0.18043 | 337.8736 | 0.090802 | 0 | 0 | 0.1816 | 338.0537 | 0.091193 | 0 | 0 | 0.18239 | 338.3238 | 0.091779 | 0 | 0 | 0.18356 | 338.5039 | 0.092169 | 0 | 0 | 0.18434 | 338.684 | 0.09256 | 0 | 0 | 0.18512
2017-01-16 21:00 | 306.7413 | 0.91427 |  | 322.0982 | 0.056585 | 0 | 0 | 0.11317 | 331.1495 | 0.076218 | 0 | 0 | 0.15244 | 338.5551 | 0.09228 | 0 | 0 | 0.18456 | 338.8294 | 0.092875 | 0 | 0 | 0.18575 | 339.0123 | 0.093272 | 0 | 0 | 0.18654 | 339.2866 | 0.093867 | 0 | 0 | 0.18773 | 339.5608 | 0.094462 | 0 | 0 | 0.18892 | 339.8351 | 0.095057 | 0 | 0 | 0.19011 | 340.2008 | 0.09585 | 0 | 0 | 0.1917 | 340.4751 | 0.096445 | 0 | 0 | 0.19289 | 340.658 | 0.096841 | 0 | 0 | 0.19368 | 340.9322 | 0.097436 | 0 | 0 | 0.19487 | 341.1151 | 0.097833 | 0 | 0 | 0.19567 | 341.3894 | 0.098428 | 0 | 0 | 0.19686 | 341.6637 | 0.099023 | 0 | 0 | 0.19805 | 341.8465 | 0.099419 | 0 | 0 | 0.19884 | 342.1208 | 0.10001 | 0 | 0 | 0.20003 | 342.3951 | 0.10061 | 0 | 0 | 0.20122 | 342.4865 | 0.10081 | 0 | 0 | 0.20162 | 342.7608 | 0.1014 | 0 | 0 | 0.2028 | 343.0351 | 0.102 | 0 | 0 | 0.20399 | 343.2179 | 0.10239 | 0 | 0 | 0.20479 | 343.4922 | 0.10299 | 0 | 0 | 0.20598 | 343.6751 | 0.10339 | 0 | 0 | 0.20677 | 343.8579 | 0.10378 | 0 | 0 | 0.20756
2017-01-16 22:00 | 305.8937 | 0.91175 |  | 321.2081 | 0.054655 | 0 | 0 | 0.10931 | 330.2344 | 0.074233 | 0 | 0 | 0.14847 | 337.6196 | 0.090251 | 0 | 0 | 0.1805 | 337.8931 | 0.090844 | 0 | 0 | 0.18169 | 338.0754 | 0.09124 | 0 | 0 | 0.18248 | 338.349 | 0.091833 | 0 | 0 | 0.18367 | 338.6225 | 0.092426 | 0 | 0 | 0.18485 | 338.896 | 0.09302 | 0 | 0 | 0.18604 | 339.2607 | 0.093811 | 0 | 0 | 0.18762 | 339.5342 | 0.094404 | 0 | 0 | 0.18881 | 339.7166 | 0.0948 | 0 | 0 | 0.1896 | 339.9901 | 0.095393 | 0 | 0 | 0.19079 | 340.1725 | 0.095788 | 0 | 0 | 0.19158 | 340.446 | 0.096382 | 0 | 0 | 0.19276 | 340.7195 | 0.096975 | 0 | 0 | 0.19395 | 340.9019 | 0.09737 | 0 | 0 | 0.19474 | 341.1754 | 0.097964 | 0 | 0 | 0.19593 | 341.4489 | 0.098557 | 0 | 0 | 0.19711 | 341.5401 | 0.098755 | 0 | 0 | 0.19751 | 341.8136 | 0.099348 | 0 | 0 | 0.1987 | 342.0871 | 0.099941 | 0 | 0 | 0.19988 | 342.2695 | 0.10034 | 0 | 0 | 0.20067 | 342.543 | 0.10093 | 0 | 0 | 0.20186 | 342.7253 | 0.10133 | 0 | 0 | 0.20265 | 342.9077 | 0.10172 | 0 | 0 | 0.20344
2017-01-16 23:00 | 309.9656 | 0.92388 |  | 325.484 | 0.063929 | 0 | 0 | 0.12786 | 334.6304 | 0.083768 | 0 | 0 | 0.16754 | 342.1139 | 0.099999 | 0 | 0 | 0.2 | 342.391 | 0.1006 | 0 | 0 | 0.2012 | 342.5758 | 0.101 | 0 | 0 | 0.202 | 342.853 | 0.1016 | 0 | 0 | 0.2032 | 343.1301 | 0.1022 | 0 | 0 | 0.20441 | 343.4073 | 0.1028 | 0 | 0 | 0.20561 | 343.7768 | 0.10361 | 0 | 0 | 0.20721 | 344.054 | 0.10421 | 0 | 0 | 0.20841 | 344.2388 | 0.10461 | 0 | 0 | 0.20922 | 344.5159 | 0.10521 | 0 | 0 | 0.21042 | 344.7007 | 0.10561 | 0 | 0 | 0.21122 | 344.9779 | 0.10621 | 0 | 0 | 0.21242 | 345.2551 | 0.10681 | 0 | 0 | 0.21363 | 345.4398 | 0.10721 | 0 | 0 | 0.21443 | 345.717 | 0.10781 | 0 | 0 | 0.21563 | 345.9942 | 0.10842 | 0 | 0 | 0.21683 | 346.0865 | 0.10862 | 0 | 0 | 0.21723 | 346.3637 | 0.10922 | 0 | 0 | 0.21843 | 346.6409 | 0.10982 | 0 | 0 | 0.21964 | 346.8257 | 0.11022 | 0 | 0 | 0.22044 | 347.1028 | 0.11082 | 0 | 0 | 0.22164 | 347.2876 | 0.11122 | 0 | 0 | 0.22244 | 347.4724 | 0.11162 | 0 | 0 | 0.22324
2017-01-17 | 310.5519 | 0.92563 |  | 326.0996 | 0.065264 | 0 | 0 | 0.13053 | 335.2634 | 0.085141 | 0 | 0 | 0.17028 | 342.761 | 0.1014 | 0 | 0 | 0.20281 | 343.0387 | 0.10201 | 0 | 0 | 0.20401 | 343.2238 | 0.10241 | 0 | 0 | 0.20481 | 343.5015 | 0.10301 | 0 | 0 | 0.20602 | 343.7792 | 0.10361 | 0 | 0 | 0.20722 | 344.0569 | 0.10421 | 0 | 0 | 0.20843 | 344.4271 | 0.10502 | 0 | 0 | 0.21003 | 344.7048 | 0.10562 | 0 | 0 | 0.21124 | 344.8899 | 0.10602 | 0 | 0 | 0.21204 | 345.1676 | 0.10662 | 0 | 0 | 0.21325 | 345.3528 | 0.10702 | 0 | 0 | 0.21405 | 345.6304 | 0.10763 | 0 | 0 | 0.21525 | 345.9081 | 0.10823 | 0 | 0 | 0.21646 | 346.0933 | 0.10863 | 0 | 0 | 0.21726 | 346.3709 | 0.10923 | 0 | 0 | 0.21847 | 346.6486 | 0.10984 | 0 | 0 | 0.21967 | 346.7412 | 0.11004 | 0 | 0 | 0.22007 | 347.0189 | 0.11064 | 0 | 0 | 0.22128 | 347.2966 | 0.11124 | 0 | 0 | 0.22248 | 347.4817 | 0.11164 | 0 | 0 | 0.22328 | 347.7594 | 0.11224 | 0 | 0 | 0.22449 | 347.9445 | 0.11265 | 0 | 0 | 0.22529 | 348.1296 | 0.11305 | 0 | 0 | 0.2261
2017-01-17 01:00 | 282.6209 | 0.84238 |  | 296.7702 | 0.0016489 | 0 | 0 | 0.0032978 | 305.1098 | 0.019737 | 0 | 0 | 0.039475 | 311.933 | 0.034537 | 0 | 0 | 0.069074 | 312.1857 | 0.035085 | 0 | 0 | 0.07017 | 312.3542 | 0.035451 | 0 | 0 | 0.070901 | 312.6069 | 0.035999 | 0 | 0 | 0.071998 | 312.8597 | 0.036547 | 0 | 0 | 0.073094 | 313.1124 | 0.037095 | 0 | 0 | 0.07419 | 313.4493 | 0.037826 | 0 | 0 | 0.075652 | 313.702 | 0.038374 | 0 | 0 | 0.076748 | 313.8705 | 0.038739 | 0 | 0 | 0.077479 | 314.1232 | 0.039288 | 0 | 0 | 0.078575 | 314.2917 | 0.039653 | 0 | 0 | 0.079306 | 314.5444 | 0.040201 | 0 | 0 | 0.080402 | 314.7971 | 0.040749 | 0 | 0 | 0.081499 | 314.9656 | 0.041115 | 0 | 0 | 0.082229 | 315.2183 | 0.041663 | 0 | 0 | 0.083326 | 315.471 | 0.042211 | 0 | 0 | 0.084422 | 315.5553 | 0.042394 | 0 | 0 | 0.084787 | 315.808 | 0.042942 | 0 | 0 | 0.085884 | 316.0607 | 0.04349 | 0 | 0 | 0.08698 | 316.2292 | 0.043855 | 0 | 0 | 0.087711 | 316.4819 | 0.044404 | 0 | 0 | 0.088807 | 316.6504 | 0.044769 | 0 | 0 | 0.089538 | 316.8188 | 0.045134 | 0 | 0 | 0.090269
2017-01-17 02:00 | 315.2489 | 0.93963 |  | 331.0318 | 0.075962 | 0 | 0 | 0.15192 | 340.3341 | 0.096139 | 0 | 0 | 0.19228 | 347.9451 | 0.11265 | 0 | 0 | 0.22529 | 348.227 | 0.11326 | 0 | 0 | 0.22652 | 348.415 | 0.11367 | 0 | 0 | 0.22733 | 348.6968 | 0.11428 | 0 | 0 | 0.22856 | 348.9787 | 0.11489 | 0 | 0 | 0.22978 | 349.2606 | 0.1155 | 0 | 0 | 0.231 | 349.6365 | 0.11632 | 0 | 0 | 0.23263 | 349.9184 | 0.11693 | 0 | 0 | 0.23385 | 350.1063 | 0.11733 | 0 | 0 | 0.23467 | 350.3882 | 0.11795 | 0 | 0 | 0.23589 | 350.5761 | 0.11835 | 0 | 0 | 0.23671 | 350.858 | 0.11897 | 0 | 0 | 0.23793 | 351.1399 | 0.11958 | 0 | 0 | 0.23915 | 351.3278 | 0.11998 | 0 | 0 | 0.23997 | 351.6097 | 0.1206 | 0 | 0 | 0.24119 | 351.8916 | 0.12121 | 0 | 0 | 0.24241 | 351.9855 | 0.12141 | 0 | 0 | 0.24282 | 352.2674 | 0.12202 | 0 | 0 | 0.24404 | 352.5493 | 0.12263 | 0 | 0 | 0.24527 | 352.7373 | 0.12304 | 0 | 0 | 0.24608 | 353.0191 | 0.12365 | 0 | 0 | 0.24731 | 353.2071 | 0.12406 | 0 | 0 | 0.24812 | 353.395 | 0.12447 | 0 | 0 | 0.24894
2017-01-17 03:00 | 311.9443 | 0.92978 |  | 327.5617 | 0.068436 | 0 | 0 | 0.13687 | 336.7665 | 0.088401 | 0 | 0 | 0.1768 | 344.2978 | 0.10474 | 0 | 0 | 0.20947 | 344.5767 | 0.10534 | 0 | 0 | 0.21068 | 344.7627 | 0.10574 | 0 | 0 | 0.21149 | 345.0416 | 0.10635 | 0 | 0 | 0.2127 | 345.3205 | 0.10695 | 0 | 0 | 0.21391 | 345.5995 | 0.10756 | 0 | 0 | 0.21512 | 345.9714 | 0.10837 | 0 | 0 | 0.21673 | 346.2503 | 0.10897 | 0 | 0 | 0.21794 | 346.4363 | 0.10937 | 0 | 0 | 0.21875 | 346.7152 | 0.10998 | 0 | 0 | 0.21996 | 346.9011 | 0.11038 | 0 | 0 | 0.22077 | 347.1801 | 0.11099 | 0 | 0 | 0.22198 | 347.459 | 0.11159 | 0 | 0 | 0.22319 | 347.645 | 0.112 | 0 | 0 | 0.22399 | 347.9239 | 0.1126 | 0 | 0 | 0.2252 | 348.2028 | 0.11321 | 0 | 0 | 0.22641 | 348.2958 | 0.11341 | 0 | 0 | 0.22682 | 348.5748 | 0.11401 | 0 | 0 | 0.22803 | 348.8537 | 0.11462 | 0 | 0 | 0.22924 | 349.0396 | 0.11502 | 0 | 0 | 0.23004 | 349.3186 | 0.11563 | 0 | 0 | 0.23125 | 349.5045 | 0.11603 | 0 | 0 | 0.23206 | 349.6905 | 0.11643 | 0 | 0 | 0.23287
2017-01-17 04:00 | 310.9427 | 0.9268 |  | 326.51 | 0.066155 | 0 | 0 | 0.13231 | 335.6853 | 0.086056 | 0 | 0 | 0.17211 | 343.1923 | 0.10234 | 0 | 0 | 0.20468 | 343.4704 | 0.10294 | 0 | 0 | 0.20588 | 343.6557 | 0.10334 | 0 | 0 | 0.20669 | 343.9338 | 0.10395 | 0 | 0 | 0.20789 | 344.2118 | 0.10455 | 0 | 0 | 0.2091 | 344.4898 | 0.10515 | 0 | 0 | 0.21031 | 344.8606 | 0.10596 | 0 | 0 | 0.21191 | 345.1386 | 0.10656 | 0 | 0 | 0.21312 | 345.324 | 0.10696 | 0 | 0 | 0.21392 | 345.602 | 0.10757 | 0 | 0 | 0.21513 | 345.7874 | 0.10797 | 0 | 0 | 0.21593 | 346.0654 | 0.10857 | 0 | 0 | 0.21714 | 346.3434 | 0.10917 | 0 | 0 | 0.21835 | 346.5288 | 0.10958 | 0 | 0 | 0.21915 | 346.8068 | 0.11018 | 0 | 0 | 0.22036 | 347.0849 | 0.11078 | 0 | 0 | 0.22156 | 347.1775 | 0.11098 | 0 | 0 | 0.22196 | 347.4556 | 0.11159 | 0 | 0 | 0.22317 | 347.7336 | 0.11219 | 0 | 0 | 0.22438 | 347.919 | 0.11259 | 0 | 0 | 0.22518 | 348.197 | 0.11319 | 0 | 0 | 0.22639 | 348.3824 | 0.1136 | 0 | 0 | 0.22719 | 348.5677 | 0.114 | 0 | 0 | 0.228
2017-01-17 05:00 | 311.7767 | 0.92928 |  | 327.3857 | 0.068054 | 0 | 0 | 0.13611 | 336.5856 | 0.088008 | 0 | 0 | 0.17602 | 344.1128 | 0.10433 | 0 | 0 | 0.20867 | 344.3916 | 0.10494 | 0 | 0 | 0.20988 | 344.5774 | 0.10534 | 0 | 0 | 0.21069 | 344.8562 | 0.10595 | 0 | 0 | 0.21189 | 345.135 | 0.10655 | 0 | 0 | 0.2131 | 345.4138 | 0.10716 | 0 | 0 | 0.21431 | 345.7855 | 0.10796 | 0 | 0 | 0.21593 | 346.0643 | 0.10857 | 0 | 0 | 0.21714 | 346.2501 | 0.10897 | 0 | 0 | 0.21794 | 346.5289 | 0.10958 | 0 | 0 | 0.21915 | 346.7148 | 0.10998 | 0 | 0 | 0.21996 | 346.9935 | 0.11058 | 0 | 0 | 0.22117 | 347.2723 | 0.11119 | 0 | 0 | 0.22238 | 347.4582 | 0.11159 | 0 | 0 | 0.22318 | 347.737 | 0.1122 | 0 | 0 | 0.22439 | 348.0158 | 0.1128 | 0 | 0 | 0.2256 | 348.1087 | 0.113 | 0 | 0 | 0.226 | 348.3875 | 0.11361 | 0 | 0 | 0.22721 | 348.6663 | 0.11421 | 0 | 0 | 0.22842 | 348.8521 | 0.11461 | 0 | 0 | 0.22923 | 349.1309 | 0.11522 | 0 | 0 | 0.23044 | 349.3168 | 0.11562 | 0 | 0 | 0.23124 | 349.5026 | 0.11603 | 0 | 0 | 0.23205
2017-01-17 06:00 | 311.5763 | 0.92868 |  | 327.1752 | 0.067597 | 0 | 0 | 0.13519 | 336.3692 | 0.087539 | 0 | 0 | 0.17508 | 343.8915 | 0.10386 | 0 | 0 | 0.20771 | 344.1702 | 0.10446 | 0 | 0 | 0.20892 | 344.3559 | 0.10486 | 0 | 0 | 0.20972 | 344.6345 | 0.10547 | 0 | 0 | 0.21093 | 344.9131 | 0.10607 | 0 | 0 | 0.21214 | 345.1917 | 0.10668 | 0 | 0 | 0.21335 | 345.5632 | 0.10748 | 0 | 0 | 0.21496 | 345.8418 | 0.10809 | 0 | 0 | 0.21617 | 346.0275 | 0.10849 | 0 | 0 | 0.21698 | 346.3061 | 0.10909 | 0 | 0 | 0.21818 | 346.4919 | 0.1095 | 0 | 0 | 0.21899 | 346.7705 | 0.1101 | 0 | 0 | 0.2202 | 347.0491 | 0.1107 | 0 | 0 | 0.22141 | 347.2348 | 0.11111 | 0 | 0 | 0.22221 | 347.5134 | 0.11171 | 0 | 0 | 0.22342 | 347.792 | 0.11232 | 0 | 0 | 0.22463 | 347.8849 | 0.11252 | 0 | 0 | 0.22503 | 348.1635 | 0.11312 | 0 | 0 | 0.22624 | 348.4421 | 0.11373 | 0 | 0 | 0.22745 | 348.6278 | 0.11413 | 0 | 0 | 0.22826 | 348.9064 | 0.11473 | 0 | 0 | 0.22946 | 349.0922 | 0.11514 | 0 | 0 | 0.23027 | 349.2779 | 0.11554 | 0 | 0 | 0.23108
2017-01-17 07:00 | 318.5402 | 0.94944 |  | 334.4879 | 0.083458 | 0 | 0 | 0.16692 | 343.8873 | 0.10385 | 0 | 0 | 0.20769 | 351.5778 | 0.12053 | 0 | 0 | 0.24105 | 351.8626 | 0.12114 | 0 | 0 | 0.24229 | 352.0525 | 0.12156 | 0 | 0 | 0.24311 | 352.3373 | 0.12217 | 0 | 0 | 0.24435 | 352.6222 | 0.12279 | 0 | 0 | 0.24558 | 352.907 | 0.12341 | 0 | 0 | 0.24682 | 353.2868 | 0.12423 | 0 | 0 | 0.24847 | 353.5716 | 0.12485 | 0 | 0 | 0.2497 | 353.7615 | 0.12526 | 0 | 0 | 0.25053 | 354.0463 | 0.12588 | 0 | 0 | 0.25176 | 354.2362 | 0.12629 | 0 | 0 | 0.25259 | 354.5211 | 0.12691 | 0 | 0 | 0.25382 | 354.8059 | 0.12753 | 0 | 0 | 0.25506 | 354.9958 | 0.12794 | 0 | 0 | 0.25588 | 355.2806 | 0.12856 | 0 | 0 | 0.25712 | 355.5654 | 0.12918 | 0 | 0 | 0.25835 | 355.6604 | 0.12938 | 0 | 0 | 0.25876 | 355.9452 | 0.13 | 0 | 0 | 0.26 | 356.23 | 0.13062 | 0 | 0 | 0.26123 | 356.4199 | 0.13103 | 0 | 0 | 0.26206 | 356.7048 | 0.13165 | 0 | 0 | 0.26329 | 356.8947 | 0.13206 | 0 | 0 | 0.26412 | 357.0845 | 0.13247 | 0 | 0 | 0.26494
2017-01-17 08:00 | 319.1683 | 0.95131 |  | 335.1474 | 0.084889 | 0 | 0 | 0.16978 | 344.5654 | 0.10532 | 0 | 0 | 0.21063 | 352.271 | 0.12203 | 0 | 0 | 0.24406 | 352.5564 | 0.12265 | 0 | 0 | 0.2453 | 352.7467 | 0.12306 | 0 | 0 | 0.24612 | 353.0321 | 0.12368 | 0 | 0 | 0.24736 | 353.3175 | 0.1243 | 0 | 0 | 0.2486 | 353.6028 | 0.12492 | 0 | 0 | 0.24984 | 353.9834 | 0.12574 | 0 | 0 | 0.25149 | 354.2688 | 0.12636 | 0 | 0 | 0.25273 | 354.459 | 0.12678 | 0 | 0 | 0.25355 | 354.7444 | 0.12739 | 0 | 0 | 0.25479 | 354.9347 | 0.12781 | 0 | 0 | 0.25562 | 355.2201 | 0.12843 | 0 | 0 | 0.25685 | 355.5055 | 0.12905 | 0 | 0 | 0.25809 | 355.6957 | 0.12946 | 0 | 0 | 0.25892 | 355.9811 | 0.13008 | 0 | 0 | 0.26015 | 356.2665 | 0.1307 | 0 | 0 | 0.26139 | 356.3617 | 0.1309 | 0 | 0 | 0.26181 | 356.647 | 0.13152 | 0 | 0 | 0.26304 | 356.9324 | 0.13214 | 0 | 0 | 0.26428 | 357.1227 | 0.13255 | 0 | 0 | 0.26511 | 357.4081 | 0.13317 | 0 | 0 | 0.26634 | 357.5984 | 0.13359 | 0 | 0 | 0.26717 | 357.7886 | 0.134 | 0 | 0 | 0.268
2017-01-17 09:00 | 315.7731 | 0.94119 |  | 331.5822 | 0.077156 | 0 | 0 | 0.15431 | 340.9001 | 0.097367 | 0 | 0 | 0.19473 | 348.5237 | 0.1139 | 0 | 0 | 0.2278 | 348.8061 | 0.11451 | 0 | 0 | 0.22903 | 348.9943 | 0.11492 | 0 | 0 | 0.22985 | 349.2767 | 0.11554 | 0 | 0 | 0.23107 | 349.559 | 0.11615 | 0 | 0 | 0.2323 | 349.8414 | 0.11676 | 0 | 0 | 0.23352 | 350.2179 | 0.11758 | 0 | 0 | 0.23515 | 350.5002 | 0.11819 | 0 | 0 | 0.23638 | 350.6885 | 0.1186 | 0 | 0 | 0.2372 | 350.9708 | 0.11921 | 0 | 0 | 0.23842 | 351.1591 | 0.11962 | 0 | 0 | 0.23924 | 351.4414 | 0.12023 | 0 | 0 | 0.24046 | 351.7238 | 0.12084 | 0 | 0 | 0.24169 | 351.912 | 0.12125 | 0 | 0 | 0.2425 | 352.1944 | 0.12186 | 0 | 0 | 0.24373 | 352.4767 | 0.12248 | 0 | 0 | 0.24495 | 352.5708 | 0.12268 | 0 | 0 | 0.24536 | 352.8532 | 0.12329 | 0 | 0 | 0.24659 | 353.1356 | 0.12391 | 0 | 0 | 0.24781 | 353.3238 | 0.12431 | 0 | 0 | 0.24863 | 353.6062 | 0.12493 | 0 | 0 | 0.24985 | 353.7944 | 0.12533 | 0 | 0 | 0.25067 | 353.9826 | 0.12574 | 0 | 0 | 0.25149
2017-01-17 10:00 | 305.2767 | 0.90991 |  | 320.5603 | 0.05325 | 0 | 0 | 0.1065 | 329.5684 | 0.072788 | 0 | 0 | 0.14558 | 336.9386 | 0.088774 | 0 | 0 | 0.17755 | 337.2116 | 0.089366 | 0 | 0 | 0.17873 | 337.3936 | 0.089761 | 0 | 0 | 0.17952 | 337.6666 | 0.090353 | 0 | 0 | 0.18071 | 337.9395 | 0.090945 | 0 | 0 | 0.18189 | 338.2125 | 0.091537 | 0 | 0 | 0.18307 | 338.5765 | 0.092327 | 0 | 0 | 0.18465 | 338.8494 | 0.092919 | 0 | 0 | 0.18584 | 339.0314 | 0.093313 | 0 | 0 | 0.18663 | 339.3044 | 0.093906 | 0 | 0 | 0.18781 | 339.4864 | 0.0943 | 0 | 0 | 0.1886 | 339.7593 | 0.094892 | 0 | 0 | 0.18978 | 340.0323 | 0.095484 | 0 | 0 | 0.19097 | 340.2143 | 0.095879 | 0 | 0 | 0.19176 | 340.4873 | 0.096471 | 0 | 0 | 0.19294 | 340.7602 | 0.097063 | 0 | 0 | 0.19413 | 340.8512 | 0.097261 | 0 | 0 | 0.19452 | 341.1242 | 0.097853 | 0 | 0 | 0.19571 | 341.3972 | 0.098445 | 0 | 0 | 0.19689 | 341.5792 | 0.098839 | 0 | 0 | 0.19768 | 341.8521 | 0.099432 | 0 | 0 | 0.19886 | 342.0341 | 0.099826 | 0 | 0 | 0.19965 | 342.2161 | 0.10022 | 0 | 0 | 0.20044
2017-01-17 11:00 | 293.1123 | 0.87365 |  | 307.7869 | 0.025544 | 0 | 0 | 0.051088 | 316.436 | 0.044304 | 0 | 0 | 0.088608 | 323.5126 | 0.059653 | 0 | 0 | 0.11931 | 323.7747 | 0.060222 | 0 | 0 | 0.12044 | 323.9494 | 0.060601 | 0 | 0 | 0.1212 | 324.2115 | 0.061169 | 0 | 0 | 0.12234 | 324.4736 | 0.061738 | 0 | 0 | 0.12348 | 324.7357 | 0.062306 | 0 | 0 | 0.12461 | 325.0851 | 0.063064 | 0 | 0 | 0.12613 | 325.3472 | 0.063632 | 0 | 0 | 0.12726 | 325.522 | 0.064011 | 0 | 0 | 0.12802 | 325.7841 | 0.06458 | 0 | 0 | 0.12916 | 325.9588 | 0.064959 | 0 | 0 | 0.12992 | 326.2209 | 0.065527 | 0 | 0 | 0.13105 | 326.483 | 0.066096 | 0 | 0 | 0.13219 | 326.6577 | 0.066475 | 0 | 0 | 0.13295 | 326.9198 | 0.067043 | 0 | 0 | 0.13409 | 327.1819 | 0.067612 | 0 | 0 | 0.13522 | 327.2693 | 0.067801 | 0 | 0 | 0.1356 | 327.5314 | 0.06837 | 0 | 0 | 0.13674 | 327.7935 | 0.068938 | 0 | 0 | 0.13788 | 327.9682 | 0.069317 | 0 | 0 | 0.13863 | 328.2303 | 0.069886 | 0 | 0 | 0.13977 | 328.405 | 0.070265 | 0 | 0 | 0.14053 | 328.5797 | 0.070644 | 0 | 0 | 0.14129
2017-01-17 12:00 | 282.9445 | 0.84334 |  | 297.11 | 0.002386 | 0 | 0 | 0.004772 | 305.4591 | 0.020495 | 0 | 0 | 0.04099 | 312.2902 | 0.035312 | 0 | 0 | 0.070624 | 312.5432 | 0.035861 | 0 | 0 | 0.071721 | 312.7119 | 0.036226 | 0 | 0 | 0.072453 | 312.9649 | 0.036775 | 0 | 0 | 0.07355 | 313.2179 | 0.037324 | 0 | 0 | 0.074648 | 313.4709 | 0.037873 | 0 | 0 | 0.075745 | 313.8083 | 0.038604 | 0 | 0 | 0.077209 | 314.0613 | 0.039153 | 0 | 0 | 0.078306 | 314.2299 | 0.039519 | 0 | 0 | 0.079038 | 314.4829 | 0.040068 | 0 | 0 | 0.080136 | 314.6516 | 0.040434 | 0 | 0 | 0.080867 | 314.9046 | 0.040982 | 0 | 0 | 0.081965 | 315.1576 | 0.041531 | 0 | 0 | 0.083062 | 315.3263 | 0.041897 | 0 | 0 | 0.083794 | 315.5793 | 0.042446 | 0 | 0 | 0.084892 | 315.8323 | 0.042995 | 0 | 0 | 0.085989 | 315.9166 | 0.043177 | 0 | 0 | 0.086355 | 316.1696 | 0.043726 | 0 | 0 | 0.087452 | 316.4226 | 0.044275 | 0 | 0 | 0.08855 | 316.5913 | 0.044641 | 0 | 0 | 0.089282 | 316.8443 | 0.04519 | 0 | 0 | 0.090379 | 317.013 | 0.045555 | 0 | 0 | 0.091111 | 317.1816 | 0.045921 | 0 | 0 | 0.091843
2017-01-17 13:00 | 283.2989 | 0.8444 |  | 297.4822 | 0.0031932 | 0 | 0 | 0.0063865 | 305.8418 | 0.021325 | 0 | 0 | 0.04265 | 312.6814 | 0.03616 | 0 | 0 | 0.072321 | 312.9347 | 0.03671 | 0 | 0 | 0.07342 | 313.1036 | 0.037076 | 0 | 0 | 0.074152 | 313.3569 | 0.037626 | 0 | 0 | 0.075251 | 313.6103 | 0.038175 | 0 | 0 | 0.07635 | 313.8636 | 0.038724 | 0 | 0 | 0.077449 | 314.2013 | 0.039457 | 0 | 0 | 0.078914 | 314.4547 | 0.040006 | 0 | 0 | 0.080013 | 314.6235 | 0.040373 | 0 | 0 | 0.080746 | 314.8769 | 0.040922 | 0 | 0 | 0.081844 | 315.0457 | 0.041289 | 0 | 0 | 0.082577 | 315.2991 | 0.041838 | 0 | 0 | 0.083676 | 315.5524 | 0.042387 | 0 | 0 | 0.084775 | 315.7213 | 0.042754 | 0 | 0 | 0.085507 | 315.9746 | 0.043303 | 0 | 0 | 0.086606 | 316.2279 | 0.043853 | 0 | 0 | 0.087705 | 316.3123 | 0.044036 | 0 | 0 | 0.088072 | 316.5657 | 0.044585 | 0 | 0 | 0.08917 | 316.819 | 0.045135 | 0 | 0 | 0.090269 | 316.9879 | 0.045501 | 0 | 0 | 0.091002 | 317.2412 | 0.04605 | 0 | 0 | 0.092101 | 317.4101 | 0.046417 | 0 | 0 | 0.092833 | 317.5789 | 0.046783 | 0 | 0 | 0.093566
2017-01-17 14:00 | 281.2115 | 0.83818 |  | 295.2903 | 0 | 0 | 0 | 0 | 303.5883 | 0.016437 | 0 | 0 | 0.032874 | 310.3775 | 0.031163 | 0 | 0 | 0.062326 | 310.629 | 0.031709 | 0 | 0 | 0.063417 | 310.7966 | 0.032072 | 0 | 0 | 0.064144 | 311.048 | 0.032618 | 0 | 0 | 0.065235 | 311.2995 | 0.033163 | 0 | 0 | 0.066326 | 311.5509 | 0.033708 | 0 | 0 | 0.067417 | 311.8862 | 0.034436 | 0 | 0 | 0.068871 | 312.1377 | 0.034981 | 0 | 0 | 0.069962 | 312.3053 | 0.035345 | 0 | 0 | 0.070689 | 312.5568 | 0.03589 | 0 | 0 | 0.07178 | 312.7244 | 0.036254 | 0 | 0 | 0.072507 | 312.9759 | 0.036799 | 0 | 0 | 0.073598 | 313.2273 | 0.037344 | 0 | 0 | 0.074689 | 313.3949 | 0.037708 | 0 | 0 | 0.075416 | 313.6464 | 0.038253 | 0 | 0 | 0.076507 | 313.8978 | 0.038799 | 0 | 0 | 0.077597 | 313.9817 | 0.038981 | 0 | 0 | 0.077961 | 314.2331 | 0.039526 | 0 | 0 | 0.079052 | 314.4846 | 0.040071 | 0 | 0 | 0.080143 | 314.6522 | 0.040435 | 0 | 0 | 0.08087 | 314.9037 | 0.04098 | 0 | 0 | 0.081961 | 315.0713 | 0.041344 | 0 | 0 | 0.082688 | 315.2389 | 0.041708 | 0 | 0 | 0.083415
2017-01-17 15:00 | 275.7082 | 0.82178 |  | 289.5115 | 0 | 0 | 0 | 0 | 297.6471 | 0.0035508 | 0 | 0 | 0.0071015 | 304.3034 | 0.017988 | 0 | 0 | 0.035977 | 304.55 | 0.018523 | 0 | 0 | 0.037046 | 304.7143 | 0.01888 | 0 | 0 | 0.037759 | 304.9609 | 0.019414 | 0 | 0 | 0.038829 | 305.2074 | 0.019949 | 0 | 0 | 0.039898 | 305.4539 | 0.020484 | 0 | 0 | 0.040968 | 305.7826 | 0.021197 | 0 | 0 | 0.042394 | 306.0292 | 0.021732 | 0 | 0 | 0.043463 | 306.1935 | 0.022088 | 0 | 0 | 0.044176 | 306.4401 | 0.022623 | 0 | 0 | 0.045246 | 306.6044 | 0.022979 | 0 | 0 | 0.045959 | 306.8509 | 0.023514 | 0 | 0 | 0.047028 | 307.0975 | 0.024049 | 0 | 0 | 0.048097 | 307.2618 | 0.024405 | 0 | 0 | 0.04881 | 307.5084 | 0.02494 | 0 | 0 | 0.04988 | 307.7549 | 0.025475 | 0 | 0 | 0.050949 | 307.8371 | 0.025653 | 0 | 0 | 0.051306 | 308.0836 | 0.026188 | 0 | 0 | 0.052375 | 308.3301 | 0.026722 | 0 | 0 | 0.053445 | 308.4945 | 0.027079 | 0 | 0 | 0.054158 | 308.741 | 0.027614 | 0 | 0 | 0.055227 | 308.9054 | 0.02797 | 0 | 0 | 0.05594 | 309.0697 | 0.028327 | 0 | 0 | 0.056653
2017-01-17 16:00 | 282.9091 | 0.84324 |  | 297.0729 | 0.0023054 | 0 | 0 | 0.0046107 | 305.4209 | 0.020412 | 0 | 0 | 0.040825 | 312.2512 | 0.035227 | 0 | 0 | 0.070454 | 312.5041 | 0.035776 | 0 | 0 | 0.071552 | 312.6728 | 0.036142 | 0 | 0 | 0.072283 | 312.9258 | 0.03669 | 0 | 0 | 0.073381 | 313.1787 | 0.037239 | 0 | 0 | 0.074478 | 313.4317 | 0.037788 | 0 | 0 | 0.075575 | 313.769 | 0.038519 | 0 | 0 | 0.077038 | 314.022 | 0.039068 | 0 | 0 | 0.078136 | 314.1906 | 0.039434 | 0 | 0 | 0.078867 | 314.4436 | 0.039982 | 0 | 0 | 0.079965 | 314.6122 | 0.040348 | 0 | 0 | 0.080696 | 314.8652 | 0.040897 | 0 | 0 | 0.081794 | 315.1182 | 0.041446 | 0 | 0 | 0.082891 | 315.2868 | 0.041811 | 0 | 0 | 0.083623 | 315.5398 | 0.04236 | 0 | 0 | 0.08472 | 315.7928 | 0.042909 | 0 | 0 | 0.085818 | 315.8771 | 0.043092 | 0 | 0 | 0.086183 | 316.1301 | 0.04364 | 0 | 0 | 0.087281 | 316.383 | 0.044189 | 0 | 0 | 0.088378 | 316.5517 | 0.044555 | 0 | 0 | 0.08911 | 316.8046 | 0.045104 | 0 | 0 | 0.090207 | 316.9733 | 0.045469 | 0 | 0 | 0.090939 | 317.1419 | 0.045835 | 0 | 0 | 0.09167
2017-01-17 17:00 | 290.2645 | 0.86516 |  | 304.7965 | 0.019058 | 0 | 0 | 0.038116 | 313.3616 | 0.037636 | 0 | 0 | 0.075271 | 320.3694 | 0.052835 | 0 | 0 | 0.10567 | 320.6289 | 0.053398 | 0 | 0 | 0.1068 | 320.802 | 0.053774 | 0 | 0 | 0.10755 | 321.0615 | 0.054337 | 0 | 0 | 0.10867 | 321.321 | 0.0549 | 0 | 0 | 0.1098 | 321.5806 | 0.055463 | 0 | 0 | 0.11093 | 321.9267 | 0.056213 | 0 | 0 | 0.11243 | 322.1862 | 0.056776 | 0 | 0 | 0.11355 | 322.3592 | 0.057152 | 0 | 0 | 0.1143 | 322.6188 | 0.057714 | 0 | 0 | 0.11543 | 322.7918 | 0.05809 | 0 | 0 | 0.11618 | 323.0514 | 0.058653 | 0 | 0 | 0.11731 | 323.3109 | 0.059216 | 0 | 0 | 0.11843 | 323.484 | 0.059591 | 0 | 0 | 0.11918 | 323.7435 | 0.060154 | 0 | 0 | 0.12031 | 324.003 | 0.060717 | 0 | 0 | 0.12143 | 324.0896 | 0.060905 | 0 | 0 | 0.12181 | 324.3491 | 0.061468 | 0 | 0 | 0.12294 | 324.6087 | 0.06203 | 0 | 0 | 0.12406 | 324.7817 | 0.062406 | 0 | 0 | 0.12481 | 325.0412 | 0.062969 | 0 | 0 | 0.12594 | 325.2143 | 0.063344 | 0 | 0 | 0.12669 | 325.3873 | 0.063719 | 0 | 0 | 0.12744
2017-01-17 18:00 | 297.8758 | 0.88785 |  | 312.7889 | 0.036393 | 0 | 0 | 0.072787 | 321.5786 | 0.055458 | 0 | 0 | 0.11092 | 328.7701 | 0.071057 | 0 | 0 | 0.14211 | 329.0365 | 0.071634 | 0 | 0 | 0.14327 | 329.214 | 0.07202 | 0 | 0 | 0.14404 | 329.4804 | 0.072597 | 0 | 0 | 0.14519 | 329.7468 | 0.073175 | 0 | 0 | 0.14635 | 330.0131 | 0.073753 | 0 | 0 | 0.14751 | 330.3682 | 0.074523 | 0 | 0 | 0.14905 | 330.6346 | 0.075101 | 0 | 0 | 0.1502 | 330.8122 | 0.075486 | 0 | 0 | 0.15097 | 331.0785 | 0.076064 | 0 | 0 | 0.15213 | 331.2561 | 0.076449 | 0 | 0 | 0.1529 | 331.5224 | 0.077027 | 0 | 0 | 0.15405 | 331.7888 | 0.077604 | 0 | 0 | 0.15521 | 331.9664 | 0.077989 | 0 | 0 | 0.15598 | 332.2327 | 0.078567 | 0 | 0 | 0.15713 | 332.4991 | 0.079145 | 0 | 0 | 0.15829 | 332.5879 | 0.079337 | 0 | 0 | 0.15867 | 332.8542 | 0.079915 | 0 | 0 | 0.15983 | 333.1206 | 0.080493 | 0 | 0 | 0.16099 | 333.2981 | 0.080878 | 0 | 0 | 0.16176 | 333.5645 | 0.081456 | 0 | 0 | 0.16291 | 333.7421 | 0.081841 | 0 | 0 | 0.16368 | 333.9196 | 0.082226 | 0 | 0 | 0.16445
2017-01-17 19:00 | 308.3903 | 0.91919 |  | 323.8297 | 0.060341 | 0 | 0 | 0.12068 | 332.9297 | 0.080079 | 0 | 0 | 0.16016 | 340.3751 | 0.096228 | 0 | 0 | 0.19246 | 340.6509 | 0.096826 | 0 | 0 | 0.19365 | 340.8347 | 0.097225 | 0 | 0 | 0.19445 | 341.1105 | 0.097823 | 0 | 0 | 0.19565 | 341.3862 | 0.098421 | 0 | 0 | 0.19684 | 341.662 | 0.099019 | 0 | 0 | 0.19804 | 342.0297 | 0.099817 | 0 | 0 | 0.19963 | 342.3054 | 0.10041 | 0 | 0 | 0.20083 | 342.4892 | 0.10081 | 0 | 0 | 0.20163 | 342.765 | 0.10141 | 0 | 0 | 0.20282 | 342.9488 | 0.10181 | 0 | 0 | 0.20362 | 343.2246 | 0.10241 | 0 | 0 | 0.20482 | 343.5004 | 0.10301 | 0 | 0 | 0.20601 | 343.6842 | 0.10341 | 0 | 0 | 0.20681 | 343.9599 | 0.104 | 0 | 0 | 0.20801 | 344.2357 | 0.1046 | 0 | 0 | 0.2092 | 344.3276 | 0.1048 | 0 | 0 | 0.2096 | 344.6034 | 0.1054 | 0 | 0 | 0.2108 | 344.8791 | 0.106 | 0 | 0 | 0.21199 | 345.063 | 0.1064 | 0 | 0 | 0.21279 | 345.3387 | 0.10699 | 0 | 0 | 0.21399 | 345.5226 | 0.10739 | 0 | 0 | 0.21479 | 345.7064 | 0.10779 | 0 | 0 | 0.21558
2017-01-17 20:00 | 306.5342 | 0.91366 |  | 321.8808 | 0.056114 | 0 | 0 | 0.11223 | 330.9259 | 0.075733 | 0 | 0 | 0.15147 | 338.3266 | 0.091785 | 0 | 0 | 0.18357 | 338.6007 | 0.092379 | 0 | 0 | 0.18476 | 338.7834 | 0.092775 | 0 | 0 | 0.18555 | 339.0575 | 0.09337 | 0 | 0 | 0.18674 | 339.3316 | 0.093965 | 0 | 0 | 0.18793 | 339.6057 | 0.094559 | 0 | 0 | 0.18912 | 339.9711 | 0.095352 | 0 | 0 | 0.1907 | 340.2452 | 0.095946 | 0 | 0 | 0.19189 | 340.428 | 0.096343 | 0 | 0 | 0.19269 | 340.7021 | 0.096937 | 0 | 0 | 0.19387 | 340.8848 | 0.097333 | 0 | 0 | 0.19467 | 341.1589 | 0.097928 | 0 | 0 | 0.19586 | 341.433 | 0.098522 | 0 | 0 | 0.19704 | 341.6157 | 0.098919 | 0 | 0 | 0.19784 | 341.8898 | 0.099513 | 0 | 0 | 0.19903 | 342.1639 | 0.10011 | 0 | 0 | 0.20022 | 342.2553 | 0.10031 | 0 | 0 | 0.20061 | 342.5294 | 0.1009 | 0 | 0 | 0.2018 | 342.8035 | 0.1015 | 0 | 0 | 0.20299 | 342.9862 | 0.10189 | 0 | 0 | 0.20378 | 343.2603 | 0.10249 | 0 | 0 | 0.20497 | 343.443 | 0.10288 | 0 | 0 | 0.20576 | 343.6258 | 0.10328 | 0 | 0 | 0.20656
2017-01-17 21:00 | 318.0975 | 0.94812 |  | 334.023 | 0.08245 | 0 | 0 | 0.1649 | 343.4094 | 0.10281 | 0 | 0 | 0.20562 | 351.0891 | 0.11947 | 0 | 0 | 0.23893 | 351.3736 | 0.12008 | 0 | 0 | 0.24017 | 351.5632 | 0.12049 | 0 | 0 | 0.24099 | 351.8476 | 0.12111 | 0 | 0 | 0.24222 | 352.1321 | 0.12173 | 0 | 0 | 0.24346 | 352.4165 | 0.12235 | 0 | 0 | 0.24469 | 352.7958 | 0.12317 | 0 | 0 | 0.24634 | 353.0802 | 0.12379 | 0 | 0 | 0.24757 | 353.2698 | 0.1242 | 0 | 0 | 0.24839 | 353.5542 | 0.12481 | 0 | 0 | 0.24963 | 353.7439 | 0.12522 | 0 | 0 | 0.25045 | 354.0283 | 0.12584 | 0 | 0 | 0.25168 | 354.3127 | 0.12646 | 0 | 0 | 0.25292 | 354.5024 | 0.12687 | 0 | 0 | 0.25374 | 354.7868 | 0.12749 | 0 | 0 | 0.25497 | 355.0712 | 0.1281 | 0 | 0 | 0.25621 | 355.1661 | 0.12831 | 0 | 0 | 0.25662 | 355.4505 | 0.12893 | 0 | 0 | 0.25785 | 355.7349 | 0.12954 | 0 | 0 | 0.25909 | 355.9246 | 0.12995 | 0 | 0 | 0.25991 | 356.209 | 0.13057 | 0 | 0 | 0.26114 | 356.3986 | 0.13098 | 0 | 0 | 0.26197 | 356.5882 | 0.13139 | 0 | 0 | 0.26279
2017-01-17 22:00 | 324.8658 | 0.96829 |  | 341.1301 | 0.097865 | 0 | 0 | 0.19573 | 350.7162 | 0.11866 | 0 | 0 | 0.23732 | 358.5594 | 0.13567 | 0 | 0 | 0.27134 | 358.8499 | 0.1363 | 0.016278 | 0 | 0.28888 | 359.0435 | 0.13672 | 0.028895 | 0 | 0.30233 | 359.334 | 0.13735 | 0.04782 | 0 | 0.32252 | 359.6245 | 0.13798 | 0.066745 | 0 | 0.34271 | 359.915 | 0.13861 | 0.085671 | 0 | 0.36289 | 360.3023 | 0.13945 | 0.1109 | 0 | 0.3898 | 360.5928 | 0.14008 | 0.12983 | 0 | 0.40999 | 360.7864 | 0.1405 | 0.14245 | 0 | 0.42345 | 361.0769 | 0.14113 | 0.16137 | 0 | 0.44363 | 361.2706 | 0.14155 | 0.17399 | 0 | 0.45709 | 361.5611 | 0.14218 | 0.19291 | 0 | 0.47727 | 361.8516 | 0.14281 | 0.21184 | 0 | 0.49746 | 362.0452 | 0.14323 | 0.22446 | 0 | 0.51092 | 362.3357 | 0.14386 | 0.24338 | 0 | 0.5311 | 362.6262 | 0.14449 | 0.26231 | 0 | 0.55129 | 362.723 | 0.1447 | 0.26862 | 0 | 0.55802 | 363.0135 | 0.14533 | 0.28754 | 0 | 0.5782 | 363.304 | 0.14596 | 0.30647 | 0 | 0.59839 | 363.4977 | 0.14638 | 0.31908 | 0 | 0.61184 | 363.7882 | 0.14701 | 0.33801 | 0 | 0.63203 | 363.9818 | 0.14743 | 0.35063 | 0 | 0.64549 | 364.1755 | 0.14785 | 0.36324 | 0 | 0.65894
2017-01-17 23:00 | 318.979 | 0.95075 |  | 334.9485 | 0.084458 | 0 | 0 | 0.16892 | 344.3609 | 0.10487 | 0 | 0 | 0.20975 | 352.062 | 0.12158 | 0 | 0 | 0.24315 | 352.3472 | 0.1222 | 0 | 0 | 0.24439 | 352.5374 | 0.12261 | 0 | 0 | 0.24522 | 352.8226 | 0.12323 | 0 | 0 | 0.24645 | 353.1078 | 0.12385 | 0 | 0 | 0.24769 | 353.3931 | 0.12446 | 0 | 0 | 0.24893 | 353.7734 | 0.12529 | 0 | 0 | 0.25058 | 354.0586 | 0.12591 | 0 | 0 | 0.25181 | 354.2487 | 0.12632 | 0 | 0 | 0.25264 | 354.534 | 0.12694 | 0 | 0 | 0.25388 | 354.7241 | 0.12735 | 0 | 0 | 0.2547 | 355.0093 | 0.12797 | 0 | 0 | 0.25594 | 355.2946 | 0.12859 | 0 | 0 | 0.25718 | 355.4847 | 0.129 | 0 | 0 | 0.258 | 355.7699 | 0.12962 | 0 | 0 | 0.25924 | 356.0552 | 0.13024 | 0 | 0 | 0.26048 | 356.1502 | 0.13044 | 0 | 0 | 0.26089 | 356.4355 | 0.13106 | 0 | 0 | 0.26213 | 356.7207 | 0.13168 | 0 | 0 | 0.26336 | 356.9108 | 0.13209 | 0 | 0 | 0.26419 | 357.196 | 0.13271 | 0 | 0 | 0.26543 | 357.3862 | 0.13312 | 0 | 0 | 0.26625 | 357.5763 | 0.13354 | 0 | 0 | 0.26707
2017-01-18 | 310.1745 | 0.92451 |  | 325.7033 | 0.064405 | 0 | 0 | 0.12881 | 334.8559 | 0.084257 | 0 | 0 | 0.16851 | 342.3444 | 0.1005 | 0 | 0 | 0.201 | 342.6217 | 0.1011 | 0 | 0 | 0.2022 | 342.8066 | 0.1015 | 0 | 0 | 0.203 | 343.084 | 0.1021 | 0 | 0 | 0.20421 | 343.3613 | 0.10271 | 0 | 0 | 0.20541 | 343.6387 | 0.10331 | 0 | 0 | 0.20661 | 344.0085 | 0.10411 | 0 | 0 | 0.20822 | 344.2858 | 0.10471 | 0 | 0 | 0.20942 | 344.4707 | 0.10511 | 0 | 0 | 0.21022 | 344.7481 | 0.10571 | 0 | 0 | 0.21143 | 344.933 | 0.10611 | 0 | 0 | 0.21223 | 345.2103 | 0.10672 | 0 | 0 | 0.21343 | 345.4877 | 0.10732 | 0 | 0 | 0.21463 | 345.6726 | 0.10772 | 0 | 0 | 0.21544 | 345.9499 | 0.10832 | 0 | 0 | 0.21664 | 346.2273 | 0.10892 | 0 | 0 | 0.21784 | 346.3197 | 0.10912 | 0 | 0 | 0.21824 | 346.5971 | 0.10972 | 0 | 0 | 0.21945 | 346.8744 | 0.11032 | 0 | 0 | 0.22065 | 347.0593 | 0.11073 | 0 | 0 | 0.22145 | 347.3367 | 0.11133 | 0 | 0 | 0.22266 | 347.5216 | 0.11173 | 0 | 0 | 0.22346 | 347.7065 | 0.11213 | 0 | 0 | 0.22426
2017-01-18 01:00 | 310.4368 | 0.92529 |  | 325.9787 | 0.065002 | 0 | 0 | 0.13 | 335.1391 | 0.084871 | 0 | 0 | 0.16974 | 342.6339 | 0.10113 | 0 | 0 | 0.20225 | 342.9115 | 0.10173 | 0 | 0 | 0.20346 | 343.0966 | 0.10213 | 0 | 0 | 0.20426 | 343.3742 | 0.10273 | 0 | 0 | 0.20547 | 343.6517 | 0.10333 | 0 | 0 | 0.20667 | 343.9293 | 0.10394 | 0 | 0 | 0.20787 | 344.2994 | 0.10474 | 0 | 0 | 0.20948 | 344.577 | 0.10534 | 0 | 0 | 0.21068 | 344.7621 | 0.10574 | 0 | 0 | 0.21149 | 345.0397 | 0.10635 | 0 | 0 | 0.21269 | 345.2247 | 0.10675 | 0 | 0 | 0.21349 | 345.5023 | 0.10735 | 0 | 0 | 0.2147 | 345.7799 | 0.10795 | 0 | 0 | 0.2159 | 345.965 | 0.10835 | 0 | 0 | 0.2167 | 346.2425 | 0.10895 | 0 | 0 | 0.21791 | 346.5201 | 0.10956 | 0 | 0 | 0.21911 | 346.6127 | 0.10976 | 0 | 0 | 0.21951 | 346.8902 | 0.11036 | 0 | 0 | 0.22072 | 347.1678 | 0.11096 | 0 | 0 | 0.22192 | 347.3529 | 0.11136 | 0 | 0 | 0.22273 | 347.6305 | 0.11196 | 0 | 0 | 0.22393 | 347.8155 | 0.11237 | 0 | 0 | 0.22473 | 348.0006 | 0.11277 | 0 | 0 | 0.22554
2017-01-18 02:00 | 310.4808 | 0.92542 |  | 326.025 | 0.065102 | 0 | 0 | 0.1302 | 335.1866 | 0.084974 | 0 | 0 | 0.16995 | 342.6825 | 0.10123 | 0 | 0 | 0.20247 | 342.9601 | 0.10183 | 0 | 0 | 0.20367 | 343.1452 | 0.10224 | 0 | 0 | 0.20447 | 343.4228 | 0.10284 | 0 | 0 | 0.20568 | 343.7005 | 0.10344 | 0 | 0 | 0.20688 | 343.9781 | 0.10404 | 0 | 0 | 0.20809 | 344.3483 | 0.10485 | 0 | 0 | 0.20969 | 344.6259 | 0.10545 | 0 | 0 | 0.2109 | 344.811 | 0.10585 | 0 | 0 | 0.2117 | 345.0886 | 0.10645 | 0 | 0 | 0.2129 | 345.2737 | 0.10685 | 0 | 0 | 0.21371 | 345.5513 | 0.10746 | 0 | 0 | 0.21491 | 345.8289 | 0.10806 | 0 | 0 | 0.21611 | 346.014 | 0.10846 | 0 | 0 | 0.21692 | 346.2916 | 0.10906 | 0 | 0 | 0.21812 | 346.5693 | 0.10966 | 0 | 0 | 0.21933 | 346.6618 | 0.10986 | 0 | 0 | 0.21973 | 346.9394 | 0.11047 | 0 | 0 | 0.22093 | 347.2171 | 0.11107 | 0 | 0 | 0.22214 | 347.4021 | 0.11147 | 0 | 0 | 0.22294 | 347.6798 | 0.11207 | 0 | 0 | 0.22414 | 347.8649 | 0.11247 | 0 | 0 | 0.22495 | 348.0499 | 0.11287 | 0 | 0 | 0.22575
2017-01-18 03:00 | 315.4603 | 0.94026 |  | 331.2537 | 0.076444 | 0 | 0 | 0.15289 | 340.5623 | 0.096634 | 0 | 0 | 0.19327 | 348.1784 | 0.11315 | 0 | 0 | 0.22631 | 348.4605 | 0.11377 | 0 | 0 | 0.22753 | 348.6485 | 0.11417 | 0 | 0 | 0.22835 | 348.9306 | 0.11478 | 0 | 0 | 0.22957 | 349.2127 | 0.1154 | 0 | 0 | 0.23079 | 349.4948 | 0.11601 | 0 | 0 | 0.23202 | 349.8709 | 0.11682 | 0 | 0 | 0.23365 | 350.153 | 0.11744 | 0 | 0 | 0.23487 | 350.341 | 0.11784 | 0 | 0 | 0.23569 | 350.6231 | 0.11846 | 0 | 0 | 0.23691 | 350.8111 | 0.11886 | 0 | 0 | 0.23773 | 351.0932 | 0.11948 | 0 | 0 | 0.23895 | 351.3753 | 0.12009 | 0 | 0 | 0.24017 | 351.5634 | 0.1205 | 0 | 0 | 0.24099 | 351.8454 | 0.12111 | 0 | 0 | 0.24221 | 352.1275 | 0.12172 | 0 | 0 | 0.24344 | 352.2215 | 0.12192 | 0 | 0 | 0.24385 | 352.5036 | 0.12253 | 0 | 0 | 0.24507 | 352.7857 | 0.12315 | 0 | 0 | 0.24629 | 352.9737 | 0.12355 | 0 | 0 | 0.24711 | 353.2558 | 0.12417 | 0 | 0 | 0.24833 | 353.4439 | 0.12457 | 0 | 0 | 0.24915 | 353.6319 | 0.12498 | 0 | 0 | 0.24996
2017-01-18 04:00 | 313.1901 | 0.93349 |  | 328.8698 | 0.071273 | 0 | 0 | 0.14255 | 338.1114 | 0.091318 | 0 | 0 | 0.18264 | 345.6727 | 0.10772 | 0 | 0 | 0.21544 | 345.9528 | 0.10833 | 0 | 0 | 0.21665 | 346.1395 | 0.10873 | 0 | 0 | 0.21746 | 346.4195 | 0.10934 | 0 | 0 | 0.21868 | 346.6996 | 0.10995 | 0 | 0 | 0.21989 | 346.9796 | 0.11055 | 0 | 0 | 0.22111 | 347.353 | 0.11136 | 0 | 0 | 0.22273 | 347.6331 | 0.11197 | 0 | 0 | 0.22394 | 347.8198 | 0.11238 | 0 | 0 | 0.22475 | 348.0998 | 0.11298 | 0 | 0 | 0.22597 | 348.2865 | 0.11339 | 0 | 0 | 0.22678 | 348.5665 | 0.114 | 0 | 0 | 0.22799 | 348.8466 | 0.1146 | 0 | 0 | 0.22921 | 349.0333 | 0.11501 | 0 | 0 | 0.23002 | 349.3133 | 0.11561 | 0 | 0 | 0.23123 | 349.5934 | 0.11622 | 0 | 0 | 0.23244 | 349.6867 | 0.11642 | 0 | 0 | 0.23285 | 349.9668 | 0.11703 | 0 | 0 | 0.23406 | 350.2468 | 0.11764 | 0 | 0 | 0.23528 | 350.4335 | 0.11804 | 0 | 0 | 0.23609 | 350.7136 | 0.11865 | 0 | 0 | 0.2373 | 350.9003 | 0.11906 | 0 | 0 | 0.23811 | 351.087 | 0.11946 | 0 | 0 | 0.23892
2017-01-18 05:00 | 316.6331 | 0.94376 |  | 332.4853 | 0.079115 | 0 | 0 | 0.15823 | 341.8284 | 0.09938 | 0 | 0 | 0.19876 | 349.4729 | 0.11596 | 0 | 0 | 0.23192 | 349.756 | 0.11658 | 0 | 0 | 0.23315 | 349.9447 | 0.11698 | 0 | 0 | 0.23397 | 350.2279 | 0.1176 | 0 | 0 | 0.2352 | 350.511 | 0.11821 | 0 | 0 | 0.23643 | 350.7941 | 0.11883 | 0 | 0 | 0.23765 | 351.1716 | 0.11965 | 0 | 0 | 0.23929 | 351.4547 | 0.12026 | 0 | 0 | 0.24052 | 351.6435 | 0.12067 | 0 | 0 | 0.24134 | 351.9266 | 0.12128 | 0 | 0 | 0.24257 | 352.1154 | 0.12169 | 0 | 0 | 0.24339 | 352.3985 | 0.12231 | 0 | 0 | 0.24461 | 352.6816 | 0.12292 | 0 | 0 | 0.24584 | 352.8704 | 0.12333 | 0 | 0 | 0.24666 | 353.1535 | 0.12394 | 0 | 0 | 0.24789 | 353.4366 | 0.12456 | 0 | 0 | 0.24912 | 353.531 | 0.12476 | 0 | 0 | 0.24953 | 353.8141 | 0.12538 | 0 | 0 | 0.25075 | 354.0973 | 0.12599 | 0 | 0 | 0.25198 | 354.286 | 0.1264 | 0 | 0 | 0.2528 | 354.5691 | 0.12701 | 0 | 0 | 0.25403 | 354.7579 | 0.12742 | 0 | 0 | 0.25485 | 354.9466 | 0.12783 | 0 | 0 | 0.25567
2017-01-18 06:00 | 313.1182 | 0.93328 |  | 328.7944 | 0.071109 | 0 | 0 | 0.14222 | 338.0338 | 0.09115 | 0 | 0 | 0.1823 | 345.5934 | 0.10755 | 0 | 0 | 0.21509 | 345.8734 | 0.10815 | 0 | 0 | 0.21631 | 346.06 | 0.10856 | 0 | 0 | 0.21712 | 346.34 | 0.10917 | 0 | 0 | 0.21833 | 346.62 | 0.10977 | 0 | 0 | 0.21955 | 346.9 | 0.11038 | 0 | 0 | 0.22076 | 347.2733 | 0.11119 | 0 | 0 | 0.22238 | 347.5533 | 0.1118 | 0 | 0 | 0.22359 | 347.7399 | 0.1122 | 0 | 0 | 0.2244 | 348.0199 | 0.11281 | 0 | 0 | 0.22562 | 348.2066 | 0.11321 | 0 | 0 | 0.22643 | 348.4866 | 0.11382 | 0 | 0 | 0.22764 | 348.7665 | 0.11443 | 0 | 0 | 0.22886 | 348.9532 | 0.11483 | 0 | 0 | 0.22967 | 349.2332 | 0.11544 | 0 | 0 | 0.23088 | 349.5132 | 0.11605 | 0 | 0 | 0.2321 | 349.6065 | 0.11625 | 0 | 0 | 0.2325 | 349.8865 | 0.11686 | 0 | 0 | 0.23372 | 350.1665 | 0.11747 | 0 | 0 | 0.23493 | 350.3531 | 0.11787 | 0 | 0 | 0.23574 | 350.6331 | 0.11848 | 0 | 0 | 0.23695 | 350.8198 | 0.11888 | 0 | 0 | 0.23776 | 351.0064 | 0.11929 | 0 | 0 | 0.23857
2017-01-18 07:00 | 309.9666 | 0.92389 |  | 325.485 | 0.063931 | 0 | 0 | 0.12786 | 334.6314 | 0.08377 | 0 | 0 | 0.16754 | 342.1149 | 0.1 | 0 | 0 | 0.2 | 342.3921 | 0.1006 | 0 | 0 | 0.20121 | 342.5768 | 0.101 | 0 | 0 | 0.20201 | 342.854 | 0.1016 | 0 | 0 | 0.20321 | 343.1312 | 0.10221 | 0 | 0 | 0.20441 | 343.4083 | 0.10281 | 0 | 0 | 0.20561 | 343.7779 | 0.10361 | 0 | 0 | 0.20722 | 344.0551 | 0.10421 | 0 | 0 | 0.20842 | 344.2398 | 0.10461 | 0 | 0 | 0.20922 | 344.517 | 0.10521 | 0 | 0 | 0.21042 | 344.7018 | 0.10561 | 0 | 0 | 0.21122 | 344.9789 | 0.10621 | 0 | 0 | 0.21243 | 345.2561 | 0.10681 | 0 | 0 | 0.21363 | 345.4409 | 0.10722 | 0 | 0 | 0.21443 | 345.7181 | 0.10782 | 0 | 0 | 0.21563 | 345.9952 | 0.10842 | 0 | 0 | 0.21684 | 346.0876 | 0.10862 | 0 | 0 | 0.21724 | 346.3648 | 0.10922 | 0 | 0 | 0.21844 | 346.6419 | 0.10982 | 0 | 0 | 0.21964 | 346.8267 | 0.11022 | 0 | 0 | 0.22044 | 347.1039 | 0.11082 | 0 | 0 | 0.22165 | 347.2887 | 0.11122 | 0 | 0 | 0.22245 | 347.4734 | 0.11162 | 0 | 0 | 0.22325
2017-01-18 08:00 | 301.8193 | 0.8996 |  | 316.9297 | 0.045375 | 0 | 0 | 0.09075 | 325.8358 | 0.064692 | 0 | 0 | 0.12938 | 333.1226 | 0.080497 | 0 | 0 | 0.16099 | 333.3925 | 0.081083 | 0 | 0 | 0.16217 | 333.5724 | 0.081473 | 0 | 0 | 0.16295 | 333.8423 | 0.082058 | 0 | 0 | 0.16412 | 334.1121 | 0.082644 | 0 | 0 | 0.16529 | 334.382 | 0.083229 | 0 | 0 | 0.16646 | 334.7419 | 0.084009 | 0 | 0 | 0.16802 | 335.0117 | 0.084595 | 0 | 0 | 0.16919 | 335.1917 | 0.084985 | 0 | 0 | 0.16997 | 335.4615 | 0.08557 | 0 | 0 | 0.17114 | 335.6415 | 0.085961 | 0 | 0 | 0.17192 | 335.9114 | 0.086546 | 0 | 0 | 0.17309 | 336.1812 | 0.087131 | 0 | 0 | 0.17426 | 336.3612 | 0.087522 | 0 | 0 | 0.17504 | 336.631 | 0.088107 | 0 | 0 | 0.17621 | 336.9009 | 0.088692 | 0 | 0 | 0.17738 | 336.9909 | 0.088888 | 0 | 0 | 0.17778 | 337.2608 | 0.089473 | 0 | 0 | 0.17895 | 337.5306 | 0.090058 | 0 | 0 | 0.18012 | 337.7106 | 0.090449 | 0 | 0 | 0.1809 | 337.9804 | 0.091034 | 0 | 0 | 0.18207 | 338.1604 | 0.091424 | 0 | 0 | 0.18285 | 338.3403 | 0.091814 | 0 | 0 | 0.18363
2017-01-18 09:00 | 303.2034 | 0.90373 |  | 318.3831 | 0.048527 | 0 | 0 | 0.097055 | 327.33 | 0.067933 | 0 | 0 | 0.13587 | 334.6502 | 0.083811 | 0 | 0 | 0.16762 | 334.9214 | 0.084399 | 0 | 0 | 0.1688 | 335.1021 | 0.084791 | 0 | 0 | 0.16958 | 335.3732 | 0.085379 | 0 | 0 | 0.17076 | 335.6443 | 0.085967 | 0 | 0 | 0.17193 | 335.9155 | 0.086555 | 0 | 0 | 0.17311 | 336.2769 | 0.087339 | 0 | 0 | 0.17468 | 336.5481 | 0.087927 | 0 | 0 | 0.17585 | 336.7288 | 0.088319 | 0 | 0 | 0.17664 | 336.9999 | 0.088907 | 0 | 0 | 0.17781 | 337.1807 | 0.089299 | 0 | 0 | 0.1786 | 337.4518 | 0.089887 | 0 | 0 | 0.17977 | 337.7229 | 0.090475 | 0 | 0 | 0.18095 | 337.9037 | 0.090867 | 0 | 0 | 0.18173 | 338.1748 | 0.091455 | 0 | 0 | 0.18291 | 338.4459 | 0.092043 | 0 | 0 | 0.18409 | 338.5363 | 0.092239 | 0 | 0 | 0.18448 | 338.8074 | 0.092828 | 0 | 0 | 0.18566 | 339.0785 | 0.093416 | 0 | 0 | 0.18683 | 339.2592 | 0.093808 | 0 | 0 | 0.18762 | 339.5304 | 0.094396 | 0 | 0 | 0.18879 | 339.7111 | 0.094788 | 0 | 0 | 0.18958 | 339.8919 | 0.09518 | 0 | 0 | 0.19036
2017-01-18 10:00 | 299.5766 | 0.89292 |  | 314.5748 | 0.040267 | 0 | 0 | 0.080534 | 323.4147 | 0.059441 | 0 | 0 | 0.11888 | 330.6473 | 0.075128 | 0 | 0 | 0.15026 | 330.9152 | 0.075709 | 0 | 0 | 0.15142 | 331.0938 | 0.076097 | 0 | 0 | 0.15219 | 331.3617 | 0.076678 | 0 | 0 | 0.15336 | 331.6295 | 0.077259 | 0 | 0 | 0.15452 | 331.8974 | 0.07784 | 0 | 0 | 0.15568 | 332.2546 | 0.078615 | 0 | 0 | 0.15723 | 332.5225 | 0.079196 | 0 | 0 | 0.15839 | 332.701 | 0.079583 | 0 | 0 | 0.15917 | 332.9689 | 0.080164 | 0 | 0 | 0.16033 | 333.1475 | 0.080551 | 0 | 0 | 0.1611 | 333.4154 | 0.081132 | 0 | 0 | 0.16226 | 333.6833 | 0.081713 | 0 | 0 | 0.16343 | 333.8618 | 0.082101 | 0 | 0 | 0.1642 | 334.1297 | 0.082682 | 0 | 0 | 0.16536 | 334.3976 | 0.083263 | 0 | 0 | 0.16653 | 334.4869 | 0.083456 | 0 | 0 | 0.16691 | 334.7548 | 0.084037 | 0 | 0 | 0.16807 | 335.0226 | 0.084618 | 0 | 0 | 0.16924 | 335.2012 | 0.085006 | 0 | 0 | 0.17001 | 335.4691 | 0.085587 | 0 | 0 | 0.17117 | 335.6477 | 0.085974 | 0 | 0 | 0.17195 | 335.8263 | 0.086361 | 0 | 0 | 0.17272
2017-01-18 11:00 | 292.9914 | 0.87329 |  | 307.66 | 0.025269 | 0 | 0 | 0.050538 | 316.3056 | 0.044021 | 0 | 0 | 0.088042 | 323.3792 | 0.059364 | 0 | 0 | 0.11873 | 323.6412 | 0.059932 | 0 | 0 | 0.11986 | 323.8158 | 0.060311 | 0 | 0 | 0.12062 | 324.0778 | 0.060879 | 0 | 0 | 0.12176 | 324.3398 | 0.061447 | 0 | 0 | 0.12289 | 324.6018 | 0.062016 | 0 | 0 | 0.12403 | 324.9511 | 0.062773 | 0 | 0 | 0.12555 | 325.2131 | 0.063342 | 0 | 0 | 0.12668 | 325.3878 | 0.06372 | 0 | 0 | 0.12744 | 325.6498 | 0.064289 | 0 | 0 | 0.12858 | 325.8244 | 0.064667 | 0 | 0 | 0.12933 | 326.0864 | 0.065236 | 0 | 0 | 0.13047 | 326.3484 | 0.065804 | 0 | 0 | 0.13161 | 326.523 | 0.066183 | 0 | 0 | 0.13237 | 326.785 | 0.066751 | 0 | 0 | 0.1335 | 327.047 | 0.067319 | 0 | 0 | 0.13464 | 327.1343 | 0.067509 | 0 | 0 | 0.13502 | 327.3963 | 0.068077 | 0 | 0 | 0.13615 | 327.6583 | 0.068645 | 0 | 0 | 0.13729 | 327.833 | 0.069024 | 0 | 0 | 0.13805 | 328.095 | 0.069592 | 0 | 0 | 0.13918 | 328.2696 | 0.069971 | 0 | 0 | 0.13994 | 328.4443 | 0.07035 | 0 | 0 | 0.1407
2017-01-18 12:00 | 296.8409 | 0.88476 |  | 311.7021 | 0.034036 | 0 | 0 | 0.068072 | 320.4613 | 0.053035 | 0 | 0 | 0.10607 | 327.6279 | 0.068579 | 0 | 0 | 0.13716 | 327.8933 | 0.069155 | 0 | 0 | 0.13831 | 328.0703 | 0.069539 | 0 | 0 | 0.13908 | 328.3357 | 0.070114 | 0 | 0 | 0.14023 | 328.6011 | 0.07069 | 0 | 0 | 0.14138 | 328.8665 | 0.071266 | 0 | 0 | 0.14253 | 329.2205 | 0.072033 | 0 | 0 | 0.14407 | 329.4859 | 0.072609 | 0 | 0 | 0.14522 | 329.6628 | 0.072993 | 0 | 0 | 0.14599 | 329.9283 | 0.073569 | 0 | 0 | 0.14714 | 330.1052 | 0.073953 | 0 | 0 | 0.14791 | 330.3706 | 0.074528 | 0 | 0 | 0.14906 | 330.6361 | 0.075104 | 0 | 0 | 0.15021 | 330.813 | 0.075488 | 0 | 0 | 0.15098 | 331.0785 | 0.076063 | 0 | 0 | 0.15213 | 331.3439 | 0.076639 | 0 | 0 | 0.15328 | 331.4324 | 0.076831 | 0 | 0 | 0.15366 | 331.6978 | 0.077407 | 0 | 0 | 0.15481 | 331.9632 | 0.077983 | 0 | 0 | 0.15597 | 332.1402 | 0.078366 | 0 | 0 | 0.15673 | 332.4056 | 0.078942 | 0 | 0 | 0.15788 | 332.5826 | 0.079326 | 0 | 0 | 0.15865 | 332.7595 | 0.07971 | 0 | 0 | 0.15942
2017-01-18 13:00 | 283.488 | 0.84496 |  | 297.6807 | 0.0036238 | 0 | 0 | 0.0072477 | 306.0459 | 0.021768 | 0 | 0 | 0.043536 | 312.8901 | 0.036613 | 0 | 0 | 0.073226 | 313.1436 | 0.037163 | 0 | 0 | 0.074325 | 313.3126 | 0.037529 | 0 | 0 | 0.075059 | 313.5661 | 0.038079 | 0 | 0 | 0.076158 | 313.8195 | 0.038629 | 0 | 0 | 0.077258 | 314.073 | 0.039179 | 0 | 0 | 0.078357 | 314.411 | 0.039912 | 0 | 0 | 0.079824 | 314.6645 | 0.040462 | 0 | 0 | 0.080923 | 314.8335 | 0.040828 | 0 | 0 | 0.081656 | 315.087 | 0.041378 | 0 | 0 | 0.082756 | 315.256 | 0.041745 | 0 | 0 | 0.083489 | 315.5095 | 0.042294 | 0 | 0 | 0.084589 | 315.763 | 0.042844 | 0 | 0 | 0.085688 | 315.932 | 0.043211 | 0 | 0 | 0.086421 | 316.1854 | 0.043761 | 0 | 0 | 0.087521 | 316.4389 | 0.04431 | 0 | 0 | 0.088621 | 316.5234 | 0.044494 | 0 | 0 | 0.088987 | 316.7769 | 0.045043 | 0 | 0 | 0.090087 | 317.0304 | 0.045593 | 0 | 0 | 0.091187 | 317.1994 | 0.04596 | 0 | 0 | 0.09192 | 317.4529 | 0.04651 | 0 | 0 | 0.093019 | 317.6219 | 0.046876 | 0 | 0 | 0.093752 | 317.7909 | 0.047243 | 0 | 0 | 0.094485
2017-01-18 14:00 | 272.2279 | 0.8114 |  | 285.8569 | 0 | 0 | 0 | 0 | 293.8898 | 0 | 0 | 0 | 0 | 300.4622 | 0.0096567 | 0 | 0 | 0.019313 | 300.7056 | 0.010185 | 0 | 0 | 0.020369 | 300.8679 | 0.010537 | 0 | 0 | 0.021073 | 301.1113 | 0.011065 | 0 | 0 | 0.022129 | 301.3547 | 0.011593 | 0 | 0 | 0.023185 | 301.5981 | 0.012121 | 0 | 0 | 0.024241 | 301.9227 | 0.012825 | 0 | 0 | 0.025649 | 302.1661 | 0.013353 | 0 | 0 | 0.026705 | 302.3284 | 0.013705 | 0 | 0 | 0.027409 | 302.5718 | 0.014233 | 0 | 0 | 0.028465 | 302.7341 | 0.014585 | 0 | 0 | 0.029169 | 302.9775 | 0.015113 | 0 | 0 | 0.030225 | 303.2209 | 0.015641 | 0 | 0 | 0.031281 | 303.3832 | 0.015992 | 0 | 0 | 0.031985 | 303.6266 | 0.01652 | 0 | 0 | 0.033041 | 303.87 | 0.017048 | 0 | 0 | 0.034097 | 303.9512 | 0.017224 | 0 | 0 | 0.034449 | 304.1946 | 0.017752 | 0 | 0 | 0.035505 | 304.438 | 0.01828 | 0 | 0 | 0.036561 | 304.6003 | 0.018632 | 0 | 0 | 0.037265 | 304.8437 | 0.01916 | 0 | 0 | 0.038321 | 305.006 | 0.019512 | 0 | 0 | 0.039025 | 305.1683 | 0.019864 | 0 | 0 | 0.039729
2017-01-18 15:00 | 282.8529 | 0.84307 |  | 297.0139 | 0.0021775 | 0 | 0 | 0.0043549 | 305.3603 | 0.020281 | 0 | 0 | 0.040562 | 312.1892 | 0.035093 | 0 | 0 | 0.070185 | 312.4421 | 0.035641 | 0 | 0 | 0.071282 | 312.6107 | 0.036007 | 0 | 0 | 0.072014 | 312.8636 | 0.036556 | 0 | 0 | 0.073111 | 313.1166 | 0.037104 | 0 | 0 | 0.074208 | 313.3695 | 0.037653 | 0 | 0 | 0.075305 | 313.7067 | 0.038384 | 0 | 0 | 0.076768 | 313.9596 | 0.038933 | 0 | 0 | 0.077865 | 314.1282 | 0.039298 | 0 | 0 | 0.078597 | 314.3812 | 0.039847 | 0 | 0 | 0.079694 | 314.5498 | 0.040213 | 0 | 0 | 0.080426 | 314.8027 | 0.040761 | 0 | 0 | 0.081523 | 315.0556 | 0.04131 | 0 | 0 | 0.08262 | 315.2242 | 0.041676 | 0 | 0 | 0.083351 | 315.4772 | 0.042224 | 0 | 0 | 0.084449 | 315.7301 | 0.042773 | 0 | 0 | 0.085546 | 315.8144 | 0.042956 | 0 | 0 | 0.085911 | 316.0673 | 0.043504 | 0 | 0 | 0.087009 | 316.3202 | 0.044053 | 0 | 0 | 0.088106 | 316.4888 | 0.044419 | 0 | 0 | 0.088837 | 316.7418 | 0.044967 | 0 | 0 | 0.089934 | 316.9104 | 0.045333 | 0 | 0 | 0.090666 | 317.079 | 0.045699 | 0 | 0 | 0.091397
2017-01-18 16:00 | 273.8502 | 0.81624 |  | 287.5604 | 0 | 0 | 0 | 0 | 295.6411 | 0 | 0 | 0 | 0 | 302.2527 | 0.01354 | 0 | 0 | 0.027081 | 302.4975 | 0.014071 | 0 | 0 | 0.028143 | 302.6608 | 0.014426 | 0 | 0 | 0.028851 | 302.9057 | 0.014957 | 0 | 0 | 0.029913 | 303.1505 | 0.015488 | 0 | 0 | 0.030976 | 303.3954 | 0.016019 | 0 | 0 | 0.032038 | 303.7219 | 0.016727 | 0 | 0 | 0.033454 | 303.9668 | 0.017258 | 0 | 0 | 0.034516 | 304.13 | 0.017612 | 0 | 0 | 0.035225 | 304.3749 | 0.018143 | 0 | 0 | 0.036287 | 304.5381 | 0.018498 | 0 | 0 | 0.036995 | 304.783 | 0.019029 | 0 | 0 | 0.038057 | 305.0279 | 0.01956 | 0 | 0 | 0.03912 | 305.1911 | 0.019914 | 0 | 0 | 0.039828 | 305.436 | 0.020445 | 0 | 0 | 0.04089 | 305.6809 | 0.020976 | 0 | 0 | 0.041952 | 305.7625 | 0.021153 | 0 | 0 | 0.042306 | 306.0074 | 0.021684 | 0 | 0 | 0.043369 | 306.2522 | 0.022215 | 0 | 0 | 0.044431 | 306.4155 | 0.022569 | 0 | 0 | 0.045139 | 306.6604 | 0.023101 | 0 | 0 | 0.046201 | 306.8236 | 0.023455 | 0 | 0 | 0.046909 | 306.9868 | 0.023809 | 0 | 0 | 0.047618
2017-01-18 17:00 | 272.3742 | 0.81184 |  | 286.0105 | 0 | 0 | 0 | 0 | 294.0477 | 0 | 0 | 0 | 0 | 300.6236 | 0.010007 | 0 | 0 | 0.020014 | 300.8671 | 0.010535 | 0 | 0 | 0.02107 | 301.0295 | 0.010887 | 0 | 0 | 0.021775 | 301.2731 | 0.011416 | 0 | 0 | 0.022831 | 301.5166 | 0.011944 | 0 | 0 | 0.023888 | 301.7602 | 0.012472 | 0 | 0 | 0.024944 | 302.0849 | 0.013176 | 0 | 0 | 0.026353 | 302.3284 | 0.013705 | 0 | 0 | 0.027409 | 302.4908 | 0.014057 | 0 | 0 | 0.028114 | 302.7344 | 0.014585 | 0 | 0 | 0.02917 | 302.8967 | 0.014937 | 0 | 0 | 0.029875 | 303.1403 | 0.015466 | 0 | 0 | 0.030931 | 303.3838 | 0.015994 | 0 | 0 | 0.031988 | 303.5462 | 0.016346 | 0 | 0 | 0.032692 | 303.7897 | 0.016874 | 0 | 0 | 0.033749 | 304.0333 | 0.017403 | 0 | 0 | 0.034805 | 304.1145 | 0.017579 | 0 | 0 | 0.035157 | 304.358 | 0.018107 | 0 | 0 | 0.036214 | 304.6016 | 0.018635 | 0 | 0 | 0.03727 | 304.764 | 0.018987 | 0 | 0 | 0.037975 | 305.0075 | 0.019516 | 0 | 0 | 0.039031 | 305.1699 | 0.019868 | 0 | 0 | 0.039736 | 305.3322 | 0.02022 | 0 | 0 | 0.04044
2017-01-18 18:00 | 280.5401 | 0.83618 |  | 294.5853 | 0 | 0 | 0 | 0 | 302.8635 | 0.014865 | 0 | 0 | 0.02973 | 309.6365 | 0.029556 | 0 | 0 | 0.059112 | 309.8874 | 0.0301 | 0 | 0 | 0.0602 | 310.0546 | 0.030463 | 0 | 0 | 0.060925 | 310.3054 | 0.031007 | 0 | 0 | 0.062014 | 310.5563 | 0.031551 | 0 | 0 | 0.063102 | 310.8072 | 0.032095 | 0 | 0 | 0.06419 | 311.1416 | 0.03282 | 0 | 0 | 0.065641 | 311.3925 | 0.033365 | 0 | 0 | 0.066729 | 311.5597 | 0.033727 | 0 | 0 | 0.067455 | 311.8106 | 0.034271 | 0 | 0 | 0.068543 | 311.9778 | 0.034634 | 0 | 0 | 0.069268 | 312.2287 | 0.035178 | 0 | 0 | 0.070357 | 312.4795 | 0.035722 | 0 | 0 | 0.071445 | 312.6467 | 0.036085 | 0 | 0 | 0.07217 | 312.8976 | 0.036629 | 0 | 0 | 0.073258 | 313.1485 | 0.037173 | 0 | 0 | 0.074347 | 313.2321 | 0.037355 | 0 | 0 | 0.074709 | 313.4829 | 0.037899 | 0 | 0 | 0.075798 | 313.7338 | 0.038443 | 0 | 0 | 0.076886 | 313.901 | 0.038806 | 0 | 0 | 0.077611 | 314.1519 | 0.03935 | 0 | 0 | 0.078699 | 314.3191 | 0.039712 | 0 | 0 | 0.079425 | 314.4863 | 0.040075 | 0 | 0 | 0.08015
2017-01-18 19:00 | 281.6273 | 0.83942 |  | 295.7269 | 0 | 0 | 0 | 0 | 304.0372 | 0.017411 | 0 | 0 | 0.034822 | 310.8364 | 0.032159 | 0 | 0 | 0.064317 | 311.0883 | 0.032705 | 0 | 0 | 0.06541 | 311.2562 | 0.033069 | 0 | 0 | 0.066138 | 311.508 | 0.033615 | 0 | 0 | 0.06723 | 311.7598 | 0.034161 | 0 | 0 | 0.068323 | 312.0116 | 0.034708 | 0 | 0 | 0.069415 | 312.3474 | 0.035436 | 0 | 0 | 0.070872 | 312.5992 | 0.035982 | 0 | 0 | 0.071964 | 312.7671 | 0.036346 | 0 | 0 | 0.072692 | 313.0189 | 0.036892 | 0 | 0 | 0.073785 | 313.1868 | 0.037257 | 0 | 0 | 0.074513 | 313.4386 | 0.037803 | 0 | 0 | 0.075605 | 313.6905 | 0.038349 | 0 | 0 | 0.076698 | 313.8583 | 0.038713 | 0 | 0 | 0.077426 | 314.1102 | 0.039259 | 0 | 0 | 0.078519 | 314.362 | 0.039805 | 0 | 0 | 0.079611 | 314.4459 | 0.039988 | 0 | 0 | 0.079975 | 314.6978 | 0.040534 | 0 | 0 | 0.081068 | 314.9496 | 0.04108 | 0 | 0 | 0.08216 | 315.1175 | 0.041444 | 0 | 0 | 0.082888 | 315.3693 | 0.04199 | 0 | 0 | 0.083981 | 315.5372 | 0.042354 | 0 | 0 | 0.084709 | 315.7051 | 0.042719 | 0 | 0 | 0.085437
2017-01-18 20:00 | 276.9174 | 0.82538 |  | 290.7812 | 0 | 0 | 0 | 0 | 298.9525 | 0.0063823 | 0 | 0 | 0.012765 | 305.6381 | 0.020883 | 0 | 0 | 0.041767 | 305.8857 | 0.02142 | 0 | 0 | 0.042841 | 306.0508 | 0.021778 | 0 | 0 | 0.043557 | 306.2984 | 0.022316 | 0 | 0 | 0.044631 | 306.546 | 0.022853 | 0 | 0 | 0.045705 | 306.7936 | 0.02339 | 0 | 0 | 0.046779 | 307.1238 | 0.024106 | 0 | 0 | 0.048212 | 307.3714 | 0.024643 | 0 | 0 | 0.049286 | 307.5365 | 0.025001 | 0 | 0 | 0.050002 | 307.7841 | 0.025538 | 0 | 0 | 0.051076 | 307.9491 | 0.025896 | 0 | 0 | 0.051792 | 308.1968 | 0.026433 | 0 | 0 | 0.052866 | 308.4444 | 0.02697 | 0 | 0 | 0.05394 | 308.6094 | 0.027328 | 0 | 0 | 0.054656 | 308.8571 | 0.027865 | 0 | 0 | 0.055731 | 309.1047 | 0.028402 | 0 | 0 | 0.056805 | 309.1872 | 0.028581 | 0 | 0 | 0.057163 | 309.4348 | 0.029118 | 0 | 0 | 0.058237 | 309.6824 | 0.029656 | 0 | 0 | 0.059311 | 309.8475 | 0.030014 | 0 | 0 | 0.060027 | 310.0951 | 0.030551 | 0 | 0 | 0.061101 | 310.2602 | 0.030909 | 0 | 0 | 0.061817 | 310.4253 | 0.031267 | 0 | 0 | 0.062533
2017-01-18 21:00 | 286.6391 | 0.85436 |  | 300.9896 | 0.010801 | 0 | 0 | 0.021601 | 309.4477 | 0.029146 | 0 | 0 | 0.058293 | 316.368 | 0.044156 | 0 | 0 | 0.088313 | 316.6243 | 0.044712 | 0 | 0 | 0.089425 | 316.7951 | 0.045083 | 0 | 0 | 0.090166 | 317.0514 | 0.045639 | 0 | 0 | 0.091278 | 317.3078 | 0.046195 | 0 | 0 | 0.09239 | 317.5641 | 0.046751 | 0 | 0 | 0.093502 | 317.9058 | 0.047492 | 0 | 0 | 0.094984 | 318.1621 | 0.048048 | 0 | 0 | 0.096096 | 318.333 | 0.048419 | 0 | 0 | 0.096837 | 318.5893 | 0.048974 | 0 | 0 | 0.097949 | 318.7602 | 0.049345 | 0 | 0 | 0.09869 | 319.0165 | 0.049901 | 0 | 0 | 0.099802 | 319.2728 | 0.050457 | 0 | 0 | 0.10091 | 319.4436 | 0.050828 | 0 | 0 | 0.10166 | 319.7 | 0.051384 | 0 | 0 | 0.10277 | 319.9563 | 0.051939 | 0 | 0 | 0.10388 | 320.0417 | 0.052125 | 0 | 0 | 0.10425 | 320.298 | 0.052681 | 0 | 0 | 0.10536 | 320.5543 | 0.053237 | 0 | 0 | 0.10647 | 320.7252 | 0.053607 | 0 | 0 | 0.10721 | 320.9815 | 0.054163 | 0 | 0 | 0.10833 | 321.1524 | 0.054534 | 0 | 0 | 0.10907 | 321.3232 | 0.054904 | 0 | 0 | 0.10981
2017-01-18 22:00 | 283.7322 | 0.84569 |  | 297.9372 | 0.0041801 | 0 | 0 | 0.0083601 | 306.3095 | 0.02234 | 0 | 0 | 0.044679 | 313.1596 | 0.037198 | 0 | 0 | 0.074395 | 313.4133 | 0.037748 | 0 | 0 | 0.075496 | 313.5825 | 0.038115 | 0 | 0 | 0.076229 | 313.8362 | 0.038665 | 0 | 0 | 0.07733 | 314.0899 | 0.039215 | 0 | 0 | 0.078431 | 314.3436 | 0.039766 | 0 | 0 | 0.079531 | 314.6819 | 0.040499 | 0 | 0 | 0.080999 | 314.9356 | 0.04105 | 0 | 0 | 0.082099 | 315.1047 | 0.041416 | 0 | 0 | 0.082833 | 315.3584 | 0.041967 | 0 | 0 | 0.083933 | 315.5276 | 0.042334 | 0 | 0 | 0.084667 | 315.7813 | 0.042884 | 0 | 0 | 0.085768 | 316.035 | 0.043434 | 0 | 0 | 0.086868 | 316.2041 | 0.043801 | 0 | 0 | 0.087602 | 316.4578 | 0.044351 | 0 | 0 | 0.088703 | 316.7115 | 0.044902 | 0 | 0 | 0.089803 | 316.7961 | 0.045085 | 0 | 0 | 0.09017 | 317.0498 | 0.045635 | 0 | 0 | 0.091271 | 317.3035 | 0.046186 | 0 | 0 | 0.092371 | 317.4727 | 0.046553 | 0 | 0 | 0.093105 | 317.7264 | 0.047103 | 0 | 0 | 0.094206 | 317.8955 | 0.04747 | 0 | 0 | 0.094939 | 318.0646 | 0.047837 | 0 | 0 | 0.095673
2017-01-18 23:00 | 283.4631 | 0.84489 |  | 297.6546 | 0.0035672 | 0 | 0 | 0.0071345 | 306.0191 | 0.02171 | 0 | 0 | 0.043419 | 312.8627 | 0.036553 | 0 | 0 | 0.073107 | 313.1161 | 0.037103 | 0 | 0 | 0.074206 | 313.2851 | 0.03747 | 0 | 0 | 0.074939 | 313.5386 | 0.038019 | 0 | 0 | 0.076039 | 313.792 | 0.038569 | 0 | 0 | 0.077138 | 314.0455 | 0.039119 | 0 | 0 | 0.078238 | 314.3835 | 0.039852 | 0 | 0 | 0.079704 | 314.6369 | 0.040402 | 0 | 0 | 0.080804 | 314.8059 | 0.040768 | 0 | 0 | 0.081537 | 315.0594 | 0.041318 | 0 | 0 | 0.082636 | 315.2284 | 0.041685 | 0 | 0 | 0.083369 | 315.4818 | 0.042234 | 0 | 0 | 0.084469 | 315.7353 | 0.042784 | 0 | 0 | 0.085568 | 315.9043 | 0.043151 | 0 | 0 | 0.086301 | 316.1577 | 0.0437 | 0 | 0 | 0.087401 | 316.4112 | 0.04425 | 0 | 0 | 0.0885 | 316.4957 | 0.044433 | 0 | 0 | 0.088867 | 316.7492 | 0.044983 | 0 | 0 | 0.089966 | 317.0026 | 0.045533 | 0 | 0 | 0.091066 | 317.1716 | 0.0459 | 0 | 0 | 0.091799 | 317.4251 | 0.046449 | 0 | 0 | 0.092899 | 317.594 | 0.046816 | 0 | 0 | 0.093632 | 317.763 | 0.047182 | 0 | 0 | 0.094365
2017-01-19 | 286.9915 | 0.85541 |  | 301.3597 | 0.011603 | 0 | 0 | 0.023207 | 309.8282 | 0.029972 | 0 | 0 | 0.059943 | 316.757 | 0.045 | 0 | 0 | 0.09 | 317.0136 | 0.045557 | 0 | 0 | 0.091114 | 317.1847 | 0.045928 | 0 | 0 | 0.091856 | 317.4413 | 0.046485 | 0 | 0 | 0.092969 | 317.6979 | 0.047041 | 0 | 0 | 0.094082 | 317.9546 | 0.047598 | 0 | 0 | 0.095196 | 318.2967 | 0.04834 | 0 | 0 | 0.09668 | 318.5533 | 0.048897 | 0 | 0 | 0.097793 | 318.7244 | 0.049268 | 0 | 0 | 0.098535 | 318.981 | 0.049824 | 0 | 0 | 0.099648 | 319.1521 | 0.050195 | 0 | 0 | 0.10039 | 319.4088 | 0.050752 | 0 | 0 | 0.1015 | 319.6654 | 0.051309 | 0 | 0 | 0.10262 | 319.8365 | 0.05168 | 0 | 0 | 0.10336 | 320.0931 | 0.052236 | 0 | 0 | 0.10447 | 320.3497 | 0.052793 | 0 | 0 | 0.10559 | 320.4352 | 0.052978 | 0 | 0 | 0.10596 | 320.6919 | 0.053535 | 0 | 0 | 0.10707 | 320.9485 | 0.054092 | 0 | 0 | 0.10818 | 321.1196 | 0.054463 | 0 | 0 | 0.10893 | 321.3762 | 0.055019 | 0 | 0 | 0.11004 | 321.5473 | 0.05539 | 0 | 0 | 0.11078 | 321.7183 | 0.055761 | 0 | 0 | 0.11152
2017-01-19 01:00 | 293.5522 | 0.87496 |  | 308.2488 | 0.026546 | 0 | 0 | 0.053092 | 316.911 | 0.045334 | 0 | 0 | 0.090668 | 323.9981 | 0.060706 | 0 | 0 | 0.12141 | 324.2606 | 0.061276 | 0 | 0 | 0.12255 | 324.4356 | 0.061655 | 0 | 0 | 0.12331 | 324.6981 | 0.062225 | 0 | 0 | 0.12445 | 324.9606 | 0.062794 | 0 | 0 | 0.12559 | 325.2231 | 0.063363 | 0 | 0 | 0.12673 | 325.5731 | 0.064122 | 0 | 0 | 0.12824 | 325.8356 | 0.064692 | 0 | 0 | 0.12938 | 326.0106 | 0.065071 | 0 | 0 | 0.13014 | 326.273 | 0.065641 | 0 | 0 | 0.13128 | 326.448 | 0.06602 | 0 | 0 | 0.13204 | 326.7105 | 0.066589 | 0 | 0 | 0.13318 | 326.973 | 0.067159 | 0 | 0 | 0.13432 | 327.148 | 0.067538 | 0 | 0 | 0.13508 | 327.4105 | 0.068108 | 0 | 0 | 0.13622 | 327.673 | 0.068677 | 0 | 0 | 0.13735 | 327.7605 | 0.068867 | 0 | 0 | 0.13773 | 328.023 | 0.069436 | 0 | 0 | 0.13887 | 328.2855 | 0.070005 | 0 | 0 | 0.14001 | 328.4604 | 0.070385 | 0 | 0 | 0.14077 | 328.7229 | 0.070954 | 0 | 0 | 0.14191 | 328.8979 | 0.071334 | 0 | 0 | 0.14267 | 329.0729 | 0.071713 | 0 | 0 | 0.14343
2017-01-19 02:00 | 293.3316 | 0.8743 |  | 308.0172 | 0.026044 | 0 | 0 | 0.052087 | 316.6728 | 0.044818 | 0 | 0 | 0.089635 | 323.7546 | 0.060178 | 0 | 0 | 0.12036 | 324.0169 | 0.060747 | 0 | 0 | 0.12149 | 324.1918 | 0.061126 | 0 | 0 | 0.12225 | 324.4541 | 0.061695 | 0 | 0 | 0.12339 | 324.7164 | 0.062264 | 0 | 0 | 0.12453 | 324.9786 | 0.062833 | 0 | 0 | 0.12567 | 325.3284 | 0.063592 | 0 | 0 | 0.12718 | 325.5907 | 0.06416 | 0 | 0 | 0.12832 | 325.7655 | 0.06454 | 0 | 0 | 0.12908 | 326.0278 | 0.065109 | 0 | 0 | 0.13022 | 326.2027 | 0.065488 | 0 | 0 | 0.13098 | 326.465 | 0.066057 | 0 | 0 | 0.13211 | 326.7273 | 0.066626 | 0 | 0 | 0.13325 | 326.9021 | 0.067005 | 0 | 0 | 0.13401 | 327.1644 | 0.067574 | 0 | 0 | 0.13515 | 327.4267 | 0.068143 | 0 | 0 | 0.13629 | 327.5141 | 0.068332 | 0 | 0 | 0.13666 | 327.7764 | 0.068901 | 0 | 0 | 0.1378 | 328.0387 | 0.06947 | 0 | 0 | 0.13894 | 328.2136 | 0.06985 | 0 | 0 | 0.1397 | 328.4759 | 0.070418 | 0 | 0 | 0.14084 | 328.6507 | 0.070798 | 0 | 0 | 0.1416 | 328.8256 | 0.071177 | 0 | 0 | 0.14235
2017-01-19 03:00 | 294.5532 | 0.87794 |  | 309.2999 | 0.028826 | 0 | 0 | 0.057652 | 317.9916 | 0.047678 | 0 | 0 | 0.095356 | 325.1029 | 0.063103 | 0 | 0 | 0.12621 | 325.3663 | 0.063674 | 0 | 0 | 0.12735 | 325.5419 | 0.064055 | 0 | 0 | 0.12811 | 325.8053 | 0.064626 | 0 | 0 | 0.12925 | 326.0686 | 0.065197 | 0 | 0 | 0.13039 | 326.332 | 0.065768 | 0 | 0 | 0.13154 | 326.6832 | 0.06653 | 0 | 0 | 0.13306 | 326.9466 | 0.067101 | 0 | 0 | 0.1342 | 327.1222 | 0.067482 | 0 | 0 | 0.13496 | 327.3856 | 0.068054 | 0 | 0 | 0.13611 | 327.5611 | 0.068434 | 0 | 0 | 0.13687 | 327.8245 | 0.069006 | 0 | 0 | 0.13801 | 328.0879 | 0.069577 | 0 | 0 | 0.13915 | 328.2635 | 0.069958 | 0 | 0 | 0.13992 | 328.5269 | 0.070529 | 0 | 0 | 0.14106 | 328.7903 | 0.0711 | 0 | 0 | 0.1422 | 328.8781 | 0.071291 | 0 | 0 | 0.14258 | 329.1414 | 0.071862 | 0 | 0 | 0.14372 | 329.4048 | 0.072433 | 0 | 0 | 0.14487 | 329.5804 | 0.072814 | 0 | 0 | 0.14563 | 329.8438 | 0.073386 | 0 | 0 | 0.14677 | 330.0194 | 0.073766 | 0 | 0 | 0.14753 | 330.195 | 0.074147 | 0 | 0 | 0.14829
2017-01-19 04:00 | 291.0602 | 0.86753 |  | 305.632 | 0.02087 | 0 | 0 | 0.04174 | 314.2206 | 0.039499 | 0 | 0 | 0.078998 | 321.2476 | 0.05474 | 0 | 0 | 0.10948 | 321.5079 | 0.055305 | 0 | 0 | 0.11061 | 321.6814 | 0.055681 | 0 | 0 | 0.11136 | 321.9417 | 0.056246 | 0 | 0 | 0.11249 | 322.2019 | 0.05681 | 0 | 0 | 0.11362 | 322.4622 | 0.057375 | 0 | 0 | 0.11475 | 322.8092 | 0.058127 | 0 | 0 | 0.11625 | 323.0695 | 0.058692 | 0 | 0 | 0.11738 | 323.243 | 0.059068 | 0 | 0 | 0.11814 | 323.5032 | 0.059633 | 0 | 0 | 0.11927 | 323.6767 | 0.060009 | 0 | 0 | 0.12002 | 323.937 | 0.060574 | 0 | 0 | 0.12115 | 324.1973 | 0.061138 | 0 | 0 | 0.12228 | 324.3708 | 0.061514 | 0 | 0 | 0.12303 | 324.631 | 0.062079 | 0 | 0 | 0.12416 | 324.8913 | 0.062643 | 0 | 0 | 0.12529 | 324.978 | 0.062832 | 0 | 0 | 0.12566 | 325.2383 | 0.063396 | 0 | 0 | 0.12679 | 325.4986 | 0.063961 | 0 | 0 | 0.12792 | 325.6721 | 0.064337 | 0 | 0 | 0.12867 | 325.9323 | 0.064902 | 0 | 0 | 0.1298 | 326.1058 | 0.065278 | 0 | 0 | 0.13056 | 326.2793 | 0.065654 | 0 | 0 | 0.13131
2017-01-19 05:00 | 290.2541 | 0.86513 |  | 304.7855 | 0.019034 | 0 | 0 | 0.038068 | 313.3503 | 0.037611 | 0 | 0 | 0.075222 | 320.3579 | 0.052811 | 0 | 0 | 0.10562 | 320.6174 | 0.053374 | 0 | 0 | 0.10675 | 320.7905 | 0.053749 | 0 | 0 | 0.1075 | 321.05 | 0.054312 | 0 | 0 | 0.10862 | 321.3095 | 0.054875 | 0 | 0 | 0.10975 | 321.5691 | 0.055438 | 0 | 0 | 0.11088 | 321.9151 | 0.056188 | 0 | 0 | 0.11238 | 322.1747 | 0.056751 | 0 | 0 | 0.1135 | 322.3477 | 0.057126 | 0 | 0 | 0.11425 | 322.6072 | 0.057689 | 0 | 0 | 0.11538 | 322.7803 | 0.058065 | 0 | 0 | 0.11613 | 323.0398 | 0.058628 | 0 | 0 | 0.11726 | 323.2993 | 0.059191 | 0 | 0 | 0.11838 | 323.4724 | 0.059566 | 0 | 0 | 0.11913 | 323.7319 | 0.060129 | 0 | 0 | 0.12026 | 323.9914 | 0.060692 | 0 | 0 | 0.12138 | 324.078 | 0.060879 | 0 | 0 | 0.12176 | 324.3375 | 0.061442 | 0 | 0 | 0.12288 | 324.597 | 0.062005 | 0 | 0 | 0.12401 | 324.7701 | 0.062381 | 0 | 0 | 0.12476 | 325.0296 | 0.062944 | 0 | 0 | 0.12589 | 325.2026 | 0.063319 | 0 | 0 | 0.12664 | 325.3757 | 0.063694 | 0 | 0 | 0.12739
2017-01-19 06:00 | 292.2341 | 0.87103 |  | 306.8647 | 0.023544 | 0 | 0 | 0.047088 | 315.488 | 0.042248 | 0 | 0 | 0.084495 | 322.5433 | 0.057551 | 0 | 0 | 0.1151 | 322.8046 | 0.058118 | 0 | 0 | 0.11624 | 322.9788 | 0.058495 | 0 | 0 | 0.11699 | 323.2401 | 0.059062 | 0 | 0 | 0.11812 | 323.5015 | 0.059629 | 0 | 0 | 0.11926 | 323.7628 | 0.060196 | 0 | 0 | 0.12039 | 324.1112 | 0.060951 | 0 | 0 | 0.1219 | 324.3725 | 0.061518 | 0 | 0 | 0.12304 | 324.5467 | 0.061896 | 0 | 0 | 0.12379 | 324.808 | 0.062463 | 0 | 0 | 0.12493 | 324.9822 | 0.062841 | 0 | 0 | 0.12568 | 325.2435 | 0.063408 | 0 | 0 | 0.12682 | 325.5048 | 0.063974 | 0 | 0 | 0.12795 | 325.679 | 0.064352 | 0 | 0 | 0.1287 | 325.9403 | 0.064919 | 0 | 0 | 0.12984 | 326.2017 | 0.065486 | 0 | 0 | 0.13097 | 326.2888 | 0.065675 | 0 | 0 | 0.13135 | 326.5501 | 0.066241 | 0 | 0 | 0.13248 | 326.8114 | 0.066808 | 0 | 0 | 0.13362 | 326.9856 | 0.067186 | 0 | 0 | 0.13437 | 327.2469 | 0.067753 | 0 | 0 | 0.13551 | 327.4211 | 0.068131 | 0 | 0 | 0.13626 | 327.5953 | 0.068509 | 0 | 0 | 0.13702
2017-01-19 07:00 | 292.086 | 0.87059 |  | 306.7092 | 0.023206 | 0 | 0 | 0.046413 | 315.328 | 0.041901 | 0 | 0 | 0.083802 | 322.3798 | 0.057196 | 0 | 0 | 0.11439 | 322.641 | 0.057763 | 0 | 0 | 0.11553 | 322.8151 | 0.05814 | 0 | 0 | 0.11628 | 323.0763 | 0.058707 | 0 | 0 | 0.11741 | 323.3374 | 0.059273 | 0 | 0 | 0.11855 | 323.5986 | 0.05984 | 0 | 0 | 0.11968 | 323.9469 | 0.060595 | 0 | 0 | 0.12119 | 324.208 | 0.061162 | 0 | 0 | 0.12232 | 324.3822 | 0.061539 | 0 | 0 | 0.12308 | 324.6433 | 0.062106 | 0 | 0 | 0.12421 | 324.8175 | 0.062483 | 0 | 0 | 0.12497 | 325.0786 | 0.06305 | 0 | 0 | 0.1261 | 325.3398 | 0.063616 | 0 | 0 | 0.12723 | 325.5139 | 0.063994 | 0 | 0 | 0.12799 | 325.7751 | 0.064561 | 0 | 0 | 0.12912 | 326.0363 | 0.065127 | 0 | 0 | 0.13025 | 326.1233 | 0.065316 | 0 | 0 | 0.13063 | 326.3845 | 0.065882 | 0 | 0 | 0.13176 | 326.6457 | 0.066449 | 0 | 0 | 0.1329 | 326.8198 | 0.066826 | 0 | 0 | 0.13365 | 327.081 | 0.067393 | 0 | 0 | 0.13479 | 327.2551 | 0.067771 | 0 | 0 | 0.13554 | 327.4292 | 0.068148 | 0 | 0 | 0.1363
2017-01-19 08:00 | 281.958 | 0.8404 |  | 296.0741 | 0.00013909 | 0 | 0 | 0.00027818 | 304.3941 | 0.018185 | 0 | 0 | 0.03637 | 311.2014 | 0.03295 | 0 | 0 | 0.0659 | 311.4535 | 0.033497 | 0 | 0 | 0.066994 | 311.6216 | 0.033862 | 0 | 0 | 0.067723 | 311.8737 | 0.034408 | 0 | 0 | 0.068817 | 312.1258 | 0.034955 | 0 | 0 | 0.06991 | 312.378 | 0.035502 | 0 | 0 | 0.071004 | 312.7141 | 0.036231 | 0 | 0 | 0.072462 | 312.9662 | 0.036778 | 0 | 0 | 0.073556 | 313.1343 | 0.037143 | 0 | 0 | 0.074285 | 313.3864 | 0.037689 | 0 | 0 | 0.075379 | 313.5545 | 0.038054 | 0 | 0 | 0.076108 | 313.8066 | 0.038601 | 0 | 0 | 0.077202 | 314.0588 | 0.039148 | 0 | 0 | 0.078296 | 314.2268 | 0.039512 | 0 | 0 | 0.079025 | 314.479 | 0.040059 | 0 | 0 | 0.080118 | 314.7311 | 0.040606 | 0 | 0 | 0.081212 | 314.8151 | 0.040788 | 0 | 0 | 0.081577 | 315.0672 | 0.041335 | 0 | 0 | 0.08267 | 315.3194 | 0.041882 | 0 | 0 | 0.083764 | 315.4874 | 0.042247 | 0 | 0 | 0.084493 | 315.7396 | 0.042793 | 0 | 0 | 0.085587 | 315.9076 | 0.043158 | 0 | 0 | 0.086316 | 316.0757 | 0.043523 | 0 | 0 | 0.087045
2017-01-19 09:00 | 284.2219 | 0.84715 |  | 298.4514 | 0.0052954 | 0 | 0 | 0.010591 | 306.8382 | 0.023486 | 0 | 0 | 0.046973 | 313.7001 | 0.03837 | 0 | 0 | 0.07674 | 313.9543 | 0.038921 | 0 | 0 | 0.077842 | 314.1237 | 0.039289 | 0 | 0 | 0.078577 | 314.3778 | 0.03984 | 0 | 0 | 0.07968 | 314.632 | 0.040391 | 0 | 0 | 0.080782 | 314.8861 | 0.040942 | 0 | 0 | 0.081885 | 315.225 | 0.041677 | 0 | 0 | 0.083355 | 315.4791 | 0.042229 | 0 | 0 | 0.084457 | 315.6486 | 0.042596 | 0 | 0 | 0.085192 | 315.9027 | 0.043147 | 0 | 0 | 0.086295 | 316.0721 | 0.043515 | 0 | 0 | 0.08703 | 316.3263 | 0.044066 | 0 | 0 | 0.088132 | 316.5804 | 0.044617 | 0 | 0 | 0.089234 | 316.7499 | 0.044985 | 0 | 0 | 0.089969 | 317.004 | 0.045536 | 0 | 0 | 0.091072 | 317.2581 | 0.046087 | 0 | 0 | 0.092174 | 317.3429 | 0.046271 | 0 | 0 | 0.092542 | 317.597 | 0.046822 | 0 | 0 | 0.093644 | 317.8511 | 0.047373 | 0 | 0 | 0.094747 | 318.0206 | 0.047741 | 0 | 0 | 0.095482 | 318.2747 | 0.048292 | 0 | 0 | 0.096584 | 318.4442 | 0.04866 | 0 | 0 | 0.097319 | 318.6136 | 0.049027 | 0 | 0 | 0.098054
2017-01-19 10:00 | 283.8054 | 0.84591 |  | 298.014 | 0.0043467 | 0 | 0 | 0.0086934 | 306.3885 | 0.022511 | 0 | 0 | 0.045022 | 313.2404 | 0.037373 | 0 | 0 | 0.074745 | 313.4942 | 0.037923 | 0 | 0 | 0.075846 | 313.6634 | 0.03829 | 0 | 0 | 0.07658 | 313.9171 | 0.038841 | 0 | 0 | 0.077681 | 314.1709 | 0.039391 | 0 | 0 | 0.078782 | 314.4247 | 0.039941 | 0 | 0 | 0.079883 | 314.763 | 0.040675 | 0 | 0 | 0.081351 | 315.0168 | 0.041226 | 0 | 0 | 0.082452 | 315.186 | 0.041593 | 0 | 0 | 0.083185 | 315.4398 | 0.042143 | 0 | 0 | 0.084286 | 315.6089 | 0.04251 | 0 | 0 | 0.08502 | 315.8627 | 0.043061 | 0 | 0 | 0.086121 | 316.1165 | 0.043611 | 0 | 0 | 0.087222 | 316.2857 | 0.043978 | 0 | 0 | 0.087956 | 316.5394 | 0.044528 | 0 | 0 | 0.089057 | 316.7932 | 0.045079 | 0 | 0 | 0.090158 | 316.8778 | 0.045262 | 0 | 0 | 0.090525 | 317.1316 | 0.045813 | 0 | 0 | 0.091625 | 317.3854 | 0.046363 | 0 | 0 | 0.092726 | 317.5545 | 0.04673 | 0 | 0 | 0.09346 | 317.8083 | 0.047281 | 0 | 0 | 0.094561 | 317.9775 | 0.047647 | 0 | 0 | 0.095295 | 318.1467 | 0.048014 | 0 | 0 | 0.096029
2017-01-19 11:00 | 274.4443 | 0.81801 |  | 288.1843 | 0 | 0 | 0 | 0 | 296.2825 | 0.00059116 | 0 | 0 | 0.0011823 | 302.9084 | 0.014963 | 0 | 0 | 0.029925 | 303.1538 | 0.015495 | 0 | 0 | 0.03099 | 303.3174 | 0.01585 | 0 | 0 | 0.0317 | 303.5628 | 0.016382 | 0 | 0 | 0.032764 | 303.8082 | 0.016914 | 0 | 0 | 0.033829 | 304.0536 | 0.017447 | 0 | 0 | 0.034893 | 304.3808 | 0.018156 | 0 | 0 | 0.036313 | 304.6262 | 0.018689 | 0 | 0 | 0.037377 | 304.7898 | 0.019043 | 0 | 0 | 0.038087 | 305.0352 | 0.019576 | 0 | 0 | 0.039151 | 305.1988 | 0.019931 | 0 | 0 | 0.039861 | 305.4442 | 0.020463 | 0 | 0 | 0.040926 | 305.6896 | 0.020995 | 0 | 0 | 0.04199 | 305.8532 | 0.02135 | 0 | 0 | 0.0427 | 306.0986 | 0.021882 | 0 | 0 | 0.043765 | 306.344 | 0.022415 | 0 | 0 | 0.044829 | 306.4258 | 0.022592 | 0 | 0 | 0.045184 | 306.6713 | 0.023124 | 0 | 0 | 0.046249 | 306.9167 | 0.023657 | 0 | 0 | 0.047313 | 307.0803 | 0.024011 | 0 | 0 | 0.048023 | 307.3257 | 0.024544 | 0 | 0 | 0.049087 | 307.4893 | 0.024899 | 0 | 0 | 0.049797 | 307.6529 | 0.025253 | 0 | 0 | 0.050507
2017-01-19 12:00 | 280.288 | 0.83543 |  | 294.3206 | 0 | 0 | 0 | 0 | 302.5913 | 0.014275 | 0 | 0 | 0.02855 | 309.3582 | 0.028952 | 0 | 0 | 0.057905 | 309.6089 | 0.029496 | 0 | 0 | 0.058992 | 309.776 | 0.029858 | 0 | 0 | 0.059717 | 310.0266 | 0.030402 | 0 | 0 | 0.060804 | 310.2772 | 0.030946 | 0 | 0 | 0.061891 | 310.5278 | 0.031489 | 0 | 0 | 0.062978 | 310.862 | 0.032214 | 0 | 0 | 0.064428 | 311.1126 | 0.032758 | 0 | 0 | 0.065515 | 311.2797 | 0.03312 | 0 | 0 | 0.06624 | 311.5304 | 0.033664 | 0 | 0 | 0.067327 | 311.6974 | 0.034026 | 0 | 0 | 0.068052 | 311.9481 | 0.03457 | 0 | 0 | 0.069139 | 312.1987 | 0.035113 | 0 | 0 | 0.070227 | 312.3658 | 0.035476 | 0 | 0 | 0.070951 | 312.6164 | 0.036019 | 0 | 0 | 0.072039 | 312.867 | 0.036563 | 0 | 0 | 0.073126 | 312.9506 | 0.036744 | 0 | 0 | 0.073488 | 313.2012 | 0.037288 | 0 | 0 | 0.074575 | 313.4518 | 0.037831 | 0 | 0 | 0.075663 | 313.6189 | 0.038194 | 0 | 0 | 0.076387 | 313.8695 | 0.038737 | 0 | 0 | 0.077475 | 314.0366 | 0.0391 | 0 | 0 | 0.0782 | 314.2037 | 0.039462 | 0 | 0 | 0.078924
2017-01-19 13:00 | 269.6263 | 0.80365 |  | 283.125 | 0 | 0 | 0 | 0 | 291.0811 | 0 | 0 | 0 | 0 | 297.5907 | 0.0034285 | 0 | 0 | 0.006857 | 297.8318 | 0.0039514 | 0 | 0 | 0.0079029 | 297.9925 | 0.0043001 | 0 | 0 | 0.0086001 | 298.2336 | 0.004823 | 0 | 0 | 0.009646 | 298.4747 | 0.0053459 | 0 | 0 | 0.010692 | 298.7158 | 0.0058689 | 0 | 0 | 0.011738 | 299.0373 | 0.0065661 | 0 | 0 | 0.013132 | 299.2783 | 0.007089 | 0 | 0 | 0.014178 | 299.4391 | 0.0074377 | 0 | 0 | 0.014875 | 299.6802 | 0.0079606 | 0 | 0 | 0.015921 | 299.8409 | 0.0083092 | 0 | 0 | 0.016618 | 300.082 | 0.0088322 | 0 | 0 | 0.017664 | 300.3231 | 0.0093551 | 0 | 0 | 0.01871 | 300.4838 | 0.0097037 | 0 | 0 | 0.019407 | 300.7249 | 0.010227 | 0 | 0 | 0.020453 | 300.966 | 0.01075 | 0 | 0 | 0.021499 | 301.0464 | 0.010924 | 0 | 0 | 0.021848 | 301.2875 | 0.011447 | 0 | 0 | 0.022894 | 301.5286 | 0.01197 | 0 | 0 | 0.02394 | 301.6893 | 0.012318 | 0 | 0 | 0.024637 | 301.9304 | 0.012841 | 0 | 0 | 0.025683 | 302.0911 | 0.01319 | 0 | 0 | 0.02638 | 302.2518 | 0.013539 | 0 | 0 | 0.027077
2017-01-19 14:00 | 264.509 | 0.7884 |  | 277.7516 | 0 | 0 | 0 | 0 | 285.5567 | 0 | 0 | 0 | 0 | 291.9427 | 0 | 0 | 0 | 0 | 292.1792 | 0 | 0 | 0 | 0 | 292.3369 | 0 | 0 | 0 | 0 | 292.5734 | 0 | 0 | 0 | 0 | 292.8099 | 0 | 0 | 0 | 0 | 293.0464 | 0 | 0 | 0 | 0 | 293.3618 | 0 | 0 | 0 | 0 | 293.5983 | 0 | 0 | 0 | 0 | 293.756 | 0 | 0 | 0 | 0 | 293.9925 | 0 | 0 | 0 | 0 | 294.1502 | 0 | 0 | 0 | 0 | 294.3867 | 0 | 0 | 0 | 0 | 294.6232 | 0 | 0 | 0 | 0 | 294.7809 | 0 | 0 | 0 | 0 | 295.0174 | 0 | 0 | 0 | 0 | 295.2539 | 0 | 0 | 0 | 0 | 295.3328 | 0 | 0 | 0 | 0 | 295.5693 | 0 | 0 | 0 | 0 | 295.8058 | 0 | 0 | 0 | 0 | 295.9635 | 0 | 0 | 0 | 0 | 296.2 | 0.00041215 | 0 | 0 | 0.00082429 | 296.3577 | 0.00075415 | 0 | 0 | 0.0015083 | 296.5154 | 0.0010962 | 0 | 0 | 0.0021923
2017-01-19 15:00 | 264.167 | 0.78738 |  | 277.3925 | 0 | 0 | 0 | 0 | 285.1875 | 0 | 0 | 0 | 0 | 291.5653 | 0 | 0 | 0 | 0 | 291.8015 | 0 | 0 | 0 | 0 | 291.9589 | 0 | 0 | 0 | 0 | 292.1952 | 0 | 0 | 0 | 0 | 292.4314 | 0 | 0 | 0 | 0 | 292.6676 | 0 | 0 | 0 | 0 | 292.9825 | 0 | 0 | 0 | 0 | 293.2187 | 0 | 0 | 0 | 0 | 293.3762 | 0 | 0 | 0 | 0 | 293.6124 | 0 | 0 | 0 | 0 | 293.7699 | 0 | 0 | 0 | 0 | 294.0061 | 0 | 0 | 0 | 0 | 294.2423 | 0 | 0 | 0 | 0 | 294.3998 | 0 | 0 | 0 | 0 | 294.636 | 0 | 0 | 0 | 0 | 294.8722 | 0 | 0 | 0 | 0 | 294.951 | 0 | 0 | 0 | 0 | 295.1872 | 0 | 0 | 0 | 0 | 295.4234 | 0 | 0 | 0 | 0 | 295.5809 | 0 | 0 | 0 | 0 | 295.8171 | 0 | 0 | 0 | 0 | 295.9746 | 0 | 0 | 0 | 0 | 296.132 | 0.00026469 | 0 | 0 | 0.00052937
2017-01-19 16:00 | 275.745 | 0.82188 |  | 289.5501 | 0 | 0 | 0 | 0 | 297.6867 | 0.0036368 | 0 | 0 | 0.0072736 | 304.344 | 0.018076 | 0 | 0 | 0.036153 | 304.5905 | 0.018611 | 0 | 0 | 0.037222 | 304.7549 | 0.018968 | 0 | 0 | 0.037935 | 305.0015 | 0.019503 | 0 | 0 | 0.039005 | 305.2481 | 0.020037 | 0 | 0 | 0.040075 | 305.4946 | 0.020572 | 0 | 0 | 0.041144 | 305.8234 | 0.021285 | 0 | 0 | 0.04257 | 306.0699 | 0.02182 | 0 | 0 | 0.04364 | 306.2343 | 0.022177 | 0 | 0 | 0.044353 | 306.4809 | 0.022711 | 0 | 0 | 0.045423 | 306.6453 | 0.023068 | 0 | 0 | 0.046136 | 306.8918 | 0.023603 | 0 | 0 | 0.047205 | 307.1384 | 0.024137 | 0 | 0 | 0.048275 | 307.3028 | 0.024494 | 0 | 0 | 0.048988 | 307.5493 | 0.025029 | 0 | 0 | 0.050058 | 307.7959 | 0.025564 | 0 | 0 | 0.051127 | 307.8781 | 0.025742 | 0 | 0 | 0.051484 | 308.1247 | 0.026277 | 0 | 0 | 0.052553 | 308.3712 | 0.026811 | 0 | 0 | 0.053623 | 308.5356 | 0.027168 | 0 | 0 | 0.054336 | 308.7822 | 0.027703 | 0 | 0 | 0.055406 | 308.9465 | 0.028059 | 0 | 0 | 0.056119 | 309.1109 | 0.028416 | 0 | 0 | 0.056832
2017-01-19 17:00 | 281.0943 | 0.83783 |  | 295.1672 | 0 | 0 | 0 | 0 | 303.4617 | 0.016163 | 0 | 0 | 0.032325 | 310.2481 | 0.030882 | 0 | 0 | 0.061765 | 310.4994 | 0.031428 | 0 | 0 | 0.062855 | 310.667 | 0.031791 | 0 | 0 | 0.063582 | 310.9183 | 0.032336 | 0 | 0 | 0.064672 | 311.1697 | 0.032881 | 0 | 0 | 0.065763 | 311.421 | 0.033427 | 0 | 0 | 0.066853 | 311.7562 | 0.034153 | 0 | 0 | 0.068307 | 312.0075 | 0.034699 | 0 | 0 | 0.069397 | 312.1751 | 0.035062 | 0 | 0 | 0.070124 | 312.4264 | 0.035607 | 0 | 0 | 0.071215 | 312.594 | 0.035971 | 0 | 0 | 0.071941 | 312.8454 | 0.036516 | 0 | 0 | 0.073032 | 313.0967 | 0.037061 | 0 | 0 | 0.074122 | 313.2643 | 0.037425 | 0 | 0 | 0.074849 | 313.5156 | 0.03797 | 0 | 0 | 0.075939 | 313.767 | 0.038515 | 0 | 0 | 0.07703 | 313.8507 | 0.038697 | 0 | 0 | 0.077393 | 314.1021 | 0.039242 | 0 | 0 | 0.078484 | 314.3534 | 0.039787 | 0 | 0 | 0.079574 | 314.521 | 0.04015 | 0 | 0 | 0.080301 | 314.7724 | 0.040696 | 0 | 0 | 0.081391 | 314.9399 | 0.041059 | 0 | 0 | 0.082118 | 315.1075 | 0.041422 | 0 | 0 | 0.082845
2017-01-19 18:00 | 282.4017 | 0.84173 |  | 296.5401 | 0.0011497 | 0 | 0 | 0.0022994 | 304.8731 | 0.019224 | 0 | 0 | 0.038448 | 311.6911 | 0.034012 | 0 | 0 | 0.068025 | 311.9436 | 0.03456 | 0 | 0 | 0.06912 | 312.112 | 0.034925 | 0 | 0 | 0.06985 | 312.3645 | 0.035473 | 0 | 0 | 0.070946 | 312.617 | 0.036021 | 0 | 0 | 0.072041 | 312.8695 | 0.036568 | 0 | 0 | 0.073137 | 313.2062 | 0.037299 | 0 | 0 | 0.074597 | 313.4588 | 0.037846 | 0 | 0 | 0.075693 | 313.6271 | 0.038211 | 0 | 0 | 0.076423 | 313.8796 | 0.038759 | 0 | 0 | 0.077518 | 314.048 | 0.039124 | 0 | 0 | 0.078249 | 314.3005 | 0.039672 | 0 | 0 | 0.079344 | 314.553 | 0.04022 | 0 | 0 | 0.08044 | 314.7213 | 0.040585 | 0 | 0 | 0.08117 | 314.9739 | 0.041133 | 0 | 0 | 0.082265 | 315.2264 | 0.04168 | 0 | 0 | 0.083361 | 315.3105 | 0.041863 | 0 | 0 | 0.083726 | 315.5631 | 0.042411 | 0 | 0 | 0.084821 | 315.8156 | 0.042958 | 0 | 0 | 0.085917 | 315.9839 | 0.043323 | 0 | 0 | 0.086647 | 316.2364 | 0.043871 | 0 | 0 | 0.087742 | 316.4048 | 0.044236 | 0 | 0 | 0.088473 | 316.5731 | 0.044601 | 0 | 0 | 0.089203
2017-01-19 19:00 | 285.1977 | 0.85006 |  | 299.476 | 0.0075178 | 0 | 0 | 0.015036 | 307.8916 | 0.025771 | 0 | 0 | 0.051542 | 314.7771 | 0.040706 | 0 | 0 | 0.081412 | 315.0321 | 0.041259 | 0 | 0 | 0.082518 | 315.2021 | 0.041628 | 0 | 0 | 0.083255 | 315.4571 | 0.042181 | 0 | 0 | 0.084362 | 315.7121 | 0.042734 | 0 | 0 | 0.085468 | 315.9672 | 0.043287 | 0 | 0 | 0.086574 | 316.3072 | 0.044025 | 0 | 0 | 0.088049 | 316.5622 | 0.044578 | 0 | 0 | 0.089155 | 316.7322 | 0.044946 | 0 | 0 | 0.089893 | 316.9872 | 0.0455 | 0 | 0 | 0.090999 | 317.1572 | 0.045868 | 0 | 0 | 0.091737 | 317.4123 | 0.046422 | 0 | 0 | 0.092843 | 317.6673 | 0.046975 | 0 | 0 | 0.093949 | 317.8373 | 0.047343 | 0 | 0 | 0.094687 | 318.0923 | 0.047897 | 0 | 0 | 0.095793 | 318.3473 | 0.04845 | 0 | 0 | 0.096899 | 318.4323 | 0.048634 | 0 | 0 | 0.097268 | 318.6874 | 0.049187 | 0 | 0 | 0.098374 | 318.9424 | 0.04974 | 0 | 0 | 0.099481 | 319.1124 | 0.050109 | 0 | 0 | 0.10022 | 319.3674 | 0.050662 | 0 | 0 | 0.10132 | 319.5374 | 0.051031 | 0 | 0 | 0.10206 | 319.7074 | 0.0514 | 0 | 0 | 0.1028
2017-01-19 20:00 | 276.7309 | 0.82482 |  | 290.5853 | 0 | 0 | 0 | 0 | 298.7511 | 0.0059454 | 0 | 0 | 0.011891 | 305.4322 | 0.020437 | 0 | 0 | 0.040873 | 305.6796 | 0.020973 | 0 | 0 | 0.041947 | 305.8446 | 0.021331 | 0 | 0 | 0.042662 | 306.092 | 0.021868 | 0 | 0 | 0.043736 | 306.3395 | 0.022405 | 0 | 0 | 0.044809 | 306.5869 | 0.022941 | 0 | 0 | 0.045883 | 306.9168 | 0.023657 | 0 | 0 | 0.047314 | 307.1643 | 0.024194 | 0 | 0 | 0.048387 | 307.3293 | 0.024551 | 0 | 0 | 0.049103 | 307.5767 | 0.025088 | 0 | 0 | 0.050176 | 307.7417 | 0.025446 | 0 | 0 | 0.050892 | 307.9891 | 0.025983 | 0 | 0 | 0.051965 | 308.2366 | 0.026519 | 0 | 0 | 0.053039 | 308.4015 | 0.026877 | 0 | 0 | 0.053754 | 308.649 | 0.027414 | 0 | 0 | 0.054828 | 308.8964 | 0.027951 | 0 | 0 | 0.055901 | 308.9789 | 0.02813 | 0 | 0 | 0.056259 | 309.2263 | 0.028666 | 0 | 0 | 0.057333 | 309.4738 | 0.029203 | 0 | 0 | 0.058406 | 309.6388 | 0.029561 | 0 | 0 | 0.059122 | 309.8862 | 0.030097 | 0 | 0 | 0.060195 | 310.0512 | 0.030455 | 0 | 0 | 0.060911 | 310.2161 | 0.030813 | 0 | 0 | 0.061626
2017-01-19 21:00 | 272.0444 | 0.81086 |  | 285.6642 | 0 | 0 | 0 | 0 | 293.6917 | 0 | 0 | 0 | 0 | 300.2596 | 0.0092174 | 0 | 0 | 0.018435 | 300.5029 | 0.0097451 | 0 | 0 | 0.01949 | 300.6651 | 0.010097 | 0 | 0 | 0.020194 | 300.9083 | 0.010624 | 0 | 0 | 0.021249 | 301.1516 | 0.011152 | 0 | 0 | 0.022304 | 301.3948 | 0.01168 | 0 | 0 | 0.023359 | 301.7192 | 0.012383 | 0 | 0 | 0.024766 | 301.9624 | 0.012911 | 0 | 0 | 0.025822 | 302.1246 | 0.013263 | 0 | 0 | 0.026525 | 302.3678 | 0.01379 | 0 | 0 | 0.02758 | 302.53 | 0.014142 | 0 | 0 | 0.028284 | 302.7733 | 0.01467 | 0 | 0 | 0.029339 | 303.0165 | 0.015197 | 0 | 0 | 0.030394 | 303.1787 | 0.015549 | 0 | 0 | 0.031098 | 303.422 | 0.016077 | 0 | 0 | 0.032153 | 303.6652 | 0.016604 | 0 | 0 | 0.033208 | 303.7463 | 0.01678 | 0 | 0 | 0.03356 | 303.9896 | 0.017308 | 0 | 0 | 0.034615 | 304.2328 | 0.017835 | 0 | 0 | 0.035671 | 304.395 | 0.018187 | 0 | 0 | 0.036374 | 304.6382 | 0.018715 | 0 | 0 | 0.037429 | 304.8004 | 0.019066 | 0 | 0 | 0.038133 | 304.9626 | 0.019418 | 0 | 0 | 0.038836
2017-01-19 22:00 | 265.5727 | 0.79157 |  | 278.8685 | 0 | 0 | 0 | 0 | 286.705 | 0 | 0 | 0 | 0 | 293.1167 | 0 | 0 | 0 | 0 | 293.3541 | 0 | 0 | 0 | 0 | 293.5124 | 0 | 0 | 0 | 0 | 293.7499 | 0 | 0 | 0 | 0 | 293.9874 | 0 | 0 | 0 | 0 | 294.2249 | 0 | 0 | 0 | 0 | 294.5415 | 0 | 0 | 0 | 0 | 294.779 | 0 | 0 | 0 | 0 | 294.9373 | 0 | 0 | 0 | 0 | 295.1747 | 0 | 0 | 0 | 0 | 295.333 | 0 | 0 | 0 | 0 | 295.5705 | 0 | 0 | 0 | 0 | 295.808 | 0 | 0 | 0 | 0 | 295.9663 | 0 | 0 | 0 | 0 | 296.2038 | 0.00042029 | 0 | 0 | 0.00084058 | 296.4412 | 0.00093536 | 0 | 0 | 0.0018707 | 296.5204 | 0.0011071 | 0 | 0 | 0.0022141 | 296.7579 | 0.0016221 | 0 | 0 | 0.0032442 | 296.9953 | 0.0021372 | 0 | 0 | 0.0042744 | 297.1536 | 0.0024806 | 0 | 0 | 0.0049612 | 297.3911 | 0.0029956 | 0 | 0 | 0.0059913 | 297.5494 | 0.003339 | 0 | 0 | 0.0066781 | 297.7077 | 0.0036824 | 0 | 0 | 0.0073648
2017-01-19 23:00 | 275.3217 | 0.82062 |  | 289.1056 | 0 | 0 | 0 | 0 | 297.2298 | 0.0026458 | 0 | 0 | 0.0052915 | 303.8769 | 0.017063 | 0 | 0 | 0.034126 | 304.123 | 0.017597 | 0 | 0 | 0.035194 | 304.2872 | 0.017953 | 0 | 0 | 0.035906 | 304.5334 | 0.018487 | 0 | 0 | 0.036974 | 304.7795 | 0.019021 | 0 | 0 | 0.038042 | 305.0257 | 0.019555 | 0 | 0 | 0.03911 | 305.354 | 0.020267 | 0 | 0 | 0.040534 | 305.6002 | 0.020801 | 0 | 0 | 0.041602 | 305.7643 | 0.021157 | 0 | 0 | 0.042314 | 306.0105 | 0.021691 | 0 | 0 | 0.043382 | 306.1746 | 0.022047 | 0 | 0 | 0.044094 | 306.4208 | 0.022581 | 0 | 0 | 0.045162 | 306.667 | 0.023115 | 0 | 0 | 0.04623 | 306.8311 | 0.023471 | 0 | 0 | 0.046942 | 307.0773 | 0.024005 | 0 | 0 | 0.04801 | 307.3235 | 0.024539 | 0 | 0 | 0.049078 | 307.4055 | 0.024717 | 0 | 0 | 0.049434 | 307.6517 | 0.025251 | 0 | 0 | 0.050502 | 307.8979 | 0.025785 | 0 | 0 | 0.05157 | 308.062 | 0.026141 | 0 | 0 | 0.052282 | 308.3082 | 0.026675 | 0 | 0 | 0.05335 | 308.4723 | 0.027031 | 0 | 0 | 0.054062 | 308.6365 | 0.027387 | 0 | 0 | 0.054774
2017-01-20 | 271.2017 | 0.80834 |  | 284.7794 | 0 | 0 | 0 | 0 | 292.782 | 0 | 0 | 0 | 0 | 299.3295 | 0.0072001 | 0 | 0 | 0.0144 | 299.572 | 0.0077261 | 0 | 0 | 0.015452 | 299.7337 | 0.0080767 | 0 | 0 | 0.016153 | 299.9762 | 0.0086027 | 0 | 0 | 0.017205 | 300.2187 | 0.0091287 | 0 | 0 | 0.018257 | 300.4612 | 0.0096547 | 0 | 0 | 0.019309 | 300.7846 | 0.010356 | 0 | 0 | 0.020712 | 301.0271 | 0.010882 | 0 | 0 | 0.021764 | 301.1887 | 0.011233 | 0 | 0 | 0.022465 | 301.4312 | 0.011759 | 0 | 0 | 0.023517 | 301.5929 | 0.012109 | 0 | 0 | 0.024219 | 301.8354 | 0.012635 | 0 | 0 | 0.025271 | 302.0779 | 0.013161 | 0 | 0 | 0.026323 | 302.2396 | 0.013512 | 0 | 0 | 0.027024 | 302.4821 | 0.014038 | 0 | 0 | 0.028076 | 302.7246 | 0.014564 | 0 | 0 | 0.029128 | 302.8054 | 0.014739 | 0 | 0 | 0.029479 | 303.0479 | 0.015265 | 0 | 0 | 0.03053 | 303.2904 | 0.015791 | 0 | 0 | 0.031582 | 303.4521 | 0.016142 | 0 | 0 | 0.032284 | 303.6946 | 0.016668 | 0 | 0 | 0.033336 | 303.8563 | 0.017019 | 0 | 0 | 0.034037 | 304.0179 | 0.017369 | 0 | 0 | 0.034738
2017-01-20 01:00 | 281.5614 | 0.83922 |  | 295.6577 | 0 | 0 | 0 | 0 | 303.966 | 0.017257 | 0 | 0 | 0.034513 | 310.7637 | 0.032001 | 0 | 0 | 0.064001 | 311.0154 | 0.032547 | 0 | 0 | 0.065094 | 311.1833 | 0.032911 | 0 | 0 | 0.065822 | 311.435 | 0.033457 | 0 | 0 | 0.066914 | 311.6868 | 0.034003 | 0 | 0 | 0.068006 | 311.9386 | 0.034549 | 0 | 0 | 0.069098 | 312.2743 | 0.035277 | 0 | 0 | 0.070554 | 312.526 | 0.035823 | 0 | 0 | 0.071647 | 312.6939 | 0.036187 | 0 | 0 | 0.072375 | 312.9456 | 0.036733 | 0 | 0 | 0.073467 | 313.1135 | 0.037097 | 0 | 0 | 0.074195 | 313.3653 | 0.037644 | 0 | 0 | 0.075287 | 313.617 | 0.03819 | 0 | 0 | 0.076379 | 313.7849 | 0.038554 | 0 | 0 | 0.077107 | 314.0366 | 0.0391 | 0 | 0 | 0.0782 | 314.2884 | 0.039646 | 0 | 0 | 0.079292 | 314.3723 | 0.039828 | 0 | 0 | 0.079656 | 314.6241 | 0.040374 | 0 | 0 | 0.080748 | 314.8759 | 0.04092 | 0 | 0 | 0.08184 | 315.0437 | 0.041284 | 0 | 0 | 0.082568 | 315.2955 | 0.04183 | 0 | 0 | 0.08366 | 315.4633 | 0.042194 | 0 | 0 | 0.084388 | 315.6312 | 0.042558 | 0 | 0 | 0.085117
2017-01-20 02:00 | 282.2301 | 0.84121 |  | 296.3599 | 0.0007589 | 0 | 0 | 0.0015178 | 304.6879 | 0.018822 | 0 | 0 | 0.037645 | 311.5017 | 0.033602 | 0 | 0 | 0.067203 | 311.7541 | 0.034149 | 0 | 0 | 0.068298 | 311.9224 | 0.034514 | 0 | 0 | 0.069028 | 312.1747 | 0.035061 | 0 | 0 | 0.070123 | 312.4271 | 0.035609 | 0 | 0 | 0.071217 | 312.6794 | 0.036156 | 0 | 0 | 0.072312 | 313.0159 | 0.036886 | 0 | 0 | 0.073772 | 313.2683 | 0.037433 | 0 | 0 | 0.074866 | 313.4365 | 0.037798 | 0 | 0 | 0.075596 | 313.6889 | 0.038346 | 0 | 0 | 0.076691 | 313.8571 | 0.03871 | 0 | 0 | 0.077421 | 314.1095 | 0.039258 | 0 | 0 | 0.078516 | 314.3619 | 0.039805 | 0 | 0 | 0.07961 | 314.5301 | 0.04017 | 0 | 0 | 0.08034 | 314.7825 | 0.040718 | 0 | 0 | 0.081435 | 315.0348 | 0.041265 | 0 | 0 | 0.08253 | 315.119 | 0.041447 | 0 | 0 | 0.082895 | 315.3713 | 0.041995 | 0 | 0 | 0.083989 | 315.6237 | 0.042542 | 0 | 0 | 0.085084 | 315.7919 | 0.042907 | 0 | 0 | 0.085814 | 316.0443 | 0.043454 | 0 | 0 | 0.086909 | 316.2125 | 0.043819 | 0 | 0 | 0.087639 | 316.3808 | 0.044184 | 0 | 0 | 0.088368
2017-01-20 03:00 | 270.1018 | 0.80506 |  | 283.6244 | 0 | 0 | 0 | 0 | 291.5945 | 0 | 0 | 0 | 0 | 298.1155 | 0.0045669 | 0 | 0 | 0.0091339 | 298.3571 | 0.0050908 | 0 | 0 | 0.010182 | 298.5181 | 0.00544 | 0 | 0 | 0.01088 | 298.7596 | 0.0059639 | 0 | 0 | 0.011928 | 299.0011 | 0.0064877 | 0 | 0 | 0.012975 | 299.2426 | 0.0070116 | 0 | 0 | 0.014023 | 299.5647 | 0.0077101 | 0 | 0 | 0.01542 | 299.8062 | 0.0082339 | 0 | 0 | 0.016468 | 299.9672 | 0.0085832 | 0 | 0 | 0.017166 | 300.2087 | 0.009107 | 0 | 0 | 0.018214 | 300.3697 | 0.0094563 | 0 | 0 | 0.018913 | 300.6112 | 0.0099801 | 0 | 0 | 0.01996 | 300.8528 | 0.010504 | 0 | 0 | 0.021008 | 301.0138 | 0.010853 | 0 | 0 | 0.021706 | 301.2553 | 0.011377 | 0 | 0 | 0.022754 | 301.4968 | 0.011901 | 0 | 0 | 0.023802 | 301.5773 | 0.012076 | 0 | 0 | 0.024151 | 301.8188 | 0.012599 | 0 | 0 | 0.025199 | 302.0604 | 0.013123 | 0 | 0 | 0.026246 | 302.2214 | 0.013472 | 0 | 0 | 0.026945 | 302.4629 | 0.013996 | 0 | 0 | 0.027993 | 302.6239 | 0.014346 | 0 | 0 | 0.028691 | 302.7849 | 0.014695 | 0 | 0 | 0.02939
2017-01-20 04:00 | 282.9259 | 0.84329 |  | 297.0905 | 0.0023436 | 0 | 0 | 0.0046871 | 305.439 | 0.020452 | 0 | 0 | 0.040903 | 312.2697 | 0.035267 | 0 | 0 | 0.070534 | 312.5227 | 0.035816 | 0 | 0 | 0.071632 | 312.6913 | 0.036182 | 0 | 0 | 0.072364 | 312.9443 | 0.03673 | 0 | 0 | 0.073461 | 313.1973 | 0.037279 | 0 | 0 | 0.074558 | 313.4503 | 0.037828 | 0 | 0 | 0.075656 | 313.7876 | 0.03856 | 0 | 0 | 0.077119 | 314.0406 | 0.039108 | 0 | 0 | 0.078217 | 314.2092 | 0.039474 | 0 | 0 | 0.078948 | 314.4622 | 0.040023 | 0 | 0 | 0.080046 | 314.6309 | 0.040389 | 0 | 0 | 0.080777 | 314.8839 | 0.040937 | 0 | 0 | 0.081875 | 315.1368 | 0.041486 | 0 | 0 | 0.082972 | 315.3055 | 0.041852 | 0 | 0 | 0.083704 | 315.5585 | 0.042401 | 0 | 0 | 0.084801 | 315.8115 | 0.042949 | 0 | 0 | 0.085899 | 315.8958 | 0.043132 | 0 | 0 | 0.086265 | 316.1488 | 0.043681 | 0 | 0 | 0.087362 | 316.4018 | 0.04423 | 0 | 0 | 0.08846 | 316.5704 | 0.044596 | 0 | 0 | 0.089191 | 316.8234 | 0.045144 | 0 | 0 | 0.090289 | 316.9921 | 0.04551 | 0 | 0 | 0.09102 | 317.1607 | 0.045876 | 0 | 0 | 0.091752
2017-01-20 05:00 | 284.2939 | 0.84737 |  | 298.527 | 0.0054593 | 0 | 0 | 0.010919 | 306.9159 | 0.023655 | 0 | 0 | 0.04731 | 313.7795 | 0.038542 | 0 | 0 | 0.077084 | 314.0337 | 0.039094 | 0 | 0 | 0.078187 | 314.2032 | 0.039461 | 0 | 0 | 0.078922 | 314.4574 | 0.040012 | 0 | 0 | 0.080025 | 314.7116 | 0.040564 | 0 | 0 | 0.081128 | 314.9659 | 0.041115 | 0 | 0 | 0.08223 | 315.3048 | 0.04185 | 0 | 0 | 0.083701 | 315.559 | 0.042402 | 0 | 0 | 0.084804 | 315.7285 | 0.042769 | 0 | 0 | 0.085539 | 315.9827 | 0.043321 | 0 | 0 | 0.086642 | 316.1522 | 0.043688 | 0 | 0 | 0.087377 | 316.4064 | 0.04424 | 0 | 0 | 0.088479 | 316.6606 | 0.044791 | 0 | 0 | 0.089582 | 316.8301 | 0.045159 | 0 | 0 | 0.090317 | 317.0843 | 0.04571 | 0 | 0 | 0.09142 | 317.3385 | 0.046261 | 0 | 0 | 0.092523 | 317.4232 | 0.046445 | 0 | 0 | 0.092891 | 317.6774 | 0.046997 | 0 | 0 | 0.093993 | 317.9316 | 0.047548 | 0 | 0 | 0.095096 | 318.1011 | 0.047916 | 0 | 0 | 0.095831 | 318.3553 | 0.048467 | 0 | 0 | 0.096934 | 318.5248 | 0.048835 | 0 | 0 | 0.097669 | 318.6943 | 0.049202 | 0 | 0 | 0.098404
2017-01-20 06:00 | 290.4006 | 0.86557 |  | 304.9394 | 0.019368 | 0 | 0 | 0.038736 | 313.5085 | 0.037954 | 0 | 0 | 0.075908 | 320.5196 | 0.053161 | 0 | 0 | 0.10632 | 320.7793 | 0.053725 | 0 | 0 | 0.10745 | 320.9524 | 0.0541 | 0 | 0 | 0.1082 | 321.212 | 0.054663 | 0 | 0 | 0.10933 | 321.4717 | 0.055226 | 0 | 0 | 0.11045 | 321.7314 | 0.05579 | 0 | 0 | 0.11158 | 322.0776 | 0.056541 | 0 | 0 | 0.11308 | 322.3373 | 0.057104 | 0 | 0 | 0.11421 | 322.5104 | 0.057479 | 0 | 0 | 0.11496 | 322.7701 | 0.058043 | 0 | 0 | 0.11609 | 322.9432 | 0.058418 | 0 | 0 | 0.11684 | 323.2028 | 0.058981 | 0 | 0 | 0.11796 | 323.4625 | 0.059545 | 0 | 0 | 0.11909 | 323.6356 | 0.05992 | 0 | 0 | 0.11984 | 323.8953 | 0.060483 | 0 | 0 | 0.12097 | 324.155 | 0.061046 | 0 | 0 | 0.12209 | 324.2415 | 0.061234 | 0 | 0 | 0.12247 | 324.5012 | 0.061797 | 0 | 0 | 0.12359 | 324.7609 | 0.062361 | 0 | 0 | 0.12472 | 324.934 | 0.062736 | 0 | 0 | 0.12547 | 325.1937 | 0.063299 | 0 | 0 | 0.1266 | 325.3668 | 0.063675 | 0 | 0 | 0.12735 | 325.5399 | 0.06405 | 0 | 0 | 0.1281
2017-01-20 07:00 | 293.435 | 0.87461 |  | 308.1258 | 0.026279 | 0 | 0 | 0.052558 | 316.7844 | 0.04506 | 0 | 0 | 0.09012 | 323.8688 | 0.060426 | 0 | 0 | 0.12085 | 324.1312 | 0.060995 | 0 | 0 | 0.12199 | 324.3061 | 0.061374 | 0 | 0 | 0.12275 | 324.5685 | 0.061943 | 0 | 0 | 0.12389 | 324.8309 | 0.062512 | 0 | 0 | 0.12502 | 325.0933 | 0.063082 | 0 | 0 | 0.12616 | 325.4431 | 0.06384 | 0 | 0 | 0.12768 | 325.7055 | 0.06441 | 0 | 0 | 0.12882 | 325.8804 | 0.064789 | 0 | 0 | 0.12958 | 326.1428 | 0.065358 | 0 | 0 | 0.13072 | 326.3177 | 0.065737 | 0 | 0 | 0.13147 | 326.5801 | 0.066307 | 0 | 0 | 0.13261 | 326.8425 | 0.066876 | 0 | 0 | 0.13375 | 327.0174 | 0.067255 | 0 | 0 | 0.13451 | 327.2798 | 0.067824 | 0 | 0 | 0.13565 | 327.5422 | 0.068393 | 0 | 0 | 0.13679 | 327.6296 | 0.068583 | 0 | 0 | 0.13717 | 327.892 | 0.069152 | 0 | 0 | 0.1383 | 328.1544 | 0.069721 | 0 | 0 | 0.13944 | 328.3293 | 0.070101 | 0 | 0 | 0.1402 | 328.5917 | 0.07067 | 0 | 0 | 0.14134 | 328.7666 | 0.071049 | 0 | 0 | 0.1421 | 328.9416 | 0.071429 | 0 | 0 | 0.14286
2017-01-20 08:00 | 288.642 | 0.86033 |  | 303.0928 | 0.015363 | 0 | 0 | 0.030725 | 311.61 | 0.033836 | 0 | 0 | 0.067673 | 318.5786 | 0.048951 | 0 | 0 | 0.097903 | 318.8367 | 0.049511 | 0 | 0 | 0.099022 | 319.0088 | 0.049884 | 0 | 0 | 0.099769 | 319.2669 | 0.050444 | 0 | 0 | 0.10089 | 319.525 | 0.051004 | 0 | 0 | 0.10201 | 319.7831 | 0.051564 | 0 | 0 | 0.10313 | 320.1272 | 0.05231 | 0 | 0 | 0.10462 | 320.3853 | 0.05287 | 0 | 0 | 0.10574 | 320.5574 | 0.053243 | 0 | 0 | 0.10649 | 320.8155 | 0.053803 | 0 | 0 | 0.10761 | 320.9875 | 0.054176 | 0 | 0 | 0.10835 | 321.2456 | 0.054736 | 0 | 0 | 0.10947 | 321.5037 | 0.055296 | 0 | 0 | 0.11059 | 321.6758 | 0.055669 | 0 | 0 | 0.11134 | 321.9339 | 0.056229 | 0 | 0 | 0.11246 | 322.192 | 0.056789 | 0 | 0 | 0.11358 | 322.278 | 0.056975 | 0 | 0 | 0.11395 | 322.5361 | 0.057535 | 0 | 0 | 0.11507 | 322.7942 | 0.058095 | 0 | 0 | 0.11619 | 322.9663 | 0.058468 | 0 | 0 | 0.11694 | 323.2244 | 0.059028 | 0 | 0 | 0.11806 | 323.3965 | 0.059401 | 0 | 0 | 0.1188 | 323.5685 | 0.059774 | 0 | 0 | 0.11955
2017-01-20 09:00 | 282.0845 | 0.84078 |  | 296.207 | 0.00042728 | 0 | 0 | 0.00085456 | 304.5307 | 0.018481 | 0 | 0 | 0.036963 | 311.341 | 0.033253 | 0 | 0 | 0.066506 | 311.5933 | 0.0338 | 0 | 0 | 0.0676 | 311.7614 | 0.034165 | 0 | 0 | 0.06833 | 312.0137 | 0.034712 | 0 | 0 | 0.069424 | 312.2659 | 0.035259 | 0 | 0 | 0.070518 | 312.5181 | 0.035806 | 0 | 0 | 0.071612 | 312.8544 | 0.036536 | 0 | 0 | 0.073071 | 313.1067 | 0.037083 | 0 | 0 | 0.074165 | 313.2748 | 0.037447 | 0 | 0 | 0.074895 | 313.5271 | 0.037995 | 0 | 0 | 0.075989 | 313.6952 | 0.038359 | 0 | 0 | 0.076719 | 313.9475 | 0.038906 | 0 | 0 | 0.077813 | 314.1997 | 0.039453 | 0 | 0 | 0.078907 | 314.3679 | 0.039818 | 0 | 0 | 0.079636 | 314.6201 | 0.040365 | 0 | 0 | 0.080731 | 314.8723 | 0.040912 | 0 | 0 | 0.081825 | 314.9564 | 0.041095 | 0 | 0 | 0.082189 | 315.2086 | 0.041642 | 0 | 0 | 0.083284 | 315.4609 | 0.042189 | 0 | 0 | 0.084378 | 315.629 | 0.042554 | 0 | 0 | 0.085107 | 315.8813 | 0.043101 | 0 | 0 | 0.086202 | 316.0494 | 0.043465 | 0 | 0 | 0.086931 | 316.2176 | 0.04383 | 0 | 0 | 0.08766
2017-01-20 10:00 | 271.0552 | 0.80791 |  | 284.6255 | 0 | 0 | 0 | 0 | 292.6238 | 0 | 0 | 0 | 0 | 299.1678 | 0.0068493 | 0 | 0 | 0.013699 | 299.4102 | 0.007375 | 0 | 0 | 0.01475 | 299.5718 | 0.0077255 | 0 | 0 | 0.015451 | 299.8142 | 0.0082512 | 0 | 0 | 0.016502 | 300.0565 | 0.0087769 | 0 | 0 | 0.017554 | 300.2989 | 0.0093026 | 0 | 0 | 0.018605 | 300.6221 | 0.010004 | 0 | 0 | 0.020007 | 300.8644 | 0.010529 | 0 | 0 | 0.021059 | 301.026 | 0.01088 | 0 | 0 | 0.021759 | 301.2684 | 0.011405 | 0 | 0 | 0.022811 | 301.43 | 0.011756 | 0 | 0 | 0.023512 | 301.6723 | 0.012282 | 0 | 0 | 0.024563 | 301.9147 | 0.012807 | 0 | 0 | 0.025615 | 302.0763 | 0.013158 | 0 | 0 | 0.026316 | 302.3187 | 0.013683 | 0 | 0 | 0.027367 | 302.561 | 0.014209 | 0 | 0 | 0.028418 | 302.6418 | 0.014384 | 0 | 0 | 0.028769 | 302.8842 | 0.01491 | 0 | 0 | 0.02982 | 303.1266 | 0.015436 | 0 | 0 | 0.030872 | 303.2882 | 0.015786 | 0 | 0 | 0.031573 | 303.5305 | 0.016312 | 0 | 0 | 0.032624 | 303.6921 | 0.016662 | 0 | 0 | 0.033325 | 303.8537 | 0.017013 | 0 | 0 | 0.034026
2017-01-20 11:00 | 275.8549 | 0.82221 |  | 289.6655 | 0 | 0 | 0 | 0 | 297.8054 | 0.0038942 | 0 | 0 | 0.0077884 | 304.4653 | 0.01834 | 0 | 0 | 0.036679 | 304.712 | 0.018875 | 0 | 0 | 0.037749 | 304.8764 | 0.019231 | 0 | 0 | 0.038463 | 305.1231 | 0.019766 | 0 | 0 | 0.039533 | 305.3697 | 0.020301 | 0 | 0 | 0.040603 | 305.6164 | 0.020836 | 0 | 0 | 0.041673 | 305.9453 | 0.02155 | 0 | 0 | 0.043099 | 306.192 | 0.022085 | 0 | 0 | 0.044169 | 306.3564 | 0.022441 | 0 | 0 | 0.044883 | 306.6031 | 0.022976 | 0 | 0 | 0.045953 | 306.7675 | 0.023333 | 0 | 0 | 0.046666 | 307.0142 | 0.023868 | 0 | 0 | 0.047736 | 307.2608 | 0.024403 | 0 | 0 | 0.048806 | 307.4253 | 0.02476 | 0 | 0 | 0.049519 | 307.6719 | 0.025295 | 0 | 0 | 0.05059 | 307.9186 | 0.02583 | 0 | 0 | 0.05166 | 308.0008 | 0.026008 | 0 | 0 | 0.052016 | 308.2475 | 0.026543 | 0 | 0 | 0.053086 | 308.4942 | 0.027078 | 0 | 0 | 0.054156 | 308.6586 | 0.027435 | 0 | 0 | 0.05487 | 308.9053 | 0.02797 | 0 | 0 | 0.05594 | 309.0697 | 0.028326 | 0 | 0 | 0.056653 | 309.2341 | 0.028683 | 0 | 0 | 0.057366
2017-01-20 12:00 | 267.6596 | 0.79779 |  | 281.0599 | 0 | 0 | 0 | 0 | 288.9579 | 0 | 0 | 0 | 0 | 295.42 | 0 | 0 | 0 | 0 | 295.6593 | 0 | 0 | 0 | 0 | 295.8189 | 0 | 0 | 0 | 0 | 296.0582 | 0.00010462 | 0 | 0 | 0.00020923 | 296.2976 | 0.00062374 | 0 | 0 | 0.0012475 | 296.5369 | 0.0011429 | 0 | 0 | 0.0022857 | 296.856 | 0.001835 | 0 | 0 | 0.00367 | 297.0954 | 0.0023541 | 0 | 0 | 0.0047083 | 297.2549 | 0.0027002 | 0 | 0 | 0.0054004 | 297.4942 | 0.0032193 | 0 | 0 | 0.0064387 | 297.6538 | 0.0035654 | 0 | 0 | 0.0071308 | 297.8931 | 0.0040845 | 0 | 0 | 0.0081691 | 298.1325 | 0.0046036 | 0 | 0 | 0.0092073 | 298.292 | 0.0049497 | 0 | 0 | 0.0098995 | 298.5314 | 0.0054688 | 0 | 0 | 0.010938 | 298.7707 | 0.005988 | 0 | 0 | 0.011976 | 298.8505 | 0.006161 | 0 | 0 | 0.012322 | 299.0898 | 0.0066801 | 0 | 0 | 0.01336 | 299.3292 | 0.0071992 | 0 | 0 | 0.014398 | 299.4887 | 0.0075453 | 0 | 0 | 0.015091 | 299.728 | 0.0080644 | 0 | 0 | 0.016129 | 299.8876 | 0.0084105 | 0 | 0 | 0.016821 | 300.0472 | 0.0087566 | 0 | 0 | 0.017513
2017-01-20 13:00 | 263.047 | 0.78404 |  | 276.2164 | 0 | 0 | 0 | 0 | 283.9783 | 0 | 0 | 0 | 0 | 290.329 | 0 | 0 | 0 | 0 | 290.5643 | 0 | 0 | 0 | 0 | 290.7211 | 0 | 0 | 0 | 0 | 290.9563 | 0 | 0 | 0 | 0 | 291.1915 | 0 | 0 | 0 | 0 | 291.4267 | 0 | 0 | 0 | 0 | 291.7403 | 0 | 0 | 0 | 0 | 291.9755 | 0 | 0 | 0 | 0 | 292.1323 | 0 | 0 | 0 | 0 | 292.3675 | 0 | 0 | 0 | 0 | 292.5244 | 0 | 0 | 0 | 0 | 292.7596 | 0 | 0 | 0 | 0 | 292.9948 | 0 | 0 | 0 | 0 | 293.1516 | 0 | 0 | 0 | 0 | 293.3868 | 0 | 0 | 0 | 0 | 293.622 | 0 | 0 | 0 | 0 | 293.7004 | 0 | 0 | 0 | 0 | 293.9356 | 0 | 0 | 0 | 0 | 294.1708 | 0 | 0 | 0 | 0 | 294.3276 | 0 | 0 | 0 | 0 | 294.5628 | 0 | 0 | 0 | 0 | 294.7197 | 0 | 0 | 0 | 0 | 294.8765 | 0 | 0 | 0 | 0
2017-01-20 14:00 | 259.3747 | 0.77309 |  | 272.3602 | 0 | 0 | 0 | 0 | 280.0138 | 0 | 0 | 0 | 0 | 286.2758 | 0 | 0 | 0 | 0 | 286.5078 | 0 | 0 | 0 | 0 | 286.6624 | 0 | 0 | 0 | 0 | 286.8943 | 0 | 0 | 0 | 0 | 287.1262 | 0 | 0 | 0 | 0 | 287.3582 | 0 | 0 | 0 | 0 | 287.6674 | 0 | 0 | 0 | 0 | 287.8993 | 0 | 0 | 0 | 0 | 288.0539 | 0 | 0 | 0 | 0 | 288.2859 | 0 | 0 | 0 | 0 | 288.4405 | 0 | 0 | 0 | 0 | 288.6724 | 0 | 0 | 0 | 0 | 288.9043 | 0 | 0 | 0 | 0 | 289.059 | 0 | 0 | 0 | 0 | 289.2909 | 0 | 0 | 0 | 0 | 289.5228 | 0 | 0 | 0 | 0 | 289.6001 | 0 | 0 | 0 | 0 | 289.832 | 0 | 0 | 0 | 0 | 290.064 | 0 | 0 | 0 | 0 | 290.2186 | 0 | 0 | 0 | 0 | 290.4505 | 0 | 0 | 0 | 0 | 290.6051 | 0 | 0 | 0 | 0 | 290.7598 | 0 | 0 | 0 | 0
2017-01-20 15:00 | 258.4888 | 0.77045 |  | 271.43 | 0 | 0 | 0 | 0 | 279.0574 | 0 | 0 | 0 | 0 | 285.2981 | 0 | 0 | 0 | 0 | 285.5292 | 0 | 0 | 0 | 0 | 285.6833 | 0 | 0 | 0 | 0 | 285.9145 | 0 | 0 | 0 | 0 | 286.1456 | 0 | 0 | 0 | 0 | 286.3767 | 0 | 0 | 0 | 0 | 286.6849 | 0 | 0 | 0 | 0 | 286.916 | 0 | 0 | 0 | 0 | 287.0701 | 0 | 0 | 0 | 0 | 287.3013 | 0 | 0 | 0 | 0 | 287.4554 | 0 | 0 | 0 | 0 | 287.6865 | 0 | 0 | 0 | 0 | 287.9176 | 0 | 0 | 0 | 0 | 288.0717 | 0 | 0 | 0 | 0 | 288.3029 | 0 | 0 | 0 | 0 | 288.534 | 0 | 0 | 0 | 0 | 288.611 | 0 | 0 | 0 | 0 | 288.8422 | 0 | 0 | 0 | 0 | 289.0733 | 0 | 0 | 0 | 0 | 289.2274 | 0 | 0 | 0 | 0 | 289.4585 | 0 | 0 | 0 | 0 | 289.6126 | 0 | 0 | 0 | 0 | 289.7667 | 0 | 0 | 0 | 0
2017-01-20 16:00 | 254.3771 | 0.7582 |  | 267.1124 | 0 | 0 | 0 | 0 | 274.6185 | 0 | 0 | 0 | 0 | 280.7599 | 0 | 0 | 0 | 0 | 280.9874 | 0 | 0 | 0 | 0 | 281.139 | 0 | 0 | 0 | 0 | 281.3665 | 0 | 0 | 0 | 0 | 281.5939 | 0 | 0 | 0 | 0 | 281.8214 | 0 | 0 | 0 | 0 | 282.1247 | 0 | 0 | 0 | 0 | 282.3521 | 0 | 0 | 0 | 0 | 282.5038 | 0 | 0 | 0 | 0 | 282.7312 | 0 | 0 | 0 | 0 | 282.8829 | 0 | 0 | 0 | 0 | 283.1103 | 0 | 0 | 0 | 0 | 283.3378 | 0 | 0 | 0 | 0 | 283.4894 | 0 | 0 | 0 | 0 | 283.7169 | 0 | 0 | 0 | 0 | 283.9443 | 0 | 0 | 0 | 0 | 284.0201 | 0 | 0 | 0 | 0 | 284.2476 | 0 | 0 | 0 | 0 | 284.4751 | 0 | 0 | 0 | 0 | 284.6267 | 0 | 0 | 0 | 0 | 284.8542 | 0 | 0 | 0 | 0 | 285.0058 | 0 | 0 | 0 | 0 | 285.1574 | 0 | 0 | 0 | 0
2017-01-20 17:00 | 247.8346 | 0.7387 |  | 260.2424 | 0 | 0 | 0 | 0 | 267.5555 | 0 | 0 | 0 | 0 | 273.5389 | 0 | 0 | 0 | 0 | 273.7605 | 0 | 0 | 0 | 0 | 273.9083 | 0 | 0 | 0 | 0 | 274.1299 | 0 | 0 | 0 | 0 | 274.3515 | 0 | 0 | 0 | 0 | 274.5731 | 0 | 0 | 0 | 0 | 274.8686 | 0 | 0 | 0 | 0 | 275.0902 | 0 | 0 | 0 | 0 | 275.2379 | 0 | 0 | 0 | 0 | 275.4595 | 0 | 0 | 0 | 0 | 275.6073 | 0 | 0 | 0 | 0 | 275.8289 | 0 | 0 | 0 | 0 | 276.0505 | 0 | 0 | 0 | 0 | 276.1982 | 0 | 0 | 0 | 0 | 276.4198 | 0 | 0 | 0 | 0 | 276.6415 | 0 | 0 | 0 | 0 | 276.7153 | 0 | 0 | 0 | 0 | 276.9369 | 0 | 0 | 0 | 0 | 277.1585 | 0 | 0 | 0 | 0 | 277.3063 | 0 | 0 | 0 | 0 | 277.5279 | 0 | 0 | 0 | 0 | 277.6756 | 0 | 0 | 0 | 0 | 277.8234 | 0 | 0 | 0 | 0
2017-01-20 18:00 | 258.599 | 0.77078 |  | 271.5457 | 0 | 0 | 0 | 0 | 279.1764 | 0 | 0 | 0 | 0 | 285.4197 | 0 | 0 | 0 | 0 | 285.651 | 0 | 0 | 0 | 0 | 285.8051 | 0 | 0 | 0 | 0 | 286.0364 | 0 | 0 | 0 | 0 | 286.2676 | 0 | 0 | 0 | 0 | 286.4988 | 0 | 0 | 0 | 0 | 286.8071 | 0 | 0 | 0 | 0 | 287.0384 | 0 | 0 | 0 | 0 | 287.1925 | 0 | 0 | 0 | 0 | 287.4238 | 0 | 0 | 0 | 0 | 287.5779 | 0 | 0 | 0 | 0 | 287.8091 | 0 | 0 | 0 | 0 | 288.0404 | 0 | 0 | 0 | 0 | 288.1945 | 0 | 0 | 0 | 0 | 288.4258 | 0 | 0 | 0 | 0 | 288.657 | 0 | 0 | 0 | 0 | 288.7341 | 0 | 0 | 0 | 0 | 288.9653 | 0 | 0 | 0 | 0 | 289.1966 | 0 | 0 | 0 | 0 | 289.3507 | 0 | 0 | 0 | 0 | 289.5819 | 0 | 0 | 0 | 0 | 289.7361 | 0 | 0 | 0 | 0 | 289.8903 | 0 | 0 | 0 | 0
2017-01-20 19:00 | 262.7748 | 0.78323 |  | 275.9305 | 0 | 0 | 0 | 0 | 283.6845 | 0 | 0 | 0 | 0 | 290.0286 | 0 | 0 | 0 | 0 | 290.2636 | 0 | 0 | 0 | 0 | 290.4202 | 0 | 0 | 0 | 0 | 290.6552 | 0 | 0 | 0 | 0 | 290.8902 | 0 | 0 | 0 | 0 | 291.1251 | 0 | 0 | 0 | 0 | 291.4384 | 0 | 0 | 0 | 0 | 291.6734 | 0 | 0 | 0 | 0 | 291.83 | 0 | 0 | 0 | 0 | 292.065 | 0 | 0 | 0 | 0 | 292.2216 | 0 | 0 | 0 | 0 | 292.4566 | 0 | 0 | 0 | 0 | 292.6916 | 0 | 0 | 0 | 0 | 292.8482 | 0 | 0 | 0 | 0 | 293.0832 | 0 | 0 | 0 | 0 | 293.3182 | 0 | 0 | 0 | 0 | 293.3965 | 0 | 0 | 0 | 0 | 293.6315 | 0 | 0 | 0 | 0 | 293.8664 | 0 | 0 | 0 | 0 | 294.0231 | 0 | 0 | 0 | 0 | 294.258 | 0 | 0 | 0 | 0 | 294.4147 | 0 | 0 | 0 | 0 | 294.5713 | 0 | 0 | 0 | 0
2017-01-20 20:00 | 267.4576 | 0.79718 |  | 280.8478 | 0 | 0 | 0 | 0 | 288.7399 | 0 | 0 | 0 | 0 | 295.1971 | 0 | 0 | 0 | 0 | 295.4362 | 0 | 0 | 0 | 0 | 295.5957 | 0 | 0 | 0 | 0 | 295.8348 | 0 | 0 | 0 | 0 | 296.074 | 0.00013873 | 0 | 0 | 0.00027746 | 296.3131 | 0.00065746 | 0 | 0 | 0.0013149 | 296.632 | 0.0013491 | 0 | 0 | 0.0026982 | 296.8711 | 0.0018678 | 0 | 0 | 0.0037356 | 297.0306 | 0.0022136 | 0 | 0 | 0.0044273 | 297.2697 | 0.0027324 | 0 | 0 | 0.0054647 | 297.4292 | 0.0030782 | 0 | 0 | 0.0061564 | 297.6683 | 0.0035969 | 0 | 0 | 0.0071938 | 297.9075 | 0.0041156 | 0 | 0 | 0.0082313 | 298.0669 | 0.0044615 | 0 | 0 | 0.0089229 | 298.3061 | 0.0049802 | 0 | 0 | 0.0099604 | 298.5452 | 0.0054989 | 0 | 0 | 0.010998 | 298.6249 | 0.0056718 | 0 | 0 | 0.011344 | 298.8641 | 0.0061905 | 0 | 0 | 0.012381 | 299.1033 | 0.0067093 | 0 | 0 | 0.013419 | 299.2627 | 0.0070551 | 0 | 0 | 0.01411 | 299.5018 | 0.0075738 | 0 | 0 | 0.015148 | 299.6613 | 0.0079196 | 0 | 0 | 0.015839 | 299.8207 | 0.0082655 | 0 | 0 | 0.016531
2017-01-20 21:00 | 273.3267 | 0.81468 |  | 287.0107 | 0 | 0 | 0 | 0 | 295.076 | 0 | 0 | 0 | 0 | 301.6749 | 0.012287 | 0 | 0 | 0.024574 | 301.9193 | 0.012817 | 0 | 0 | 0.025635 | 302.0822 | 0.013171 | 0 | 0 | 0.026341 | 302.3266 | 0.013701 | 0 | 0 | 0.027402 | 302.571 | 0.014231 | 0 | 0 | 0.028462 | 302.8155 | 0.014761 | 0 | 0 | 0.029522 | 303.1413 | 0.015468 | 0 | 0 | 0.030936 | 303.3857 | 0.015998 | 0 | 0 | 0.031996 | 303.5487 | 0.016351 | 0 | 0 | 0.032703 | 303.7931 | 0.016881 | 0 | 0 | 0.033763 | 303.956 | 0.017235 | 0 | 0 | 0.03447 | 304.2004 | 0.017765 | 0 | 0 | 0.03553 | 304.4448 | 0.018295 | 0 | 0 | 0.03659 | 304.6077 | 0.018648 | 0 | 0 | 0.037297 | 304.8521 | 0.019179 | 0 | 0 | 0.038357 | 305.0965 | 0.019709 | 0 | 0 | 0.039417 | 305.178 | 0.019885 | 0 | 0 | 0.039771 | 305.4224 | 0.020416 | 0 | 0 | 0.040831 | 305.6668 | 0.020946 | 0 | 0 | 0.041891 | 305.8298 | 0.021299 | 0 | 0 | 0.042598 | 306.0742 | 0.021829 | 0 | 0 | 0.043658 | 306.2371 | 0.022183 | 0 | 0 | 0.044365 | 306.4 | 0.022536 | 0 | 0 | 0.045072
2017-01-20 22:00 | 279.6286 | 0.83346 |  | 293.6281 | 0 | 0 | 0 | 0 | 301.8794 | 0.012731 | 0 | 0 | 0.025461 | 308.6304 | 0.027374 | 0 | 0 | 0.054747 | 308.8804 | 0.027916 | 0 | 0 | 0.055832 | 309.0471 | 0.028278 | 0 | 0 | 0.056555 | 309.2972 | 0.02882 | 0 | 0 | 0.05764 | 309.5472 | 0.029362 | 0 | 0 | 0.058724 | 309.7972 | 0.029905 | 0 | 0 | 0.059809 | 310.1306 | 0.030628 | 0 | 0 | 0.061255 | 310.3807 | 0.03117 | 0 | 0 | 0.06234 | 310.5473 | 0.031531 | 0 | 0 | 0.063063 | 310.7974 | 0.032074 | 0 | 0 | 0.064148 | 310.9641 | 0.032435 | 0 | 0 | 0.064871 | 311.2141 | 0.032978 | 0 | 0 | 0.065955 | 311.4642 | 0.03352 | 0 | 0 | 0.06704 | 311.6308 | 0.033882 | 0 | 0 | 0.067763 | 311.8809 | 0.034424 | 0 | 0 | 0.068848 | 312.1309 | 0.034966 | 0 | 0 | 0.069933 | 312.2143 | 0.035147 | 0 | 0 | 0.070294 | 312.4643 | 0.035689 | 0 | 0 | 0.071379 | 312.7143 | 0.036232 | 0 | 0 | 0.072463 | 312.881 | 0.036593 | 0 | 0 | 0.073187 | 313.1311 | 0.037136 | 0 | 0 | 0.074271 | 313.2978 | 0.037497 | 0 | 0 | 0.074994 | 313.4645 | 0.037859 | 0 | 0 | 0.075717
2017-01-20 23:00 | 288.0068 | 0.85843 |  | 302.4258 | 0.013916 | 0 | 0 | 0.027832 | 310.9243 | 0.032349 | 0 | 0 | 0.064698 | 317.8776 | 0.047431 | 0 | 0 | 0.094862 | 318.1351 | 0.047989 | 0 | 0 | 0.095979 | 318.3068 | 0.048362 | 0 | 0 | 0.096724 | 318.5644 | 0.04892 | 0 | 0 | 0.097841 | 318.8219 | 0.049479 | 0 | 0 | 0.098958 | 319.0794 | 0.050038 | 0 | 0 | 0.10008 | 319.4228 | 0.050782 | 0 | 0 | 0.10156 | 319.6803 | 0.051341 | 0 | 0 | 0.10268 | 319.852 | 0.051713 | 0 | 0 | 0.10343 | 320.1095 | 0.052272 | 0 | 0 | 0.10454 | 320.2812 | 0.052644 | 0 | 0 | 0.10529 | 320.5388 | 0.053203 | 0 | 0 | 0.10641 | 320.7963 | 0.053761 | 0 | 0 | 0.10752 | 320.968 | 0.054134 | 0 | 0 | 0.10827 | 321.2255 | 0.054692 | 0 | 0 | 0.10938 | 321.483 | 0.055251 | 0 | 0 | 0.1105 | 321.5689 | 0.055437 | 0 | 0 | 0.11087 | 321.8264 | 0.055996 | 0 | 0 | 0.11199 | 322.0839 | 0.056554 | 0 | 0 | 0.11311 | 322.2556 | 0.056927 | 0 | 0 | 0.11385 | 322.5132 | 0.057485 | 0 | 0 | 0.11497 | 322.6848 | 0.057858 | 0 | 0 | 0.11572 | 322.8565 | 0.05823 | 0 | 0 | 0.11646
2017-01-21 | 286.0041 | 0.85246 |  | 300.3228 | 0.0093545 | 0 | 0 | 0.018709 | 308.7622 | 0.027659 | 0 | 0 | 0.055319 | 315.6671 | 0.042636 | 0 | 0 | 0.085273 | 315.9229 | 0.043191 | 0 | 0 | 0.086382 | 316.0934 | 0.043561 | 0 | 0 | 0.087122 | 316.3491 | 0.044116 | 0 | 0 | 0.088231 | 316.6048 | 0.04467 | 0 | 0 | 0.08934 | 316.8606 | 0.045225 | 0 | 0 | 0.09045 | 317.2016 | 0.045965 | 0 | 0 | 0.091929 | 317.4573 | 0.046519 | 0 | 0 | 0.093038 | 317.6278 | 0.046889 | 0 | 0 | 0.093778 | 317.8835 | 0.047444 | 0 | 0 | 0.094887 | 318.054 | 0.047814 | 0 | 0 | 0.095627 | 318.3098 | 0.048368 | 0 | 0 | 0.096736 | 318.5655 | 0.048923 | 0 | 0 | 0.097846 | 318.736 | 0.049293 | 0 | 0 | 0.098585 | 318.9917 | 0.049847 | 0 | 0 | 0.099695 | 319.2475 | 0.050402 | 0 | 0 | 0.1008 | 319.3327 | 0.050587 | 0 | 0 | 0.10117 | 319.5885 | 0.051142 | 0 | 0 | 0.10228 | 319.8442 | 0.051696 | 0 | 0 | 0.10339 | 320.0147 | 0.052066 | 0 | 0 | 0.10413 | 320.2704 | 0.052621 | 0 | 0 | 0.10524 | 320.4409 | 0.052991 | 0 | 0 | 0.10598 | 320.6114 | 0.05336 | 0 | 0 | 0.10672
2017-01-21 01:00 | 286.124 | 0.85282 |  | 300.4487 | 0.0096276 | 0 | 0 | 0.019255 | 308.8917 | 0.02794 | 0 | 0 | 0.055881 | 315.7995 | 0.042923 | 0 | 0 | 0.085847 | 316.0554 | 0.043478 | 0 | 0 | 0.086957 | 316.2259 | 0.043848 | 0 | 0 | 0.087697 | 316.4818 | 0.044403 | 0 | 0 | 0.088807 | 316.7376 | 0.044958 | 0 | 0 | 0.089916 | 316.9935 | 0.045513 | 0 | 0 | 0.091026 | 317.3346 | 0.046253 | 0 | 0 | 0.092506 | 317.5904 | 0.046808 | 0 | 0 | 0.093616 | 317.761 | 0.047178 | 0 | 0 | 0.094356 | 318.0169 | 0.047733 | 0 | 0 | 0.095466 | 318.1874 | 0.048103 | 0 | 0 | 0.096206 | 318.4433 | 0.048658 | 0 | 0 | 0.097315 | 318.6991 | 0.049213 | 0 | 0 | 0.098425 | 318.8697 | 0.049583 | 0 | 0 | 0.099165 | 319.1255 | 0.050138 | 0 | 0 | 0.10028 | 319.3814 | 0.050692 | 0 | 0 | 0.10138 | 319.4666 | 0.050877 | 0 | 0 | 0.10175 | 319.7225 | 0.051432 | 0 | 0 | 0.10286 | 319.9783 | 0.051987 | 0 | 0 | 0.10397 | 320.1489 | 0.052357 | 0 | 0 | 0.10471 | 320.4047 | 0.052912 | 0 | 0 | 0.10582 | 320.5753 | 0.053282 | 0 | 0 | 0.10656 | 320.7459 | 0.053652 | 0 | 0 | 0.1073
2017-01-21 02:00 | 286.6449 | 0.85437 |  | 300.9957 | 0.010814 | 0 | 0 | 0.021628 | 309.454 | 0.02916 | 0 | 0 | 0.05832 | 316.3744 | 0.04417 | 0 | 0 | 0.088341 | 316.6308 | 0.044726 | 0 | 0 | 0.089453 | 316.8016 | 0.045097 | 0 | 0 | 0.090194 | 317.0579 | 0.045653 | 0 | 0 | 0.091306 | 317.3142 | 0.046209 | 0 | 0 | 0.092418 | 317.5706 | 0.046765 | 0 | 0 | 0.09353 | 317.9123 | 0.047506 | 0 | 0 | 0.095012 | 318.1686 | 0.048062 | 0 | 0 | 0.096124 | 318.3395 | 0.048433 | 0 | 0 | 0.096865 | 318.5958 | 0.048989 | 0 | 0 | 0.097977 | 318.7667 | 0.049359 | 0 | 0 | 0.098718 | 319.023 | 0.049915 | 0 | 0 | 0.09983 | 319.2793 | 0.050471 | 0 | 0 | 0.10094 | 319.4502 | 0.050842 | 0 | 0 | 0.10168 | 319.7065 | 0.051398 | 0 | 0 | 0.1028 | 319.9628 | 0.051954 | 0 | 0 | 0.10391 | 320.0482 | 0.052139 | 0 | 0 | 0.10428 | 320.3046 | 0.052695 | 0 | 0 | 0.10539 | 320.5609 | 0.053251 | 0 | 0 | 0.1065 | 320.7317 | 0.053621 | 0 | 0 | 0.10724 | 320.9881 | 0.054177 | 0 | 0 | 0.10835 | 321.1589 | 0.054548 | 0 | 0 | 0.1091 | 321.3298 | 0.054919 | 0 | 0 | 0.10984
2017-01-21 03:00 | 287.385 | 0.85658 |  | 301.7729 | 0.0125 | 0 | 0 | 0.024999 | 310.253 | 0.030893 | 0 | 0 | 0.061786 | 317.1913 | 0.045942 | 0 | 0 | 0.091884 | 317.4483 | 0.0465 | 0 | 0 | 0.092999 | 317.6196 | 0.046871 | 0 | 0 | 0.093742 | 317.8766 | 0.047429 | 0 | 0 | 0.094857 | 318.1335 | 0.047986 | 0 | 0 | 0.095972 | 318.3905 | 0.048543 | 0 | 0 | 0.097087 | 318.7331 | 0.049286 | 0 | 0 | 0.098573 | 318.9901 | 0.049844 | 0 | 0 | 0.099688 | 319.1614 | 0.050215 | 0 | 0 | 0.10043 | 319.4184 | 0.050773 | 0 | 0 | 0.10155 | 319.5897 | 0.051144 | 0 | 0 | 0.10229 | 319.8467 | 0.051702 | 0 | 0 | 0.1034 | 320.1037 | 0.052259 | 0 | 0 | 0.10452 | 320.275 | 0.052631 | 0 | 0 | 0.10526 | 320.532 | 0.053188 | 0 | 0 | 0.10638 | 320.7889 | 0.053745 | 0 | 0 | 0.10749 | 320.8746 | 0.053931 | 0 | 0 | 0.10786 | 321.1316 | 0.054489 | 0 | 0 | 0.10898 | 321.3885 | 0.055046 | 0 | 0 | 0.11009 | 321.5598 | 0.055418 | 0 | 0 | 0.11084 | 321.8168 | 0.055975 | 0 | 0 | 0.11195 | 321.9881 | 0.056347 | 0 | 0 | 0.11269 | 322.1595 | 0.056718 | 0 | 0 | 0.11344
2017-01-21 04:00 | 291.0076 | 0.86738 |  | 305.5768 | 0.02075 | 0 | 0 | 0.041501 | 314.1638 | 0.039376 | 0 | 0 | 0.078751 | 321.1896 | 0.054615 | 0 | 0 | 0.10923 | 321.4498 | 0.055179 | 0 | 0 | 0.11036 | 321.6233 | 0.055555 | 0 | 0 | 0.11111 | 321.8835 | 0.05612 | 0 | 0 | 0.11224 | 322.1437 | 0.056684 | 0 | 0 | 0.11337 | 322.4039 | 0.057248 | 0 | 0 | 0.1145 | 322.7509 | 0.058001 | 0 | 0 | 0.116 | 323.0111 | 0.058565 | 0 | 0 | 0.11713 | 323.1845 | 0.058942 | 0 | 0 | 0.11788 | 323.4448 | 0.059506 | 0 | 0 | 0.11901 | 323.6182 | 0.059882 | 0 | 0 | 0.11976 | 323.8784 | 0.060447 | 0 | 0 | 0.12089 | 324.1387 | 0.061011 | 0 | 0 | 0.12202 | 324.3121 | 0.061387 | 0 | 0 | 0.12277 | 324.5723 | 0.061952 | 0 | 0 | 0.1239 | 324.8326 | 0.062516 | 0 | 0 | 0.12503 | 324.9193 | 0.062704 | 0 | 0 | 0.12541 | 325.1795 | 0.063269 | 0 | 0 | 0.12654 | 325.4397 | 0.063833 | 0 | 0 | 0.12767 | 325.6132 | 0.064209 | 0 | 0 | 0.12842 | 325.8734 | 0.064774 | 0 | 0 | 0.12955 | 326.0469 | 0.06515 | 0 | 0 | 0.1303 | 326.2204 | 0.065526 | 0 | 0 | 0.13105
2017-01-21 05:00 | 285.491 | 0.85093 |  | 299.784 | 0.0081859 | 0 | 0 | 0.016372 | 308.2083 | 0.026458 | 0 | 0 | 0.052916 | 315.1008 | 0.041408 | 0 | 0 | 0.082816 | 315.3561 | 0.041962 | 0 | 0 | 0.083923 | 315.5263 | 0.042331 | 0 | 0 | 0.084662 | 315.7816 | 0.042885 | 0 | 0 | 0.085769 | 316.0369 | 0.043438 | 0 | 0 | 0.086877 | 316.2921 | 0.043992 | 0 | 0 | 0.087984 | 316.6325 | 0.04473 | 0 | 0 | 0.08946 | 316.8878 | 0.045284 | 0 | 0 | 0.090568 | 317.058 | 0.045653 | 0 | 0 | 0.091306 | 317.3133 | 0.046207 | 0 | 0 | 0.092414 | 317.4835 | 0.046576 | 0 | 0 | 0.093152 | 317.7387 | 0.04713 | 0 | 0 | 0.094259 | 317.994 | 0.047683 | 0 | 0 | 0.095367 | 318.1642 | 0.048052 | 0 | 0 | 0.096105 | 318.4195 | 0.048606 | 0 | 0 | 0.097212 | 318.6748 | 0.04916 | 0 | 0 | 0.09832 | 318.7599 | 0.049344 | 0 | 0 | 0.098689 | 319.0151 | 0.049898 | 0 | 0 | 0.099796 | 319.2704 | 0.050452 | 0 | 0 | 0.1009 | 319.4406 | 0.050821 | 0 | 0 | 0.10164 | 319.6959 | 0.051375 | 0 | 0 | 0.10275 | 319.8661 | 0.051744 | 0 | 0 | 0.10349 | 320.0363 | 0.052113 | 0 | 0 | 0.10423
2017-01-21 06:00 | 283.6023 | 0.8453 |  | 297.8007 | 0.0038841 | 0 | 0 | 0.0077682 | 306.1692 | 0.022035 | 0 | 0 | 0.044071 | 313.0162 | 0.036886 | 0 | 0 | 0.073773 | 313.2698 | 0.037436 | 0 | 0 | 0.074873 | 313.4389 | 0.037803 | 0 | 0 | 0.075606 | 313.6924 | 0.038353 | 0 | 0 | 0.076706 | 313.946 | 0.038903 | 0 | 0 | 0.077807 | 314.1996 | 0.039453 | 0 | 0 | 0.078907 | 314.5378 | 0.040187 | 0 | 0 | 0.080373 | 314.7913 | 0.040737 | 0 | 0 | 0.081473 | 314.9604 | 0.041103 | 0 | 0 | 0.082207 | 315.214 | 0.041653 | 0 | 0 | 0.083307 | 315.3831 | 0.04202 | 0 | 0 | 0.08404 | 315.6366 | 0.04257 | 0 | 0 | 0.08514 | 315.8902 | 0.04312 | 0 | 0 | 0.08624 | 316.0593 | 0.043487 | 0 | 0 | 0.086974 | 316.3129 | 0.044037 | 0 | 0 | 0.088074 | 316.5665 | 0.044587 | 0 | 0 | 0.089174 | 316.651 | 0.04477 | 0 | 0 | 0.089541 | 316.9046 | 0.04532 | 0 | 0 | 0.090641 | 317.1582 | 0.04587 | 0 | 0 | 0.091741 | 317.3273 | 0.046237 | 0 | 0 | 0.092474 | 317.5808 | 0.046787 | 0 | 0 | 0.093574 | 317.7499 | 0.047154 | 0 | 0 | 0.094308 | 317.919 | 0.047521 | 0 | 0 | 0.095041
2017-01-21 07:00 | 283.7729 | 0.84581 |  | 297.9799 | 0.0042727 | 0 | 0 | 0.0085454 | 306.3534 | 0.022435 | 0 | 0 | 0.04487 | 313.2045 | 0.037295 | 0 | 0 | 0.07459 | 313.4583 | 0.037845 | 0 | 0 | 0.075691 | 313.6274 | 0.038212 | 0 | 0 | 0.076424 | 313.8812 | 0.038763 | 0 | 0 | 0.077525 | 314.1349 | 0.039313 | 0 | 0 | 0.078626 | 314.3887 | 0.039863 | 0 | 0 | 0.079727 | 314.727 | 0.040597 | 0 | 0 | 0.081194 | 314.9807 | 0.041148 | 0 | 0 | 0.082295 | 315.1499 | 0.041514 | 0 | 0 | 0.083029 | 315.4036 | 0.042065 | 0 | 0 | 0.08413 | 315.5728 | 0.042432 | 0 | 0 | 0.084863 | 315.8265 | 0.042982 | 0 | 0 | 0.085964 | 316.0803 | 0.043532 | 0 | 0 | 0.087065 | 316.2495 | 0.043899 | 0 | 0 | 0.087799 | 316.5032 | 0.04445 | 0 | 0 | 0.088899 | 316.7569 | 0.045 | 0 | 0 | 0.09 | 316.8415 | 0.045184 | 0 | 0 | 0.090367 | 317.0953 | 0.045734 | 0 | 0 | 0.091468 | 317.349 | 0.046284 | 0 | 0 | 0.092569 | 317.5182 | 0.046651 | 0 | 0 | 0.093302 | 317.7719 | 0.047202 | 0 | 0 | 0.094403 | 317.9411 | 0.047569 | 0 | 0 | 0.095137 | 318.1102 | 0.047935 | 0 | 0 | 0.095871
2017-01-21 08:00 | 281.3013 | 0.83845 |  | 295.3846 | 0 | 0 | 0 | 0 | 303.6852 | 0.016648 | 0 | 0 | 0.033295 | 310.4767 | 0.031378 | 0 | 0 | 0.062756 | 310.7282 | 0.031924 | 0 | 0 | 0.063847 | 310.8959 | 0.032287 | 0 | 0 | 0.064575 | 311.1474 | 0.032833 | 0 | 0 | 0.065666 | 311.3989 | 0.033379 | 0 | 0 | 0.066757 | 311.6505 | 0.033924 | 0 | 0 | 0.067848 | 311.9859 | 0.034652 | 0 | 0 | 0.069303 | 312.2374 | 0.035197 | 0 | 0 | 0.070394 | 312.4051 | 0.035561 | 0 | 0 | 0.071122 | 312.6566 | 0.036107 | 0 | 0 | 0.072213 | 312.8243 | 0.03647 | 0 | 0 | 0.07294 | 313.0758 | 0.037016 | 0 | 0 | 0.074032 | 313.3274 | 0.037561 | 0 | 0 | 0.075123 | 313.4951 | 0.037925 | 0 | 0 | 0.07585 | 313.7466 | 0.038471 | 0 | 0 | 0.076941 | 313.9981 | 0.039016 | 0 | 0 | 0.078032 | 314.082 | 0.039198 | 0 | 0 | 0.078396 | 314.3335 | 0.039744 | 0 | 0 | 0.079487 | 314.585 | 0.040289 | 0 | 0 | 0.080579 | 314.7527 | 0.040653 | 0 | 0 | 0.081306 | 315.0043 | 0.041199 | 0 | 0 | 0.082397 | 315.172 | 0.041562 | 0 | 0 | 0.083125 | 315.3396 | 0.041926 | 0 | 0 | 0.083852
2017-01-21 09:00 | 290.5091 | 0.86589 |  | 305.0533 | 0.019615 | 0 | 0 | 0.03923 | 313.6257 | 0.038208 | 0 | 0 | 0.076417 | 320.6394 | 0.053421 | 0 | 0 | 0.10684 | 320.8991 | 0.053985 | 0 | 0 | 0.10797 | 321.0723 | 0.05436 | 0 | 0 | 0.10872 | 321.3321 | 0.054924 | 0 | 0 | 0.10985 | 321.5919 | 0.055487 | 0 | 0 | 0.11097 | 321.8516 | 0.05605 | 0 | 0 | 0.1121 | 322.198 | 0.056802 | 0 | 0 | 0.1136 | 322.4578 | 0.057365 | 0 | 0 | 0.11473 | 322.6309 | 0.057741 | 0 | 0 | 0.11548 | 322.8907 | 0.058304 | 0 | 0 | 0.11661 | 323.0639 | 0.05868 | 0 | 0 | 0.11736 | 323.3236 | 0.059243 | 0 | 0 | 0.11849 | 323.5834 | 0.059807 | 0 | 0 | 0.11961 | 323.7566 | 0.060182 | 0 | 0 | 0.12036 | 324.0164 | 0.060746 | 0 | 0 | 0.12149 | 324.2761 | 0.061309 | 0 | 0 | 0.12262 | 324.3627 | 0.061497 | 0 | 0 | 0.12299 | 324.6225 | 0.06206 | 0 | 0 | 0.12412 | 324.8822 | 0.062624 | 0 | 0 | 0.12525 | 325.0554 | 0.063 | 0 | 0 | 0.126 | 325.3152 | 0.063563 | 0 | 0 | 0.12713 | 325.4884 | 0.063939 | 0 | 0 | 0.12788 | 325.6615 | 0.064314 | 0 | 0 | 0.12863
2017-01-21 10:00 | 287.6151 | 0.85727 |  | 302.0145 | 0.013024 | 0 | 0 | 0.026047 | 310.5014 | 0.031432 | 0 | 0 | 0.062864 | 317.4452 | 0.046493 | 0 | 0 | 0.092986 | 317.7024 | 0.047051 | 0 | 0 | 0.094102 | 317.8739 | 0.047423 | 0 | 0 | 0.094845 | 318.1311 | 0.047981 | 0 | 0 | 0.095961 | 318.3882 | 0.048538 | 0 | 0 | 0.097077 | 318.6454 | 0.049096 | 0 | 0 | 0.098192 | 318.9883 | 0.04984 | 0 | 0 | 0.09968 | 319.2455 | 0.050398 | 0 | 0 | 0.1008 | 319.4169 | 0.05077 | 0 | 0 | 0.10154 | 319.6741 | 0.051327 | 0 | 0 | 0.10265 | 319.8456 | 0.051699 | 0 | 0 | 0.1034 | 320.1028 | 0.052257 | 0 | 0 | 0.10451 | 320.3599 | 0.052815 | 0 | 0 | 0.10563 | 320.5314 | 0.053187 | 0 | 0 | 0.10637 | 320.7886 | 0.053745 | 0 | 0 | 0.10749 | 321.0458 | 0.054303 | 0 | 0 | 0.10861 | 321.1315 | 0.054488 | 0 | 0 | 0.10898 | 321.3887 | 0.055046 | 0 | 0 | 0.11009 | 321.6458 | 0.055604 | 0 | 0 | 0.11121 | 321.8173 | 0.055976 | 0 | 0 | 0.11195 | 322.0745 | 0.056534 | 0 | 0 | 0.11307 | 322.2459 | 0.056906 | 0 | 0 | 0.11381 | 322.4174 | 0.057278 | 0 | 0 | 0.11456
2017-01-21 11:00 | 284.9535 | 0.84933 |  | 299.2196 | 0.0069617 | 0 | 0 | 0.013923 | 307.628 | 0.025199 | 0 | 0 | 0.050399 | 314.5076 | 0.040121 | 0 | 0 | 0.080243 | 314.7624 | 0.040674 | 0 | 0 | 0.081348 | 314.9323 | 0.041042 | 0 | 0 | 0.082085 | 315.1871 | 0.041595 | 0 | 0 | 0.08319 | 315.4419 | 0.042148 | 0 | 0 | 0.084295 | 315.6967 | 0.0427 | 0 | 0 | 0.085401 | 316.0364 | 0.043437 | 0 | 0 | 0.086875 | 316.2912 | 0.04399 | 0 | 0 | 0.08798 | 316.4611 | 0.044358 | 0 | 0 | 0.088717 | 316.7159 | 0.044911 | 0 | 0 | 0.089822 | 316.8857 | 0.045279 | 0 | 0 | 0.090559 | 317.1405 | 0.045832 | 0 | 0 | 0.091664 | 317.3953 | 0.046385 | 0 | 0 | 0.09277 | 317.5652 | 0.046753 | 0 | 0 | 0.093506 | 317.82 | 0.047306 | 0 | 0 | 0.094612 | 318.0748 | 0.047859 | 0 | 0 | 0.095717 | 318.1597 | 0.048043 | 0 | 0 | 0.096086 | 318.4145 | 0.048595 | 0 | 0 | 0.097191 | 318.6693 | 0.049148 | 0 | 0 | 0.098296 | 318.8392 | 0.049517 | 0 | 0 | 0.099033 | 319.094 | 0.050069 | 0 | 0 | 0.10014 | 319.2639 | 0.050438 | 0 | 0 | 0.10088 | 319.4337 | 0.050806 | 0 | 0 | 0.10161
2017-01-21 12:00 | 286.5551 | 0.85411 |  | 300.9014 | 0.010609 | 0 | 0 | 0.021219 | 309.357 | 0.02895 | 0 | 0 | 0.057899 | 316.2753 | 0.043955 | 0 | 0 | 0.087911 | 316.5315 | 0.044511 | 0 | 0 | 0.089022 | 316.7024 | 0.044882 | 0 | 0 | 0.089763 | 316.9586 | 0.045437 | 0 | 0 | 0.090875 | 317.2148 | 0.045993 | 0 | 0 | 0.091987 | 317.4711 | 0.046549 | 0 | 0 | 0.093098 | 317.8127 | 0.04729 | 0 | 0 | 0.09458 | 318.0689 | 0.047846 | 0 | 0 | 0.095692 | 318.2397 | 0.048216 | 0 | 0 | 0.096433 | 318.496 | 0.048772 | 0 | 0 | 0.097544 | 318.6668 | 0.049143 | 0 | 0 | 0.098285 | 318.923 | 0.049698 | 0 | 0 | 0.099397 | 319.1793 | 0.050254 | 0 | 0 | 0.10051 | 319.3501 | 0.050625 | 0 | 0 | 0.10125 | 319.6063 | 0.05118 | 0 | 0 | 0.10236 | 319.8625 | 0.051736 | 0 | 0 | 0.10347 | 319.948 | 0.051921 | 0 | 0 | 0.10384 | 320.2042 | 0.052477 | 0 | 0 | 0.10495 | 320.4604 | 0.053033 | 0 | 0 | 0.10607 | 320.6312 | 0.053403 | 0 | 0 | 0.10681 | 320.8875 | 0.053959 | 0 | 0 | 0.10792 | 321.0583 | 0.05433 | 0 | 0 | 0.10866 | 321.2291 | 0.0547 | 0 | 0 | 0.1094
2017-01-21 13:00 | 278.5713 | 0.83031 |  | 292.5179 | 0 | 0 | 0 | 0 | 300.738 | 0.010255 | 0 | 0 | 0.02051 | 307.4635 | 0.024843 | 0 | 0 | 0.049685 | 307.7126 | 0.025383 | 0 | 0 | 0.050766 | 307.8786 | 0.025743 | 0 | 0 | 0.051486 | 308.1277 | 0.026283 | 0 | 0 | 0.052567 | 308.3768 | 0.026824 | 0 | 0 | 0.053647 | 308.6259 | 0.027364 | 0 | 0 | 0.054728 | 308.958 | 0.028084 | 0 | 0 | 0.056169 | 309.2071 | 0.028625 | 0 | 0 | 0.057249 | 309.3732 | 0.028985 | 0 | 0 | 0.05797 | 309.6223 | 0.029525 | 0 | 0 | 0.05905 | 309.7883 | 0.029885 | 0 | 0 | 0.05977 | 310.0374 | 0.030426 | 0 | 0 | 0.060851 | 310.2865 | 0.030966 | 0 | 0 | 0.061932 | 310.4526 | 0.031326 | 0 | 0 | 0.062652 | 310.7017 | 0.031866 | 0 | 0 | 0.063733 | 310.9508 | 0.032407 | 0 | 0 | 0.064813 | 311.0338 | 0.032587 | 0 | 0 | 0.065173 | 311.2829 | 0.033127 | 0 | 0 | 0.066254 | 311.532 | 0.033667 | 0 | 0 | 0.067334 | 311.6981 | 0.034027 | 0 | 0 | 0.068055 | 311.9472 | 0.034568 | 0 | 0 | 0.069135 | 312.1132 | 0.034928 | 0 | 0 | 0.069856 | 312.2793 | 0.035288 | 0 | 0 | 0.070576
2017-01-21 14:00 | 277.9677 | 0.82851 |  | 291.8841 | 0 | 0 | 0 | 0 | 300.0863 | 0.0088416 | 0 | 0 | 0.017683 | 306.7973 | 0.023398 | 0 | 0 | 0.046795 | 307.0458 | 0.023937 | 0 | 0 | 0.047873 | 307.2115 | 0.024296 | 0 | 0 | 0.048592 | 307.4601 | 0.024835 | 0 | 0 | 0.04967 | 307.7086 | 0.025374 | 0 | 0 | 0.050749 | 307.9572 | 0.025913 | 0 | 0 | 0.051827 | 308.2886 | 0.026632 | 0 | 0 | 0.053264 | 308.5371 | 0.027171 | 0 | 0 | 0.054343 | 308.7028 | 0.027531 | 0 | 0 | 0.055062 | 308.9514 | 0.02807 | 0 | 0 | 0.05614 | 309.1171 | 0.028429 | 0 | 0 | 0.056859 | 309.3656 | 0.028968 | 0 | 0 | 0.057937 | 309.6142 | 0.029508 | 0 | 0 | 0.059015 | 309.7799 | 0.029867 | 0 | 0 | 0.059734 | 310.0285 | 0.030406 | 0 | 0 | 0.060812 | 310.277 | 0.030945 | 0 | 0 | 0.06189 | 310.3599 | 0.031125 | 0 | 0 | 0.06225 | 310.6084 | 0.031664 | 0 | 0 | 0.063328 | 310.857 | 0.032203 | 0 | 0 | 0.064406 | 311.0227 | 0.032562 | 0 | 0 | 0.065125 | 311.2712 | 0.033102 | 0 | 0 | 0.066203 | 311.4369 | 0.033461 | 0 | 0 | 0.066922 | 311.6026 | 0.03382 | 0 | 0 | 0.067641
2017-01-21 15:00 | 277.3714 | 0.82673 |  | 291.2579 | 0 | 0 | 0 | 0 | 299.4426 | 0.0074453 | 0 | 0 | 0.014891 | 306.1391 | 0.02197 | 0 | 0 | 0.04394 | 306.3871 | 0.022508 | 0 | 0 | 0.045016 | 306.5525 | 0.022867 | 0 | 0 | 0.045733 | 306.8005 | 0.023405 | 0 | 0 | 0.046809 | 307.0485 | 0.023943 | 0 | 0 | 0.047885 | 307.2966 | 0.024481 | 0 | 0 | 0.048961 | 307.6272 | 0.025198 | 0 | 0 | 0.050396 | 307.8753 | 0.025736 | 0 | 0 | 0.051472 | 308.0406 | 0.026094 | 0 | 0 | 0.052189 | 308.2886 | 0.026632 | 0 | 0 | 0.053265 | 308.454 | 0.026991 | 0 | 0 | 0.053982 | 308.702 | 0.027529 | 0 | 0 | 0.055058 | 308.95 | 0.028067 | 0 | 0 | 0.056134 | 309.1154 | 0.028426 | 0 | 0 | 0.056851 | 309.3634 | 0.028963 | 0 | 0 | 0.057927 | 309.6114 | 0.029501 | 0 | 0 | 0.059003 | 309.6941 | 0.029681 | 0 | 0 | 0.059362 | 309.9421 | 0.030219 | 0 | 0 | 0.060437 | 310.1901 | 0.030757 | 0 | 0 | 0.061513 | 310.3555 | 0.031115 | 0 | 0 | 0.062231 | 310.6035 | 0.031653 | 0 | 0 | 0.063307 | 310.7688 | 0.032012 | 0 | 0 | 0.064024 | 310.9342 | 0.032371 | 0 | 0 | 0.064741
2017-01-21 16:00 | 280.1783 | 0.8351 |  | 294.2053 | 0 | 0 | 0 | 0 | 302.4728 | 0.014018 | 0 | 0 | 0.028036 | 309.2371 | 0.02869 | 0 | 0 | 0.057379 | 309.4876 | 0.029233 | 0 | 0 | 0.058466 | 309.6546 | 0.029595 | 0 | 0 | 0.05919 | 309.9052 | 0.030139 | 0 | 0 | 0.060277 | 310.1557 | 0.030682 | 0 | 0 | 0.061364 | 310.4062 | 0.031225 | 0 | 0 | 0.062451 | 310.7403 | 0.03195 | 0 | 0 | 0.0639 | 310.9908 | 0.032493 | 0 | 0 | 0.064987 | 311.1578 | 0.032856 | 0 | 0 | 0.065711 | 311.4083 | 0.033399 | 0 | 0 | 0.066798 | 311.5754 | 0.033761 | 0 | 0 | 0.067523 | 311.8259 | 0.034305 | 0 | 0 | 0.068609 | 312.0764 | 0.034848 | 0 | 0 | 0.069696 | 312.2434 | 0.03521 | 0 | 0 | 0.070421 | 312.494 | 0.035754 | 0 | 0 | 0.071507 | 312.7445 | 0.036297 | 0 | 0 | 0.072594 | 312.828 | 0.036478 | 0 | 0 | 0.072956 | 313.0785 | 0.037022 | 0 | 0 | 0.074043 | 313.3291 | 0.037565 | 0 | 0 | 0.07513 | 313.4961 | 0.037927 | 0 | 0 | 0.075855 | 313.7466 | 0.038471 | 0 | 0 | 0.076941 | 313.9136 | 0.038833 | 0 | 0 | 0.077666 | 314.0807 | 0.039195 | 0 | 0 | 0.07839
2017-01-21 17:00 | 281.8401 | 0.84005 |  | 295.9503 | 0 | 0 | 0 | 0 | 304.2669 | 0.017909 | 0 | 0 | 0.035818 | 311.0713 | 0.032668 | 0 | 0 | 0.065336 | 311.3233 | 0.033215 | 0 | 0 | 0.066429 | 311.4913 | 0.033579 | 0 | 0 | 0.067158 | 311.7433 | 0.034126 | 0 | 0 | 0.068251 | 311.9953 | 0.034672 | 0 | 0 | 0.069344 | 312.2474 | 0.035219 | 0 | 0 | 0.070438 | 312.5834 | 0.035948 | 0 | 0 | 0.071895 | 312.8354 | 0.036494 | 0 | 0 | 0.072989 | 313.0034 | 0.036859 | 0 | 0 | 0.073717 | 313.2554 | 0.037405 | 0 | 0 | 0.074811 | 313.4234 | 0.03777 | 0 | 0 | 0.075539 | 313.6754 | 0.038316 | 0 | 0 | 0.076633 | 313.9275 | 0.038863 | 0 | 0 | 0.077726 | 314.0955 | 0.039227 | 0 | 0 | 0.078455 | 314.3475 | 0.039774 | 0 | 0 | 0.079548 | 314.5995 | 0.040321 | 0 | 0 | 0.080641 | 314.6835 | 0.040503 | 0 | 0 | 0.081006 | 314.9355 | 0.041049 | 0 | 0 | 0.082099 | 315.1875 | 0.041596 | 0 | 0 | 0.083192 | 315.3555 | 0.04196 | 0 | 0 | 0.083921 | 315.6076 | 0.042507 | 0 | 0 | 0.085014 | 315.7756 | 0.042872 | 0 | 0 | 0.085743 | 315.9436 | 0.043236 | 0 | 0 | 0.086472
2017-01-21 18:00 | 285.2648 | 0.85026 |  | 299.5465 | 0.0076708 | 0 | 0 | 0.015342 | 307.9641 | 0.025928 | 0 | 0 | 0.051857 | 314.8512 | 0.040867 | 0 | 0 | 0.081733 | 315.1063 | 0.04142 | 0 | 0 | 0.08284 | 315.2764 | 0.041789 | 0 | 0 | 0.083577 | 315.5314 | 0.042342 | 0 | 0 | 0.084684 | 315.7865 | 0.042895 | 0 | 0 | 0.08579 | 316.0416 | 0.043449 | 0 | 0 | 0.086897 | 316.3817 | 0.044186 | 0 | 0 | 0.088372 | 316.6368 | 0.044739 | 0 | 0 | 0.089479 | 316.8068 | 0.045108 | 0 | 0 | 0.090217 | 317.0619 | 0.045662 | 0 | 0 | 0.091323 | 317.2319 | 0.04603 | 0 | 0 | 0.092061 | 317.487 | 0.046584 | 0 | 0 | 0.093167 | 317.7421 | 0.047137 | 0 | 0 | 0.094274 | 317.9122 | 0.047506 | 0 | 0 | 0.095012 | 318.1672 | 0.048059 | 0 | 0 | 0.096118 | 318.4223 | 0.048612 | 0 | 0 | 0.097225 | 318.5073 | 0.048797 | 0 | 0 | 0.097593 | 318.7624 | 0.04935 | 0 | 0 | 0.0987 | 319.0175 | 0.049903 | 0 | 0 | 0.099807 | 319.1875 | 0.050272 | 0 | 0 | 0.10054 | 319.4426 | 0.050825 | 0 | 0 | 0.10165 | 319.6127 | 0.051194 | 0 | 0 | 0.10239 | 319.7827 | 0.051563 | 0 | 0 | 0.10313
2017-01-21 19:00 | 291.5729 | 0.86906 |  | 306.1704 | 0.022038 | 0 | 0 | 0.044076 | 314.7741 | 0.040699 | 0 | 0 | 0.081399 | 321.8135 | 0.055968 | 0 | 0 | 0.11194 | 322.0742 | 0.056533 | 0 | 0 | 0.11307 | 322.248 | 0.05691 | 0 | 0 | 0.11382 | 322.5087 | 0.057476 | 0 | 0 | 0.11495 | 322.7694 | 0.058041 | 0 | 0 | 0.11608 | 323.0302 | 0.058607 | 0 | 0 | 0.11721 | 323.3778 | 0.059361 | 0 | 0 | 0.11872 | 323.6385 | 0.059926 | 0 | 0 | 0.11985 | 323.8123 | 0.060303 | 0 | 0 | 0.12061 | 324.073 | 0.060869 | 0 | 0 | 0.12174 | 324.2468 | 0.061246 | 0 | 0 | 0.12249 | 324.5076 | 0.061811 | 0 | 0 | 0.12362 | 324.7683 | 0.062377 | 0 | 0 | 0.12475 | 324.9421 | 0.062754 | 0 | 0 | 0.12551 | 325.2028 | 0.063319 | 0 | 0 | 0.12664 | 325.4635 | 0.063885 | 0 | 0 | 0.12777 | 325.5504 | 0.064073 | 0 | 0 | 0.12815 | 325.8112 | 0.064639 | 0 | 0 | 0.12928 | 326.0719 | 0.065204 | 0 | 0 | 0.13041 | 326.2457 | 0.065581 | 0 | 0 | 0.13116 | 326.5064 | 0.066147 | 0 | 0 | 0.13229 | 326.6802 | 0.066524 | 0 | 0 | 0.13305 | 326.854 | 0.066901 | 0 | 0 | 0.1338
2017-01-21 20:00 | 289.4994 | 0.86288 |  | 303.9931 | 0.017315 | 0 | 0 | 0.034631 | 312.5356 | 0.035844 | 0 | 0 | 0.071688 | 319.525 | 0.051004 | 0 | 0 | 0.10201 | 319.7838 | 0.051565 | 0 | 0 | 0.10313 | 319.9564 | 0.05194 | 0 | 0 | 0.10388 | 320.2153 | 0.052501 | 0 | 0 | 0.105 | 320.4741 | 0.053063 | 0 | 0 | 0.10613 | 320.733 | 0.053624 | 0 | 0 | 0.10725 | 321.0781 | 0.054373 | 0 | 0 | 0.10875 | 321.337 | 0.054934 | 0 | 0 | 0.10987 | 321.5096 | 0.055309 | 0 | 0 | 0.11062 | 321.7685 | 0.05587 | 0 | 0 | 0.11174 | 321.941 | 0.056244 | 0 | 0 | 0.11249 | 322.1999 | 0.056806 | 0 | 0 | 0.11361 | 322.4588 | 0.057367 | 0 | 0 | 0.11473 | 322.6313 | 0.057742 | 0 | 0 | 0.11548 | 322.8902 | 0.058303 | 0 | 0 | 0.11661 | 323.1491 | 0.058865 | 0 | 0 | 0.11773 | 323.2354 | 0.059052 | 0 | 0 | 0.1181 | 323.4942 | 0.059613 | 0 | 0 | 0.11923 | 323.7531 | 0.060175 | 0 | 0 | 0.12035 | 323.9257 | 0.060549 | 0 | 0 | 0.1211 | 324.1845 | 0.061111 | 0 | 0 | 0.12222 | 324.3571 | 0.061485 | 0 | 0 | 0.12297 | 324.5297 | 0.061859 | 0 | 0 | 0.12372
2017-01-21 21:00 | 284.7562 | 0.84874 |  | 299.0125 | 0.0065124 | 0 | 0 | 0.013025 | 307.415 | 0.024738 | 0 | 0 | 0.049475 | 314.2899 | 0.039649 | 0 | 0 | 0.079298 | 314.5445 | 0.040201 | 0 | 0 | 0.080403 | 314.7142 | 0.04057 | 0 | 0 | 0.081139 | 314.9689 | 0.041122 | 0 | 0 | 0.082244 | 315.2235 | 0.041674 | 0 | 0 | 0.083348 | 315.4781 | 0.042226 | 0 | 0 | 0.084453 | 315.8176 | 0.042963 | 0 | 0 | 0.085925 | 316.0722 | 0.043515 | 0 | 0 | 0.08703 | 316.242 | 0.043883 | 0 | 0 | 0.087766 | 316.4966 | 0.044435 | 0 | 0 | 0.088871 | 316.6664 | 0.044804 | 0 | 0 | 0.089607 | 316.921 | 0.045356 | 0 | 0 | 0.090712 | 317.1756 | 0.045908 | 0 | 0 | 0.091816 | 317.3454 | 0.046276 | 0 | 0 | 0.092553 | 317.6 | 0.046829 | 0 | 0 | 0.093657 | 317.8546 | 0.047381 | 0 | 0 | 0.094762 | 317.9395 | 0.047565 | 0 | 0 | 0.09513 | 318.1941 | 0.048117 | 0 | 0 | 0.096235 | 318.4487 | 0.04867 | 0 | 0 | 0.097339 | 318.6185 | 0.049038 | 0 | 0 | 0.098076 | 318.8731 | 0.04959 | 0 | 0 | 0.09918 | 319.0428 | 0.049958 | 0 | 0 | 0.099916 | 319.2126 | 0.050326 | 0 | 0 | 0.10065
2017-01-21 22:00 | 289.7419 | 0.8636 |  | 304.2477 | 0.017868 | 0 | 0 | 0.035735 | 312.7974 | 0.036412 | 0 | 0 | 0.072824 | 319.7926 | 0.051584 | 0 | 0 | 0.10317 | 320.0517 | 0.052146 | 0 | 0 | 0.10429 | 320.2244 | 0.052521 | 0 | 0 | 0.10504 | 320.4835 | 0.053083 | 0 | 0 | 0.10617 | 320.7425 | 0.053645 | 0 | 0 | 0.10729 | 321.0016 | 0.054207 | 0 | 0 | 0.10841 | 321.3471 | 0.054956 | 0 | 0 | 0.10991 | 321.6061 | 0.055518 | 0 | 0 | 0.11104 | 321.7789 | 0.055893 | 0 | 0 | 0.11179 | 322.0379 | 0.056455 | 0 | 0 | 0.11291 | 322.2107 | 0.056829 | 0 | 0 | 0.11366 | 322.4697 | 0.057391 | 0 | 0 | 0.11478 | 322.7288 | 0.057953 | 0 | 0 | 0.11591 | 322.9015 | 0.058328 | 0 | 0 | 0.11666 | 323.1606 | 0.05889 | 0 | 0 | 0.11778 | 323.4197 | 0.059452 | 0 | 0 | 0.1189 | 323.5061 | 0.059639 | 0 | 0 | 0.11928 | 323.7651 | 0.060201 | 0 | 0 | 0.1204 | 324.0242 | 0.060763 | 0 | 0 | 0.12153 | 324.197 | 0.061137 | 0 | 0 | 0.12227 | 324.456 | 0.061699 | 0 | 0 | 0.1234 | 324.6288 | 0.062074 | 0 | 0 | 0.12415 | 324.8015 | 0.062449 | 0 | 0 | 0.1249
2017-01-21 23:00 | 289.9852 | 0.86433 |  | 304.5032 | 0.018422 | 0 | 0 | 0.036844 | 313.0601 | 0.036982 | 0 | 0 | 0.073963 | 320.0612 | 0.052167 | 0 | 0 | 0.10433 | 320.3205 | 0.052729 | 0 | 0 | 0.10546 | 320.4933 | 0.053104 | 0 | 0 | 0.10621 | 320.7526 | 0.053667 | 0 | 0 | 0.10733 | 321.0119 | 0.054229 | 0 | 0 | 0.10846 | 321.2712 | 0.054792 | 0 | 0 | 0.10958 | 321.617 | 0.055542 | 0 | 0 | 0.11108 | 321.8763 | 0.056104 | 0 | 0 | 0.11221 | 322.0491 | 0.056479 | 0 | 0 | 0.11296 | 322.3084 | 0.057041 | 0 | 0 | 0.11408 | 322.4813 | 0.057416 | 0 | 0 | 0.11483 | 322.7406 | 0.057979 | 0 | 0 | 0.11596 | 322.9999 | 0.058541 | 0 | 0 | 0.11708 | 323.1728 | 0.058916 | 0 | 0 | 0.11783 | 323.4321 | 0.059478 | 0 | 0 | 0.11896 | 323.6914 | 0.060041 | 0 | 0 | 0.12008 | 323.7778 | 0.060228 | 0 | 0 | 0.12046 | 324.0371 | 0.060791 | 0 | 0 | 0.12158 | 324.2964 | 0.061353 | 0 | 0 | 0.12271 | 324.4693 | 0.061728 | 0 | 0 | 0.12346 | 324.7286 | 0.062291 | 0 | 0 | 0.12458 | 324.9014 | 0.062665 | 0 | 0 | 0.12533 | 325.0743 | 0.06304 | 0 | 0 | 0.12608
2017-01-22 | 274.8656 | 0.81926 |  | 288.6267 | 0 | 0 | 0 | 0 | 296.7374 | 0.0015777 | 0 | 0 | 0.0031553 | 303.3734 | 0.015971 | 0 | 0 | 0.031942 | 303.6192 | 0.016504 | 0 | 0 | 0.033009 | 303.783 | 0.01686 | 0 | 0 | 0.033719 | 304.0288 | 0.017393 | 0 | 0 | 0.034786 | 304.2746 | 0.017926 | 0 | 0 | 0.035852 | 304.5204 | 0.018459 | 0 | 0 | 0.036918 | 304.8481 | 0.01917 | 0 | 0 | 0.03834 | 305.0939 | 0.019703 | 0 | 0 | 0.039406 | 305.2577 | 0.020058 | 0 | 0 | 0.040117 | 305.5035 | 0.020591 | 0 | 0 | 0.041183 | 305.6673 | 0.020947 | 0 | 0 | 0.041894 | 305.9131 | 0.02148 | 0 | 0 | 0.04296 | 306.1589 | 0.022013 | 0 | 0 | 0.044026 | 306.3228 | 0.022368 | 0 | 0 | 0.044737 | 306.5685 | 0.022901 | 0 | 0 | 0.045803 | 306.8143 | 0.023435 | 0 | 0 | 0.046869 | 306.8962 | 0.023612 | 0 | 0 | 0.047225 | 307.142 | 0.024145 | 0 | 0 | 0.048291 | 307.3878 | 0.024678 | 0 | 0 | 0.049357 | 307.5517 | 0.025034 | 0 | 0 | 0.050068 | 307.7974 | 0.025567 | 0 | 0 | 0.051134 | 307.9613 | 0.025922 | 0 | 0 | 0.051845 | 308.1251 | 0.026278 | 0 | 0 | 0.052555
2017-01-22 01:00 | 284.5374 | 0.84809 |  | 298.7827 | 0.006014 | 0 | 0 | 0.012028 | 307.1788 | 0.024225 | 0 | 0 | 0.04845 | 314.0484 | 0.039125 | 0 | 0 | 0.07825 | 314.3028 | 0.039677 | 0 | 0 | 0.079354 | 314.4724 | 0.040045 | 0 | 0 | 0.08009 | 314.7268 | 0.040597 | 0 | 0 | 0.081194 | 314.9813 | 0.041149 | 0 | 0 | 0.082297 | 315.2357 | 0.041701 | 0 | 0 | 0.083401 | 315.5749 | 0.042436 | 0 | 0 | 0.084873 | 315.8294 | 0.042988 | 0 | 0 | 0.085976 | 315.999 | 0.043356 | 0 | 0 | 0.086712 | 316.2534 | 0.043908 | 0 | 0 | 0.087816 | 316.423 | 0.044276 | 0 | 0 | 0.088552 | 316.6775 | 0.044828 | 0 | 0 | 0.089655 | 316.9319 | 0.04538 | 0 | 0 | 0.090759 | 317.1015 | 0.045747 | 0 | 0 | 0.091495 | 317.3559 | 0.046299 | 0 | 0 | 0.092599 | 317.6104 | 0.046851 | 0 | 0 | 0.093702 | 317.6952 | 0.047035 | 0 | 0 | 0.09407 | 317.9496 | 0.047587 | 0 | 0 | 0.095174 | 318.204 | 0.048139 | 0 | 0 | 0.096278 | 318.3736 | 0.048507 | 0 | 0 | 0.097013 | 318.6281 | 0.049059 | 0 | 0 | 0.098117 | 318.7977 | 0.049426 | 0 | 0 | 0.098853 | 318.9673 | 0.049794 | 0 | 0 | 0.099589
2017-01-22 02:00 | 290.2173 | 0.86502 |  | 304.7469 | 0.01895 | 0 | 0 | 0.037901 | 313.3106 | 0.037525 | 0 | 0 | 0.07505 | 320.3173 | 0.052722 | 0 | 0 | 0.10544 | 320.5768 | 0.053285 | 0 | 0 | 0.10657 | 320.7498 | 0.053661 | 0 | 0 | 0.10732 | 321.0093 | 0.054223 | 0 | 0 | 0.10845 | 321.2688 | 0.054786 | 0 | 0 | 0.10957 | 321.5283 | 0.055349 | 0 | 0 | 0.1107 | 321.8743 | 0.0561 | 0 | 0 | 0.1122 | 322.1338 | 0.056663 | 0 | 0 | 0.11333 | 322.3068 | 0.057038 | 0 | 0 | 0.11408 | 322.5663 | 0.057601 | 0 | 0 | 0.1152 | 322.7393 | 0.057976 | 0 | 0 | 0.11595 | 322.9988 | 0.058539 | 0 | 0 | 0.11708 | 323.2584 | 0.059102 | 0 | 0 | 0.1182 | 323.4314 | 0.059477 | 0 | 0 | 0.11895 | 323.6909 | 0.06004 | 0 | 0 | 0.12008 | 323.9504 | 0.060603 | 0 | 0 | 0.12121 | 324.0369 | 0.06079 | 0 | 0 | 0.12158 | 324.2964 | 0.061353 | 0 | 0 | 0.12271 | 324.5559 | 0.061916 | 0 | 0 | 0.12383 | 324.7289 | 0.062291 | 0 | 0 | 0.12458 | 324.9884 | 0.062854 | 0 | 0 | 0.12571 | 325.1614 | 0.063229 | 0 | 0 | 0.12646 | 325.3344 | 0.063605 | 0 | 0 | 0.12721
2017-01-22 03:00 | 295.822 | 0.88173 |  | 310.6323 | 0.031716 | 0 | 0 | 0.063431 | 319.3614 | 0.050649 | 0 | 0 | 0.1013 | 326.5033 | 0.06614 | 0 | 0 | 0.13228 | 326.7679 | 0.066714 | 0 | 0 | 0.13343 | 326.9442 | 0.067096 | 0 | 0 | 0.13419 | 327.2087 | 0.06767 | 0 | 0 | 0.13534 | 327.4732 | 0.068244 | 0 | 0 | 0.13649 | 327.7378 | 0.068818 | 0 | 0 | 0.13764 | 328.0904 | 0.069582 | 0 | 0 | 0.13916 | 328.355 | 0.070156 | 0 | 0 | 0.14031 | 328.5313 | 0.070539 | 0 | 0 | 0.14108 | 328.7958 | 0.071112 | 0 | 0 | 0.14222 | 328.9722 | 0.071495 | 0 | 0 | 0.14299 | 329.2367 | 0.072069 | 0 | 0 | 0.14414 | 329.5012 | 0.072642 | 0 | 0 | 0.14528 | 329.6776 | 0.073025 | 0 | 0 | 0.14605 | 329.9421 | 0.073599 | 0 | 0 | 0.1472 | 330.2066 | 0.074172 | 0 | 0 | 0.14834 | 330.2948 | 0.074364 | 0 | 0 | 0.14873 | 330.5593 | 0.074937 | 0 | 0 | 0.14987 | 330.8238 | 0.075511 | 0 | 0 | 0.15102 | 331.0001 | 0.075894 | 0 | 0 | 0.15179 | 331.2647 | 0.076467 | 0 | 0 | 0.15293 | 331.441 | 0.07685 | 0 | 0 | 0.1537 | 331.6174 | 0.077232 | 0 | 0 | 0.15446
2017-01-22 04:00 | 300.9534 | 0.89702 |  | 316.0205 | 0.043403 | 0 | 0 | 0.086806 | 324.901 | 0.062665 | 0 | 0 | 0.12533 | 332.1669 | 0.078424 | 0 | 0 | 0.15685 | 332.436 | 0.079008 | 0 | 0 | 0.15802 | 332.6154 | 0.079397 | 0 | 0 | 0.15879 | 332.8845 | 0.079981 | 0 | 0 | 0.15996 | 333.1536 | 0.080565 | 0 | 0 | 0.16113 | 333.4227 | 0.081148 | 0 | 0 | 0.1623 | 333.7815 | 0.081926 | 0 | 0 | 0.16385 | 334.0506 | 0.08251 | 0 | 0 | 0.16502 | 334.2301 | 0.082899 | 0 | 0 | 0.1658 | 334.4992 | 0.083483 | 0 | 0 | 0.16697 | 334.6786 | 0.083872 | 0 | 0 | 0.16774 | 334.9477 | 0.084456 | 0 | 0 | 0.16891 | 335.2168 | 0.085039 | 0 | 0 | 0.17008 | 335.3962 | 0.085429 | 0 | 0 | 0.17086 | 335.6653 | 0.086012 | 0 | 0 | 0.17202 | 335.9344 | 0.086596 | 0 | 0 | 0.17319 | 336.0241 | 0.086791 | 0 | 0 | 0.17358 | 336.2932 | 0.087374 | 0 | 0 | 0.17475 | 336.5623 | 0.087958 | 0 | 0 | 0.17592 | 336.7417 | 0.088347 | 0 | 0 | 0.17669 | 337.0108 | 0.088931 | 0 | 0 | 0.17786 | 337.1902 | 0.08932 | 0 | 0 | 0.17864 | 337.3696 | 0.089709 | 0 | 0 | 0.17942
2017-01-22 05:00 | 309.9568 | 0.92386 |  | 325.4747 | 0.063909 | 0 | 0 | 0.12782 | 334.6209 | 0.083747 | 0 | 0 | 0.16749 | 342.1041 | 0.099978 | 0 | 0 | 0.19996 | 342.3813 | 0.10058 | 0 | 0 | 0.20116 | 342.5661 | 0.10098 | 0 | 0 | 0.20196 | 342.8432 | 0.10158 | 0 | 0 | 0.20316 | 343.1204 | 0.10218 | 0 | 0 | 0.20436 | 343.3975 | 0.10278 | 0 | 0 | 0.20557 | 343.7671 | 0.10359 | 0 | 0 | 0.20717 | 344.0442 | 0.10419 | 0 | 0 | 0.20837 | 344.229 | 0.10459 | 0 | 0 | 0.20917 | 344.5062 | 0.10519 | 0 | 0 | 0.21038 | 344.6909 | 0.10559 | 0 | 0 | 0.21118 | 344.9681 | 0.10619 | 0 | 0 | 0.21238 | 345.2453 | 0.10679 | 0 | 0 | 0.21358 | 345.43 | 0.10719 | 0 | 0 | 0.21438 | 345.7072 | 0.10779 | 0 | 0 | 0.21559 | 345.9843 | 0.10839 | 0 | 0 | 0.21679 | 346.0767 | 0.10859 | 0 | 0 | 0.21719 | 346.3539 | 0.1092 | 0 | 0 | 0.21839 | 346.631 | 0.1098 | 0 | 0 | 0.21959 | 346.8158 | 0.1102 | 0 | 0 | 0.2204 | 347.093 | 0.1108 | 0 | 0 | 0.2216 | 347.2777 | 0.1112 | 0 | 0 | 0.2224 | 347.4625 | 0.1116 | 0 | 0 | 0.2232
2017-01-22 06:00 | 314.859 | 0.93847 |  | 330.6223 | 0.075074 | 0 | 0 | 0.15015 | 339.9131 | 0.095226 | 0 | 0 | 0.19045 | 347.5147 | 0.11171 | 0 | 0 | 0.22343 | 347.7963 | 0.11232 | 0 | 0 | 0.22465 | 347.984 | 0.11273 | 0 | 0 | 0.22546 | 348.2655 | 0.11334 | 0 | 0 | 0.22668 | 348.5471 | 0.11395 | 0 | 0 | 0.22791 | 348.8286 | 0.11456 | 0 | 0 | 0.22913 | 349.204 | 0.11538 | 0 | 0 | 0.23076 | 349.4855 | 0.11599 | 0 | 0 | 0.23198 | 349.6732 | 0.1164 | 0 | 0 | 0.23279 | 349.9548 | 0.11701 | 0 | 0 | 0.23401 | 350.1425 | 0.11741 | 0 | 0 | 0.23483 | 350.424 | 0.11802 | 0 | 0 | 0.23605 | 350.7055 | 0.11863 | 0 | 0 | 0.23727 | 350.8932 | 0.11904 | 0 | 0 | 0.23808 | 351.1748 | 0.11965 | 0 | 0 | 0.2393 | 351.4563 | 0.12026 | 0 | 0 | 0.24053 | 351.5502 | 0.12047 | 0 | 0 | 0.24093 | 351.8317 | 0.12108 | 0 | 0 | 0.24215 | 352.1132 | 0.12169 | 0 | 0 | 0.24338 | 352.3009 | 0.1221 | 0 | 0 | 0.24419 | 352.5825 | 0.12271 | 0 | 0 | 0.24541 | 352.7702 | 0.12311 | 0 | 0 | 0.24623 | 352.9579 | 0.12352 | 0 | 0 | 0.24704
2017-01-22 07:00 | 313.1041 | 0.93324 |  | 328.7795 | 0.071077 | 0 | 0 | 0.14215 | 338.0186 | 0.091117 | 0 | 0 | 0.18223 | 345.5778 | 0.10751 | 0 | 0 | 0.21503 | 345.8578 | 0.10812 | 0 | 0 | 0.21624 | 346.0444 | 0.10852 | 0 | 0 | 0.21705 | 346.3244 | 0.10913 | 0 | 0 | 0.21826 | 346.6044 | 0.10974 | 0 | 0 | 0.21948 | 346.8843 | 0.11035 | 0 | 0 | 0.22069 | 347.2576 | 0.11116 | 0 | 0 | 0.22231 | 347.5376 | 0.11176 | 0 | 0 | 0.22353 | 347.7243 | 0.11217 | 0 | 0 | 0.22434 | 348.0042 | 0.11278 | 0 | 0 | 0.22555 | 348.1909 | 0.11318 | 0 | 0 | 0.22636 | 348.4708 | 0.11379 | 0 | 0 | 0.22758 | 348.7508 | 0.11439 | 0 | 0 | 0.22879 | 348.9375 | 0.1148 | 0 | 0 | 0.2296 | 349.2174 | 0.11541 | 0 | 0 | 0.23081 | 349.4974 | 0.11601 | 0 | 0 | 0.23203 | 349.5907 | 0.11622 | 0 | 0 | 0.23243 | 349.8707 | 0.11682 | 0 | 0 | 0.23365 | 350.1507 | 0.11743 | 0 | 0 | 0.23486 | 350.3373 | 0.11784 | 0 | 0 | 0.23567 | 350.6173 | 0.11844 | 0 | 0 | 0.23689 | 350.8039 | 0.11885 | 0 | 0 | 0.2377 | 350.9906 | 0.11925 | 0 | 0 | 0.23851
2017-01-22 08:00 | 304.3963 | 0.90728 |  | 319.6359 | 0.051244 | 0 | 0 | 0.10249 | 328.618 | 0.070727 | 0 | 0 | 0.14145 | 335.967 | 0.086667 | 0 | 0 | 0.17333 | 336.2391 | 0.087257 | 0 | 0 | 0.17451 | 336.4206 | 0.087651 | 0 | 0 | 0.1753 | 336.6928 | 0.088241 | 0 | 0 | 0.17648 | 336.965 | 0.088831 | 0 | 0 | 0.17766 | 337.2372 | 0.089422 | 0 | 0 | 0.17884 | 337.6001 | 0.090209 | 0 | 0 | 0.18042 | 337.8723 | 0.090799 | 0 | 0 | 0.1816 | 338.0537 | 0.091193 | 0 | 0 | 0.18239 | 338.3259 | 0.091783 | 0 | 0 | 0.18357 | 338.5073 | 0.092177 | 0 | 0 | 0.18435 | 338.7795 | 0.092767 | 0 | 0 | 0.18553 | 339.0517 | 0.093357 | 0 | 0 | 0.18671 | 339.2332 | 0.093751 | 0 | 0 | 0.1875 | 339.5054 | 0.094341 | 0 | 0 | 0.18868 | 339.7775 | 0.094932 | 0 | 0 | 0.18986 | 339.8683 | 0.095129 | 0 | 0 | 0.19026 | 340.1405 | 0.095719 | 0 | 0 | 0.19144 | 340.4126 | 0.096309 | 0 | 0 | 0.19262 | 340.5941 | 0.096703 | 0 | 0 | 0.19341 | 340.8663 | 0.097293 | 0 | 0 | 0.19459 | 341.0477 | 0.097687 | 0 | 0 | 0.19537 | 341.2292 | 0.09808 | 0 | 0 | 0.19616
2017-01-22 09:00 | 297.3638 | 0.88632 |  | 312.2512 | 0.035227 | 0 | 0 | 0.070454 | 321.0258 | 0.054259 | 0 | 0 | 0.10852 | 328.205 | 0.069831 | 0 | 0 | 0.13966 | 328.4709 | 0.070408 | 0 | 0 | 0.14082 | 328.6482 | 0.070792 | 0 | 0 | 0.14158 | 328.9141 | 0.071369 | 0 | 0 | 0.14274 | 329.18 | 0.071946 | 0 | 0 | 0.14389 | 329.4459 | 0.072522 | 0 | 0 | 0.14504 | 329.8004 | 0.073291 | 0 | 0 | 0.14658 | 330.0663 | 0.073868 | 0 | 0 | 0.14774 | 330.2436 | 0.074253 | 0 | 0 | 0.14851 | 330.5095 | 0.074829 | 0 | 0 | 0.14966 | 330.6867 | 0.075214 | 0 | 0 | 0.15043 | 330.9526 | 0.075791 | 0 | 0 | 0.15158 | 331.2185 | 0.076367 | 0 | 0 | 0.15273 | 331.3958 | 0.076752 | 0 | 0 | 0.1535 | 331.6617 | 0.077328 | 0 | 0 | 0.15466 | 331.9276 | 0.077905 | 0 | 0 | 0.15581 | 332.0162 | 0.078097 | 0 | 0 | 0.15619 | 332.2821 | 0.078674 | 0 | 0 | 0.15735 | 332.548 | 0.079251 | 0 | 0 | 0.1585 | 332.7253 | 0.079635 | 0 | 0 | 0.15927 | 332.9912 | 0.080212 | 0 | 0 | 0.16042 | 333.1684 | 0.080597 | 0 | 0 | 0.16119 | 333.3457 | 0.080981 | 0 | 0 | 0.16196
2017-01-22 10:00 | 285.677 | 0.85149 |  | 299.9793 | 0.0086095 | 0 | 0 | 0.017219 | 308.4091 | 0.026894 | 0 | 0 | 0.053787 | 315.3061 | 0.041853 | 0 | 0 | 0.083707 | 315.5616 | 0.042407 | 0 | 0 | 0.084815 | 315.7319 | 0.042777 | 0 | 0 | 0.085553 | 315.9873 | 0.043331 | 0 | 0 | 0.086662 | 316.2428 | 0.043885 | 0 | 0 | 0.08777 | 316.4982 | 0.044439 | 0 | 0 | 0.088878 | 316.8388 | 0.045178 | 0 | 0 | 0.090355 | 317.0942 | 0.045732 | 0 | 0 | 0.091463 | 317.2645 | 0.046101 | 0 | 0 | 0.092202 | 317.52 | 0.046655 | 0 | 0 | 0.09331 | 317.6903 | 0.047025 | 0 | 0 | 0.094049 | 317.9457 | 0.047579 | 0 | 0 | 0.095157 | 318.2012 | 0.048133 | 0 | 0 | 0.096265 | 318.3715 | 0.048502 | 0 | 0 | 0.097004 | 318.6269 | 0.049056 | 0 | 0 | 0.098112 | 318.8824 | 0.04961 | 0 | 0 | 0.09922 | 318.9675 | 0.049795 | 0 | 0 | 0.09959 | 319.223 | 0.050349 | 0 | 0 | 0.1007 | 319.4784 | 0.050903 | 0 | 0 | 0.10181 | 319.6487 | 0.051272 | 0 | 0 | 0.10254 | 319.9042 | 0.051826 | 0 | 0 | 0.10365 | 320.0745 | 0.052196 | 0 | 0 | 0.10439 | 320.2447 | 0.052565 | 0 | 0 | 0.10513
2017-01-22 11:00 | 291.7925 | 0.86972 |  | 306.4011 | 0.022538 | 0 | 0 | 0.045076 | 315.0112 | 0.041214 | 0 | 0 | 0.082427 | 322.0559 | 0.056494 | 0 | 0 | 0.11299 | 322.3169 | 0.05706 | 0 | 0 | 0.11412 | 322.4908 | 0.057437 | 0 | 0 | 0.11487 | 322.7517 | 0.058003 | 0 | 0 | 0.11601 | 323.0126 | 0.058569 | 0 | 0 | 0.11714 | 323.2736 | 0.059135 | 0 | 0 | 0.11827 | 323.6214 | 0.059889 | 0 | 0 | 0.11978 | 323.8824 | 0.060455 | 0 | 0 | 0.12091 | 324.0563 | 0.060832 | 0 | 0 | 0.12166 | 324.3172 | 0.061398 | 0 | 0 | 0.1228 | 324.4912 | 0.061776 | 0 | 0 | 0.12355 | 324.7521 | 0.062342 | 0 | 0 | 0.12468 | 325.013 | 0.062907 | 0 | 0 | 0.12581 | 325.1869 | 0.063285 | 0 | 0 | 0.12657 | 325.4478 | 0.063851 | 0 | 0 | 0.1277 | 325.7088 | 0.064417 | 0 | 0 | 0.12883 | 325.7957 | 0.064605 | 0 | 0 | 0.12921 | 326.0566 | 0.065171 | 0 | 0 | 0.13034 | 326.3176 | 0.065737 | 0 | 0 | 0.13147 | 326.4915 | 0.066114 | 0 | 0 | 0.13223 | 326.7524 | 0.06668 | 0 | 0 | 0.13336 | 326.9264 | 0.067058 | 0 | 0 | 0.13412 | 327.1003 | 0.067435 | 0 | 0 | 0.13487
2017-01-22 12:00 | 287.5255 | 0.857 |  | 301.9203 | 0.01282 | 0 | 0 | 0.025639 | 310.4046 | 0.031222 | 0 | 0 | 0.062444 | 317.3463 | 0.046278 | 0 | 0 | 0.092557 | 317.6034 | 0.046836 | 0 | 0 | 0.093672 | 317.7748 | 0.047208 | 0 | 0 | 0.094416 | 318.0319 | 0.047766 | 0 | 0 | 0.095531 | 318.289 | 0.048323 | 0 | 0 | 0.096646 | 318.5461 | 0.048881 | 0 | 0 | 0.097762 | 318.8889 | 0.049624 | 0 | 0 | 0.099249 | 319.146 | 0.050182 | 0 | 0 | 0.10036 | 319.3174 | 0.050554 | 0 | 0 | 0.10111 | 319.5745 | 0.051111 | 0 | 0 | 0.10222 | 319.7459 | 0.051483 | 0 | 0 | 0.10297 | 320.003 | 0.052041 | 0 | 0 | 0.10408 | 320.2601 | 0.052598 | 0 | 0 | 0.1052 | 320.4315 | 0.05297 | 0 | 0 | 0.10594 | 320.6886 | 0.053528 | 0 | 0 | 0.10706 | 320.9457 | 0.054086 | 0 | 0 | 0.10817 | 321.0314 | 0.054271 | 0 | 0 | 0.10854 | 321.2885 | 0.054829 | 0 | 0 | 0.10966 | 321.5456 | 0.055387 | 0 | 0 | 0.11077 | 321.717 | 0.055758 | 0 | 0 | 0.11152 | 321.9741 | 0.056316 | 0 | 0 | 0.11263 | 322.1455 | 0.056688 | 0 | 0 | 0.11338 | 322.3169 | 0.05706 | 0 | 0 | 0.11412
2017-01-22 13:00 | 274.2064 | 0.8173 |  | 287.9345 | 0 | 0 | 0 | 0 | 296.0257 | 3.413e-05 | 0 | 0 | 6.8259e-05 | 302.6459 | 0.014393 | 0 | 0 | 0.028786 | 302.891 | 0.014925 | 0 | 0 | 0.02985 | 303.0545 | 0.01528 | 0 | 0 | 0.030559 | 303.2997 | 0.015811 | 0 | 0 | 0.031623 | 303.5449 | 0.016343 | 0 | 0 | 0.032686 | 303.7901 | 0.016875 | 0 | 0 | 0.03375 | 304.117 | 0.017584 | 0 | 0 | 0.035168 | 304.3622 | 0.018116 | 0 | 0 | 0.036232 | 304.5256 | 0.01847 | 0 | 0 | 0.036941 | 304.7708 | 0.019002 | 0 | 0 | 0.038005 | 304.9343 | 0.019357 | 0 | 0 | 0.038714 | 305.1795 | 0.019889 | 0 | 0 | 0.039777 | 305.4247 | 0.02042 | 0 | 0 | 0.040841 | 305.5881 | 0.020775 | 0 | 0 | 0.04155 | 305.8333 | 0.021307 | 0 | 0 | 0.042614 | 306.0785 | 0.021839 | 0 | 0 | 0.043677 | 306.1602 | 0.022016 | 0 | 0 | 0.044032 | 306.4054 | 0.022548 | 0 | 0 | 0.045095 | 306.6506 | 0.02308 | 0 | 0 | 0.046159 | 306.8141 | 0.023434 | 0 | 0 | 0.046868 | 307.0593 | 0.023966 | 0 | 0 | 0.047932 | 307.2227 | 0.02432 | 0 | 0 | 0.048641 | 307.3862 | 0.024675 | 0 | 0 | 0.04935
2017-01-22 14:00 | 291.5607 | 0.86903 |  | 306.1576 | 0.02201 | 0 | 0 | 0.04402 | 314.7609 | 0.040671 | 0 | 0 | 0.081342 | 321.8001 | 0.055939 | 0 | 0 | 0.11188 | 322.0608 | 0.056504 | 0 | 0 | 0.11301 | 322.2346 | 0.056881 | 0 | 0 | 0.11376 | 322.4953 | 0.057447 | 0 | 0 | 0.11489 | 322.756 | 0.058012 | 0 | 0 | 0.11602 | 323.0167 | 0.058578 | 0 | 0 | 0.11716 | 323.3643 | 0.059331 | 0 | 0 | 0.11866 | 323.625 | 0.059897 | 0 | 0 | 0.11979 | 323.7988 | 0.060274 | 0 | 0 | 0.12055 | 324.0595 | 0.060839 | 0 | 0 | 0.12168 | 324.2333 | 0.061216 | 0 | 0 | 0.12243 | 324.494 | 0.061782 | 0 | 0 | 0.12356 | 324.7547 | 0.062347 | 0 | 0 | 0.12469 | 324.9285 | 0.062724 | 0 | 0 | 0.12545 | 325.1893 | 0.06329 | 0 | 0 | 0.12658 | 325.45 | 0.063855 | 0 | 0 | 0.12771 | 325.5369 | 0.064044 | 0 | 0 | 0.12809 | 325.7976 | 0.064609 | 0 | 0 | 0.12922 | 326.0583 | 0.065175 | 0 | 0 | 0.13035 | 326.2321 | 0.065552 | 0 | 0 | 0.1311 | 326.4928 | 0.066117 | 0 | 0 | 0.13223 | 326.6666 | 0.066494 | 0 | 0 | 0.13299 | 326.8404 | 0.066871 | 0 | 0 | 0.13374
2017-01-22 15:00 | 290.5086 | 0.86589 |  | 305.0528 | 0.019614 | 0 | 0 | 0.039228 | 313.6251 | 0.038207 | 0 | 0 | 0.076414 | 320.6388 | 0.05342 | 0 | 0 | 0.10684 | 320.8986 | 0.053983 | 0 | 0 | 0.10797 | 321.0717 | 0.054359 | 0 | 0 | 0.10872 | 321.3315 | 0.054922 | 0 | 0 | 0.10984 | 321.5913 | 0.055486 | 0 | 0 | 0.11097 | 321.851 | 0.056049 | 0 | 0 | 0.1121 | 322.1974 | 0.0568 | 0 | 0 | 0.1136 | 322.4572 | 0.057364 | 0 | 0 | 0.11473 | 322.6303 | 0.05774 | 0 | 0 | 0.11548 | 322.8901 | 0.058303 | 0 | 0 | 0.11661 | 323.0633 | 0.058679 | 0 | 0 | 0.11736 | 323.3231 | 0.059242 | 0 | 0 | 0.11848 | 323.5828 | 0.059805 | 0 | 0 | 0.11961 | 323.756 | 0.060181 | 0 | 0 | 0.12036 | 324.0158 | 0.060745 | 0 | 0 | 0.12149 | 324.2755 | 0.061308 | 0 | 0 | 0.12262 | 324.3621 | 0.061496 | 0 | 0 | 0.12299 | 324.6219 | 0.062059 | 0 | 0 | 0.12412 | 324.8817 | 0.062623 | 0 | 0 | 0.12525 | 325.0548 | 0.062998 | 0 | 0 | 0.126 | 325.3146 | 0.063562 | 0 | 0 | 0.12712 | 325.4878 | 0.063937 | 0 | 0 | 0.12787 | 325.661 | 0.064313 | 0 | 0 | 0.12863
2017-01-22 16:00 | 285.4917 | 0.85094 |  | 299.7848 | 0.0081875 | 0 | 0 | 0.016375 | 308.2091 | 0.02646 | 0 | 0 | 0.05292 | 315.1016 | 0.04141 | 0 | 0 | 0.08282 | 315.3569 | 0.041963 | 0 | 0 | 0.083927 | 315.5271 | 0.042333 | 0 | 0 | 0.084665 | 315.7824 | 0.042886 | 0 | 0 | 0.085773 | 316.0377 | 0.04344 | 0 | 0 | 0.08688 | 316.293 | 0.043994 | 0 | 0 | 0.087987 | 316.6333 | 0.044732 | 0 | 0 | 0.089464 | 316.8886 | 0.045286 | 0 | 0 | 0.090571 | 317.0588 | 0.045655 | 0 | 0 | 0.09131 | 317.3141 | 0.046209 | 0 | 0 | 0.092417 | 317.4843 | 0.046578 | 0 | 0 | 0.093155 | 317.7395 | 0.047131 | 0 | 0 | 0.094263 | 317.9948 | 0.047685 | 0 | 0 | 0.09537 | 318.165 | 0.048054 | 0 | 0 | 0.096108 | 318.4203 | 0.048608 | 0 | 0 | 0.097216 | 318.6756 | 0.049162 | 0 | 0 | 0.098323 | 318.7607 | 0.049346 | 0 | 0 | 0.098692 | 319.016 | 0.0499 | 0 | 0 | 0.0998 | 319.2712 | 0.050454 | 0 | 0 | 0.10091 | 319.4414 | 0.050823 | 0 | 0 | 0.10165 | 319.6967 | 0.051376 | 0 | 0 | 0.10275 | 319.8669 | 0.051746 | 0 | 0 | 0.10349 | 320.0371 | 0.052115 | 0 | 0 | 0.10423
2017-01-22 17:00 | 300.7938 | 0.89655 |  | 315.853 | 0.043039 | 0 | 0 | 0.086079 | 324.7288 | 0.062291 | 0 | 0 | 0.12458 | 331.9908 | 0.078042 | 0 | 0 | 0.15608 | 332.2598 | 0.078626 | 0 | 0 | 0.15725 | 332.4391 | 0.079015 | 0 | 0 | 0.15803 | 332.708 | 0.079598 | 0 | 0 | 0.1592 | 332.977 | 0.080181 | 0 | 0 | 0.16036 | 333.246 | 0.080765 | 0 | 0 | 0.16153 | 333.6046 | 0.081543 | 0 | 0 | 0.16309 | 333.8735 | 0.082126 | 0 | 0 | 0.16425 | 334.0529 | 0.082515 | 0 | 0 | 0.16503 | 334.3218 | 0.083098 | 0 | 0 | 0.1662 | 334.5011 | 0.083487 | 0 | 0 | 0.16697 | 334.7701 | 0.084071 | 0 | 0 | 0.16814 | 335.0391 | 0.084654 | 0 | 0 | 0.16931 | 335.2184 | 0.085043 | 0 | 0 | 0.17009 | 335.4873 | 0.085626 | 0 | 0 | 0.17125 | 335.7563 | 0.08621 | 0 | 0 | 0.17242 | 335.8459 | 0.086404 | 0 | 0 | 0.17281 | 336.1149 | 0.086988 | 0 | 0 | 0.17398 | 336.3839 | 0.087571 | 0 | 0 | 0.17514 | 336.5632 | 0.08796 | 0 | 0 | 0.17592 | 336.8321 | 0.088543 | 0 | 0 | 0.17709 | 337.0115 | 0.088932 | 0 | 0 | 0.17786 | 337.1908 | 0.089321 | 0 | 0 | 0.17864
2017-01-22 18:00 | 310.6254 | 0.92585 |  | 326.1768 | 0.065432 | 0 | 0 | 0.13086 | 335.3427 | 0.085313 | 0 | 0 | 0.17063 | 342.8421 | 0.10158 | 0 | 0 | 0.20316 | 343.1198 | 0.10218 | 0 | 0 | 0.20436 | 343.305 | 0.10258 | 0 | 0 | 0.20517 | 343.5828 | 0.10319 | 0 | 0 | 0.20637 | 343.8605 | 0.10379 | 0 | 0 | 0.20758 | 344.1383 | 0.10439 | 0 | 0 | 0.20878 | 344.5086 | 0.10519 | 0 | 0 | 0.21039 | 344.7864 | 0.1058 | 0 | 0 | 0.21159 | 344.9715 | 0.1062 | 0 | 0 | 0.2124 | 345.2493 | 0.1068 | 0 | 0 | 0.2136 | 345.4344 | 0.1072 | 0 | 0 | 0.2144 | 345.7122 | 0.1078 | 0 | 0 | 0.21561 | 345.99 | 0.10841 | 0 | 0 | 0.21681 | 346.1751 | 0.10881 | 0 | 0 | 0.21762 | 346.4529 | 0.10941 | 0 | 0 | 0.21882 | 346.7306 | 0.11001 | 0 | 0 | 0.22003 | 346.8232 | 0.11021 | 0 | 0 | 0.22043 | 347.101 | 0.11082 | 0 | 0 | 0.22163 | 347.3787 | 0.11142 | 0 | 0 | 0.22284 | 347.5639 | 0.11182 | 0 | 0 | 0.22364 | 347.8417 | 0.11242 | 0 | 0 | 0.22485 | 348.0268 | 0.11282 | 0 | 0 | 0.22565 | 348.212 | 0.11323 | 0 | 0 | 0.22645
2017-01-22 19:00 | 304.4699 | 0.9075 |  | 319.7131 | 0.051412 | 0 | 0 | 0.10282 | 328.6974 | 0.070899 | 0 | 0 | 0.1418 | 336.0482 | 0.086843 | 0 | 0 | 0.17369 | 336.3204 | 0.087433 | 0 | 0 | 0.17487 | 336.5019 | 0.087827 | 0 | 0 | 0.17565 | 336.7742 | 0.088417 | 0 | 0 | 0.17683 | 337.0464 | 0.089008 | 0 | 0 | 0.17802 | 337.3187 | 0.089598 | 0 | 0 | 0.1792 | 337.6817 | 0.090386 | 0 | 0 | 0.18077 | 337.9539 | 0.090976 | 0 | 0 | 0.18195 | 338.1354 | 0.09137 | 0 | 0 | 0.18274 | 338.4077 | 0.091961 | 0 | 0 | 0.18392 | 338.5892 | 0.092354 | 0 | 0 | 0.18471 | 338.8614 | 0.092945 | 0 | 0 | 0.18589 | 339.1337 | 0.093535 | 0 | 0 | 0.18707 | 339.3152 | 0.093929 | 0 | 0 | 0.18786 | 339.5874 | 0.094519 | 0 | 0 | 0.18904 | 339.8597 | 0.09511 | 0 | 0 | 0.19022 | 339.9504 | 0.095307 | 0 | 0 | 0.19061 | 340.2227 | 0.095897 | 0 | 0 | 0.19179 | 340.4949 | 0.096488 | 0 | 0 | 0.19298 | 340.6764 | 0.096881 | 0 | 0 | 0.19376 | 340.9487 | 0.097472 | 0 | 0 | 0.19494 | 341.1302 | 0.097866 | 0 | 0 | 0.19573 | 341.3117 | 0.098259 | 0 | 0 | 0.19652
2017-01-22 20:00 | 296.3047 | 0.88317 |  | 311.1391 | 0.032815 | 0 | 0 | 0.06563 | 319.8824 | 0.051779 | 0 | 0 | 0.10356 | 327.0361 | 0.067296 | 0 | 0 | 0.13459 | 327.301 | 0.06787 | 0 | 0 | 0.13574 | 327.4777 | 0.068253 | 0 | 0 | 0.13651 | 327.7426 | 0.068828 | 0 | 0 | 0.13766 | 328.0076 | 0.069403 | 0 | 0 | 0.13881 | 328.2725 | 0.069977 | 0 | 0 | 0.13995 | 328.6258 | 0.070744 | 0 | 0 | 0.14149 | 328.8907 | 0.071318 | 0 | 0 | 0.14264 | 329.0674 | 0.071701 | 0 | 0 | 0.1434 | 329.3323 | 0.072276 | 0 | 0 | 0.14455 | 329.5089 | 0.072659 | 0 | 0 | 0.14532 | 329.7739 | 0.073234 | 0 | 0 | 0.14647 | 330.0388 | 0.073809 | 0 | 0 | 0.14762 | 330.2155 | 0.074192 | 0 | 0 | 0.14838 | 330.4804 | 0.074766 | 0 | 0 | 0.14953 | 330.7454 | 0.075341 | 0 | 0 | 0.15068 | 330.8337 | 0.075533 | 0 | 0 | 0.15107 | 331.0986 | 0.076107 | 0 | 0 | 0.15221 | 331.3636 | 0.076682 | 0 | 0 | 0.15336 | 331.5402 | 0.077065 | 0 | 0 | 0.15413 | 331.8052 | 0.07764 | 0 | 0 | 0.15528 | 331.9818 | 0.078023 | 0 | 0 | 0.15605 | 332.1584 | 0.078406 | 0 | 0 | 0.15681
2017-01-22 21:00 | 295.755 | 0.88153 |  | 310.5619 | 0.031563 | 0 | 0 | 0.063126 | 319.289 | 0.050492 | 0 | 0 | 0.10098 | 326.4294 | 0.06598 | 0 | 0 | 0.13196 | 326.6939 | 0.066553 | 0 | 0 | 0.13311 | 326.8702 | 0.066936 | 0 | 0 | 0.13387 | 327.1346 | 0.067509 | 0 | 0 | 0.13502 | 327.3991 | 0.068083 | 0 | 0 | 0.13617 | 327.6636 | 0.068657 | 0 | 0 | 0.13731 | 328.0162 | 0.069421 | 0 | 0 | 0.13884 | 328.2806 | 0.069995 | 0 | 0 | 0.13999 | 328.4569 | 0.070377 | 0 | 0 | 0.14075 | 328.7214 | 0.070951 | 0 | 0 | 0.1419 | 328.8977 | 0.071333 | 0 | 0 | 0.14267 | 329.1621 | 0.071907 | 0 | 0 | 0.14381 | 329.4266 | 0.072481 | 0 | 0 | 0.14496 | 329.6029 | 0.072863 | 0 | 0 | 0.14573 | 329.8674 | 0.073437 | 0 | 0 | 0.14687 | 330.1318 | 0.07401 | 0 | 0 | 0.14802 | 330.22 | 0.074201 | 0 | 0 | 0.1484 | 330.4844 | 0.074775 | 0 | 0 | 0.14955 | 330.7489 | 0.075349 | 0 | 0 | 0.1507 | 330.9252 | 0.075731 | 0 | 0 | 0.15146 | 331.1897 | 0.076305 | 0 | 0 | 0.15261 | 331.366 | 0.076687 | 0 | 0 | 0.15337 | 331.5423 | 0.077069 | 0 | 0 | 0.15414
2017-01-22 22:00 | 298.7297 | 0.89039 |  | 313.6856 | 0.038338 | 0 | 0 | 0.076677 | 322.5005 | 0.057458 | 0 | 0 | 0.11492 | 329.7126 | 0.073101 | 0 | 0 | 0.1462 | 329.9798 | 0.07368 | 0 | 0 | 0.14736 | 330.1578 | 0.074067 | 0 | 0 | 0.14813 | 330.425 | 0.074646 | 0 | 0 | 0.14929 | 330.6921 | 0.075225 | 0 | 0 | 0.15045 | 330.9592 | 0.075805 | 0 | 0 | 0.15161 | 331.3153 | 0.076577 | 0 | 0 | 0.15315 | 331.5825 | 0.077157 | 0 | 0 | 0.15431 | 331.7605 | 0.077543 | 0 | 0 | 0.15509 | 332.0277 | 0.078122 | 0 | 0 | 0.15624 | 332.2057 | 0.078509 | 0 | 0 | 0.15702 | 332.4729 | 0.079088 | 0 | 0 | 0.15818 | 332.74 | 0.079667 | 0 | 0 | 0.15933 | 332.9181 | 0.080054 | 0 | 0 | 0.16011 | 333.1852 | 0.080633 | 0 | 0 | 0.16127 | 333.4523 | 0.081212 | 0 | 0 | 0.16242 | 333.5413 | 0.081405 | 0 | 0 | 0.16281 | 333.8084 | 0.081985 | 0 | 0 | 0.16397 | 334.0756 | 0.082564 | 0 | 0 | 0.16513 | 334.2536 | 0.08295 | 0 | 0 | 0.1659 | 334.5208 | 0.08353 | 0 | 0 | 0.16706 | 334.6988 | 0.083916 | 0 | 0 | 0.16783 | 334.8769 | 0.084302 | 0 | 0 | 0.1686
2017-01-22 23:00 | 295.4577 | 0.88064 |  | 310.2498 | 0.030886 | 0 | 0 | 0.061772 | 318.9681 | 0.049796 | 0 | 0 | 0.099592 | 326.1013 | 0.065268 | 0 | 0 | 0.13054 | 326.3655 | 0.065841 | 0 | 0 | 0.13168 | 326.5416 | 0.066223 | 0 | 0 | 0.13245 | 326.8058 | 0.066796 | 0 | 0 | 0.13359 | 327.07 | 0.067369 | 0 | 0 | 0.13474 | 327.3342 | 0.067942 | 0 | 0 | 0.13588 | 327.6864 | 0.068706 | 0 | 0 | 0.13741 | 327.9506 | 0.069279 | 0 | 0 | 0.13856 | 328.1268 | 0.069661 | 0 | 0 | 0.13932 | 328.391 | 0.070234 | 0 | 0 | 0.14047 | 328.5671 | 0.070616 | 0 | 0 | 0.14123 | 328.8313 | 0.071189 | 0 | 0 | 0.14238 | 329.0955 | 0.071762 | 0 | 0 | 0.14352 | 329.2716 | 0.072144 | 0 | 0 | 0.14429 | 329.5358 | 0.072717 | 0 | 0 | 0.14543 | 329.8 | 0.07329 | 0 | 0 | 0.14658 | 329.888 | 0.073481 | 0 | 0 | 0.14696 | 330.1522 | 0.074055 | 0 | 0 | 0.14811 | 330.4164 | 0.074628 | 0 | 0 | 0.14926 | 330.5926 | 0.07501 | 0 | 0 | 0.15002 | 330.8568 | 0.075583 | 0 | 0 | 0.15117 | 331.0329 | 0.075965 | 0 | 0 | 0.15193 | 331.209 | 0.076347 | 0 | 0 | 0.15269
2017-01-23 | 309.2342 | 0.9217 |  | 324.7159 | 0.062263 | 0 | 0 | 0.12453 | 333.8407 | 0.082055 | 0 | 0 | 0.16411 | 341.3065 | 0.098248 | 0 | 0 | 0.1965 | 341.583 | 0.098848 | 0 | 0 | 0.1977 | 341.7674 | 0.099248 | 0 | 0 | 0.1985 | 342.0439 | 0.099848 | 0 | 0 | 0.1997 | 342.3204 | 0.10045 | 0 | 0 | 0.20089 | 342.5969 | 0.10105 | 0 | 0 | 0.20209 | 342.9656 | 0.10185 | 0 | 0 | 0.20369 | 343.2421 | 0.10245 | 0 | 0 | 0.20489 | 343.4265 | 0.10285 | 0 | 0 | 0.20569 | 343.703 | 0.10345 | 0 | 0 | 0.20689 | 343.8873 | 0.10385 | 0 | 0 | 0.20769 | 344.1638 | 0.10445 | 0 | 0 | 0.20889 | 344.4403 | 0.10505 | 0 | 0 | 0.21009 | 344.6247 | 0.10545 | 0 | 0 | 0.21089 | 344.9012 | 0.10604 | 0 | 0 | 0.21209 | 345.1777 | 0.10664 | 0 | 0 | 0.21329 | 345.2699 | 0.10684 | 0 | 0 | 0.21369 | 345.5464 | 0.10744 | 0 | 0 | 0.21489 | 345.8229 | 0.10804 | 0 | 0 | 0.21609 | 346.0072 | 0.10844 | 0 | 0 | 0.21689 | 346.2837 | 0.10904 | 0 | 0 | 0.21809 | 346.4681 | 0.10944 | 0 | 0 | 0.21889 | 346.6524 | 0.10984 | 0 | 0 | 0.21969
2017-01-23 01:00 | 302.1729 | 0.90066 |  | 317.3011 | 0.046181 | 0 | 0 | 0.092361 | 326.2176 | 0.06552 | 0 | 0 | 0.13104 | 333.513 | 0.081344 | 0 | 0 | 0.16269 | 333.7832 | 0.08193 | 0 | 0 | 0.16386 | 333.9633 | 0.082321 | 0 | 0 | 0.16464 | 334.2335 | 0.082907 | 0 | 0 | 0.16581 | 334.5037 | 0.083493 | 0 | 0 | 0.16699 | 334.7739 | 0.084079 | 0 | 0 | 0.16816 | 335.1341 | 0.08486 | 0 | 0 | 0.16972 | 335.4043 | 0.085446 | 0 | 0 | 0.17089 | 335.5845 | 0.085837 | 0 | 0 | 0.17167 | 335.8547 | 0.086423 | 0 | 0 | 0.17285 | 336.0348 | 0.086814 | 0 | 0 | 0.17363 | 336.305 | 0.0874 | 0 | 0 | 0.1748 | 336.5752 | 0.087986 | 0 | 0 | 0.17597 | 336.7553 | 0.088377 | 0 | 0 | 0.17675 | 337.0255 | 0.088963 | 0 | 0 | 0.17793 | 337.2957 | 0.089549 | 0 | 0 | 0.1791 | 337.3858 | 0.089744 | 0 | 0 | 0.17949 | 337.656 | 0.09033 | 0 | 0 | 0.18066 | 337.9262 | 0.090916 | 0 | 0 | 0.18183 | 338.1063 | 0.091307 | 0 | 0 | 0.18261 | 338.3765 | 0.091893 | 0 | 0 | 0.18379 | 338.5566 | 0.092284 | 0 | 0 | 0.18457 | 338.7368 | 0.092674 | 0 | 0 | 0.18535
2017-01-23 02:00 | 296.5805 | 0.88399 |  | 311.4287 | 0.033443 | 0 | 0 | 0.066886 | 320.1802 | 0.052425 | 0 | 0 | 0.10485 | 327.3405 | 0.067956 | 0 | 0 | 0.13591 | 327.6057 | 0.068531 | 0 | 0 | 0.13706 | 327.7825 | 0.068914 | 0 | 0 | 0.13783 | 328.0477 | 0.06949 | 0 | 0 | 0.13898 | 328.3129 | 0.070065 | 0 | 0 | 0.14013 | 328.578 | 0.07064 | 0 | 0 | 0.14128 | 328.9316 | 0.071407 | 0 | 0 | 0.14281 | 329.1968 | 0.071982 | 0 | 0 | 0.14396 | 329.3736 | 0.072366 | 0 | 0 | 0.14473 | 329.6388 | 0.072941 | 0 | 0 | 0.14588 | 329.8156 | 0.073324 | 0 | 0 | 0.14665 | 330.0808 | 0.0739 | 0 | 0 | 0.1478 | 330.346 | 0.074475 | 0 | 0 | 0.14895 | 330.5228 | 0.074858 | 0 | 0 | 0.14972 | 330.788 | 0.075434 | 0 | 0 | 0.15087 | 331.0532 | 0.076009 | 0 | 0 | 0.15202 | 331.1416 | 0.0762 | 0 | 0 | 0.1524 | 331.4068 | 0.076776 | 0 | 0 | 0.15355 | 331.672 | 0.077351 | 0 | 0 | 0.1547 | 331.8488 | 0.077734 | 0 | 0 | 0.15547 | 332.114 | 0.07831 | 0 | 0 | 0.15662 | 332.2908 | 0.078693 | 0 | 0 | 0.15739 | 332.4676 | 0.079077 | 0 | 0 | 0.15815
2017-01-23 03:00 | 303.2363 | 0.90383 |  | 318.4177 | 0.048602 | 0 | 0 | 0.097205 | 327.3656 | 0.06801 | 0 | 0 | 0.13602 | 334.6865 | 0.083889 | 0 | 0 | 0.16778 | 334.9577 | 0.084478 | 0 | 0 | 0.16896 | 335.1385 | 0.08487 | 0 | 0 | 0.16974 | 335.4096 | 0.085458 | 0 | 0 | 0.17092 | 335.6808 | 0.086046 | 0 | 0 | 0.17209 | 335.9519 | 0.086634 | 0 | 0 | 0.17327 | 336.3134 | 0.087418 | 0 | 0 | 0.17484 | 336.5846 | 0.088006 | 0 | 0 | 0.17601 | 336.7653 | 0.088398 | 0 | 0 | 0.1768 | 337.0365 | 0.088986 | 0 | 0 | 0.17797 | 337.2173 | 0.089379 | 0 | 0 | 0.17876 | 337.4884 | 0.089967 | 0 | 0 | 0.17993 | 337.7596 | 0.090555 | 0 | 0 | 0.18111 | 337.9403 | 0.090947 | 0 | 0 | 0.18189 | 338.2115 | 0.091535 | 0 | 0 | 0.18307 | 338.4826 | 0.092123 | 0 | 0 | 0.18425 | 338.573 | 0.092319 | 0 | 0 | 0.18464 | 338.8441 | 0.092907 | 0 | 0 | 0.18581 | 339.1153 | 0.093495 | 0 | 0 | 0.18699 | 339.2961 | 0.093887 | 0 | 0 | 0.18777 | 339.5672 | 0.094476 | 0 | 0 | 0.18895 | 339.748 | 0.094868 | 0 | 0 | 0.18974 | 339.9287 | 0.09526 | 0 | 0 | 0.19052
2017-01-23 04:00 | 303.0044 | 0.90313 |  | 318.1743 | 0.048074 | 0 | 0 | 0.096149 | 327.1153 | 0.067467 | 0 | 0 | 0.13493 | 334.4307 | 0.083334 | 0 | 0 | 0.16667 | 334.7016 | 0.083922 | 0 | 0 | 0.16784 | 334.8822 | 0.084314 | 0 | 0 | 0.16863 | 335.1532 | 0.084902 | 0 | 0 | 0.1698 | 335.4241 | 0.085489 | 0 | 0 | 0.17098 | 335.6951 | 0.086077 | 0 | 0 | 0.17215 | 336.0563 | 0.08686 | 0 | 0 | 0.17372 | 336.3273 | 0.087448 | 0 | 0 | 0.1749 | 336.5079 | 0.08784 | 0 | 0 | 0.17568 | 336.7788 | 0.088428 | 0 | 0 | 0.17686 | 336.9595 | 0.088819 | 0 | 0 | 0.17764 | 337.2304 | 0.089407 | 0 | 0 | 0.17881 | 337.5013 | 0.089995 | 0 | 0 | 0.17999 | 337.682 | 0.090386 | 0 | 0 | 0.18077 | 337.9529 | 0.090974 | 0 | 0 | 0.18195 | 338.2238 | 0.091562 | 0 | 0 | 0.18312 | 338.3142 | 0.091758 | 0 | 0 | 0.18352 | 338.5851 | 0.092345 | 0 | 0 | 0.18469 | 338.856 | 0.092933 | 0 | 0 | 0.18587 | 339.0367 | 0.093325 | 0 | 0 | 0.18665 | 339.3076 | 0.093913 | 0 | 0 | 0.18783 | 339.4882 | 0.094304 | 0 | 0 | 0.18861 | 339.6689 | 0.094696 | 0 | 0 | 0.18939
2017-01-23 05:00 | 304.6908 | 0.90816 |  | 319.945 | 0.051915 | 0 | 0 | 0.10383 | 328.9358 | 0.071416 | 0 | 0 | 0.14283 | 336.2919 | 0.087371 | 0 | 0 | 0.17474 | 336.5644 | 0.087962 | 0 | 0 | 0.17592 | 336.746 | 0.088356 | 0 | 0 | 0.17671 | 337.0184 | 0.088947 | 0 | 0 | 0.17789 | 337.2909 | 0.089538 | 0 | 0 | 0.17908 | 337.5633 | 0.090129 | 0 | 0 | 0.18026 | 337.9266 | 0.090917 | 0 | 0 | 0.18183 | 338.1991 | 0.091508 | 0 | 0 | 0.18302 | 338.3807 | 0.091902 | 0 | 0 | 0.1838 | 338.6531 | 0.092493 | 0 | 0 | 0.18499 | 338.8348 | 0.092887 | 0 | 0 | 0.18577 | 339.1072 | 0.093478 | 0 | 0 | 0.18696 | 339.3797 | 0.094069 | 0 | 0 | 0.18814 | 339.5613 | 0.094463 | 0 | 0 | 0.18893 | 339.8337 | 0.095054 | 0 | 0 | 0.19011 | 340.1062 | 0.095645 | 0 | 0 | 0.19129 | 340.197 | 0.095842 | 0 | 0 | 0.19168 | 340.4695 | 0.096433 | 0 | 0 | 0.19287 | 340.7419 | 0.097024 | 0 | 0 | 0.19405 | 340.9235 | 0.097417 | 0 | 0 | 0.19483 | 341.196 | 0.098008 | 0 | 0 | 0.19602 | 341.3776 | 0.098402 | 0 | 0 | 0.1968 | 341.5593 | 0.098796 | 0 | 0 | 0.19759
2017-01-23 06:00 | 307.7008 | 0.91713 |  | 323.1057 | 0.058771 | 0 | 0 | 0.11754 | 332.1853 | 0.078464 | 0 | 0 | 0.15693 | 339.6141 | 0.094577 | 0 | 0 | 0.18915 | 339.8892 | 0.095174 | 0 | 0 | 0.19035 | 340.0727 | 0.095572 | 0 | 0 | 0.19114 | 340.3478 | 0.096169 | 0 | 0 | 0.19234 | 340.6229 | 0.096765 | 0 | 0 | 0.19353 | 340.8981 | 0.097362 | 0 | 0 | 0.19472 | 341.2649 | 0.098158 | 0 | 0 | 0.19632 | 341.5401 | 0.098755 | 0 | 0 | 0.19751 | 341.7235 | 0.099153 | 0 | 0 | 0.19831 | 341.9986 | 0.099749 | 0 | 0 | 0.1995 | 342.1821 | 0.10015 | 0 | 0 | 0.20029 | 342.4572 | 0.10074 | 0 | 0 | 0.20149 | 342.7324 | 0.10134 | 0 | 0 | 0.20268 | 342.9158 | 0.10174 | 0 | 0 | 0.20348 | 343.1909 | 0.10234 | 0 | 0 | 0.20467 | 343.4661 | 0.10293 | 0 | 0 | 0.20586 | 343.5578 | 0.10313 | 0 | 0 | 0.20626 | 343.8329 | 0.10373 | 0 | 0 | 0.20746 | 344.1081 | 0.10432 | 0 | 0 | 0.20865 | 344.2915 | 0.10472 | 0 | 0 | 0.20945 | 344.5666 | 0.10532 | 0 | 0 | 0.21064 | 344.75 | 0.10572 | 0 | 0 | 0.21143 | 344.9335 | 0.10612 | 0 | 0 | 0.21223
2017-01-23 07:00 | 303.4439 | 0.90444 |  | 318.6357 | 0.049075 | 0 | 0 | 0.09815 | 327.5897 | 0.068496 | 0 | 0 | 0.13699 | 334.9157 | 0.084387 | 0 | 0 | 0.16877 | 335.1871 | 0.084975 | 0 | 0 | 0.16995 | 335.368 | 0.085367 | 0 | 0 | 0.17073 | 335.6393 | 0.085956 | 0 | 0 | 0.17191 | 335.9106 | 0.086544 | 0 | 0 | 0.17309 | 336.182 | 0.087133 | 0 | 0 | 0.17427 | 336.5437 | 0.087918 | 0 | 0 | 0.17584 | 336.8151 | 0.088506 | 0 | 0 | 0.17701 | 336.996 | 0.088899 | 0 | 0 | 0.1778 | 337.2673 | 0.089487 | 0 | 0 | 0.17897 | 337.4482 | 0.089879 | 0 | 0 | 0.17976 | 337.7195 | 0.090468 | 0 | 0 | 0.18094 | 337.9909 | 0.091056 | 0 | 0 | 0.18211 | 338.1717 | 0.091449 | 0 | 0 | 0.1829 | 338.4431 | 0.092037 | 0 | 0 | 0.18407 | 338.7144 | 0.092626 | 0 | 0 | 0.18525 | 338.8049 | 0.092822 | 0 | 0 | 0.18564 | 339.0762 | 0.093411 | 0 | 0 | 0.18682 | 339.3475 | 0.093999 | 0 | 0 | 0.188 | 339.5284 | 0.094391 | 0 | 0 | 0.18878 | 339.7997 | 0.09498 | 0 | 0 | 0.18996 | 339.9806 | 0.095372 | 0 | 0 | 0.19074 | 340.1615 | 0.095765 | 0 | 0 | 0.19153
2017-01-23 08:00 | 308.4269 | 0.9193 |  | 323.8682 | 0.060424 | 0 | 0 | 0.12085 | 332.9692 | 0.080165 | 0 | 0 | 0.16033 | 340.4155 | 0.096316 | 0 | 0 | 0.19263 | 340.6913 | 0.096914 | 0 | 0 | 0.19383 | 340.8752 | 0.097313 | 0 | 0 | 0.19463 | 341.1509 | 0.097911 | 0 | 0 | 0.19582 | 341.4267 | 0.098509 | 0 | 0 | 0.19702 | 341.7025 | 0.099107 | 0 | 0 | 0.19821 | 342.0702 | 0.099905 | 0 | 0 | 0.19981 | 342.346 | 0.1005 | 0 | 0 | 0.20101 | 342.5299 | 0.1009 | 0 | 0 | 0.2018 | 342.8057 | 0.1015 | 0 | 0 | 0.203 | 342.9895 | 0.1019 | 0 | 0 | 0.2038 | 343.2653 | 0.1025 | 0 | 0 | 0.20499 | 343.5411 | 0.10309 | 0 | 0 | 0.20619 | 343.725 | 0.10349 | 0 | 0 | 0.20699 | 344.0008 | 0.10409 | 0 | 0 | 0.20818 | 344.2766 | 0.10469 | 0 | 0 | 0.20938 | 344.3685 | 0.10489 | 0 | 0 | 0.20978 | 344.6443 | 0.10549 | 0 | 0 | 0.21098 | 344.9201 | 0.10609 | 0 | 0 | 0.21217 | 345.1039 | 0.10648 | 0 | 0 | 0.21297 | 345.3797 | 0.10708 | 0 | 0 | 0.21417 | 345.5636 | 0.10748 | 0 | 0 | 0.21496 | 345.7474 | 0.10788 | 0 | 0 | 0.21576
2017-01-23 09:00 | 310.2003 | 0.92458 |  | 325.7304 | 0.064464 | 0 | 0 | 0.12893 | 334.8837 | 0.084317 | 0 | 0 | 0.16863 | 342.3729 | 0.10056 | 0 | 0 | 0.20112 | 342.6502 | 0.10116 | 0 | 0 | 0.20233 | 342.8352 | 0.10156 | 0 | 0 | 0.20313 | 343.1125 | 0.10217 | 0 | 0 | 0.20433 | 343.3899 | 0.10277 | 0 | 0 | 0.20553 | 343.6673 | 0.10337 | 0 | 0 | 0.20674 | 344.0371 | 0.10417 | 0 | 0 | 0.20834 | 344.3145 | 0.10477 | 0 | 0 | 0.20954 | 344.4994 | 0.10517 | 0 | 0 | 0.21035 | 344.7768 | 0.10578 | 0 | 0 | 0.21155 | 344.9617 | 0.10618 | 0 | 0 | 0.21235 | 345.2391 | 0.10678 | 0 | 0 | 0.21356 | 345.5164 | 0.10738 | 0 | 0 | 0.21476 | 345.7014 | 0.10778 | 0 | 0 | 0.21556 | 345.9787 | 0.10838 | 0 | 0 | 0.21676 | 346.2561 | 0.10898 | 0 | 0 | 0.21797 | 346.3486 | 0.10918 | 0 | 0 | 0.21837 | 346.6259 | 0.10979 | 0 | 0 | 0.21957 | 346.9033 | 0.11039 | 0 | 0 | 0.22078 | 347.0882 | 0.11079 | 0 | 0 | 0.22158 | 347.3656 | 0.11139 | 0 | 0 | 0.22278 | 347.5505 | 0.11179 | 0 | 0 | 0.22358 | 347.7354 | 0.11219 | 0 | 0 | 0.22438
2017-01-23 10:00 | 311.2605 | 0.92774 |  | 326.8437 | 0.066878 | 0 | 0 | 0.13376 | 336.0284 | 0.0868 | 0 | 0 | 0.1736 | 343.5431 | 0.1031 | 0 | 0 | 0.2062 | 343.8214 | 0.1037 | 0 | 0 | 0.20741 | 344.007 | 0.10411 | 0 | 0 | 0.20821 | 344.2853 | 0.10471 | 0 | 0 | 0.20942 | 344.5636 | 0.10531 | 0 | 0 | 0.21063 | 344.8419 | 0.10592 | 0 | 0 | 0.21183 | 345.213 | 0.10672 | 0 | 0 | 0.21344 | 345.4913 | 0.10733 | 0 | 0 | 0.21465 | 345.6769 | 0.10773 | 0 | 0 | 0.21545 | 345.9552 | 0.10833 | 0 | 0 | 0.21666 | 346.1408 | 0.10873 | 0 | 0 | 0.21747 | 346.4191 | 0.10934 | 0 | 0 | 0.21867 | 346.6974 | 0.10994 | 0 | 0 | 0.21988 | 346.883 | 0.11034 | 0 | 0 | 0.22069 | 347.1613 | 0.11095 | 0 | 0 | 0.22189 | 347.4396 | 0.11155 | 0 | 0 | 0.2231 | 347.5324 | 0.11175 | 0 | 0 | 0.2235 | 347.8107 | 0.11236 | 0 | 0 | 0.22471 | 348.089 | 0.11296 | 0 | 0 | 0.22592 | 348.2746 | 0.11336 | 0 | 0 | 0.22672 | 348.5529 | 0.11397 | 0 | 0 | 0.22793 | 348.7384 | 0.11437 | 0 | 0 | 0.22874 | 348.924 | 0.11477 | 0 | 0 | 0.22954
2017-01-23 11:00 | 302.5646 | 0.90182 |  | 317.7124 | 0.047073 | 0 | 0 | 0.094145 | 326.6405 | 0.066438 | 0 | 0 | 0.13288 | 333.9453 | 0.082282 | 0 | 0 | 0.16456 | 334.2158 | 0.082868 | 0 | 0 | 0.16574 | 334.3962 | 0.08326 | 0 | 0 | 0.16652 | 334.6667 | 0.083846 | 0 | 0 | 0.16769 | 334.9373 | 0.084433 | 0 | 0 | 0.16887 | 335.2078 | 0.08502 | 0 | 0 | 0.17004 | 335.5685 | 0.085802 | 0 | 0 | 0.1716 | 335.8391 | 0.086389 | 0 | 0 | 0.17278 | 336.0194 | 0.08678 | 0 | 0 | 0.17356 | 336.29 | 0.087367 | 0 | 0 | 0.17473 | 336.4704 | 0.087759 | 0 | 0 | 0.17552 | 336.7409 | 0.088345 | 0 | 0 | 0.17669 | 337.0115 | 0.088932 | 0 | 0 | 0.17786 | 337.1918 | 0.089323 | 0 | 0 | 0.17865 | 337.4624 | 0.08991 | 0 | 0 | 0.17982 | 337.7329 | 0.090497 | 0 | 0 | 0.18099 | 337.8231 | 0.090693 | 0 | 0 | 0.18139 | 338.0936 | 0.091279 | 0 | 0 | 0.18256 | 338.3642 | 0.091866 | 0 | 0 | 0.18373 | 338.5446 | 0.092257 | 0 | 0 | 0.18451 | 338.8151 | 0.092844 | 0 | 0 | 0.18569 | 338.9955 | 0.093235 | 0 | 0 | 0.18647 | 339.1758 | 0.093627 | 0 | 0 | 0.18725
2017-01-23 12:00 | 308.7946 | 0.92039 |  | 324.2543 | 0.061262 | 0 | 0 | 0.12252 | 333.3662 | 0.081026 | 0 | 0 | 0.16205 | 340.8214 | 0.097196 | 0 | 0 | 0.19439 | 341.0975 | 0.097795 | 0 | 0 | 0.19559 | 341.2816 | 0.098194 | 0 | 0 | 0.19639 | 341.5577 | 0.098793 | 0 | 0 | 0.19759 | 341.8338 | 0.099392 | 0 | 0 | 0.19878 | 342.11 | 0.099991 | 0 | 0 | 0.19998 | 342.4781 | 0.10079 | 0 | 0 | 0.20158 | 342.7542 | 0.10139 | 0 | 0 | 0.20278 | 342.9383 | 0.10179 | 0 | 0 | 0.20358 | 343.2144 | 0.10239 | 0 | 0 | 0.20477 | 343.3985 | 0.10279 | 0 | 0 | 0.20557 | 343.6746 | 0.10338 | 0 | 0 | 0.20677 | 343.9507 | 0.10398 | 0 | 0 | 0.20797 | 344.1348 | 0.10438 | 0 | 0 | 0.20877 | 344.4109 | 0.10498 | 0 | 0 | 0.20996 | 344.6871 | 0.10558 | 0 | 0 | 0.21116 | 344.7791 | 0.10578 | 0 | 0 | 0.21156 | 345.0552 | 0.10638 | 0 | 0 | 0.21276 | 345.3313 | 0.10698 | 0 | 0 | 0.21396 | 345.5154 | 0.10738 | 0 | 0 | 0.21475 | 345.7915 | 0.10798 | 0 | 0 | 0.21595 | 345.9756 | 0.10838 | 0 | 0 | 0.21675 | 346.1597 | 0.10877 | 0 | 0 | 0.21755
2017-01-23 13:00 | 298.8763 | 0.89083 |  | 313.8395 | 0.038672 | 0 | 0 | 0.077344 | 322.6587 | 0.057801 | 0 | 0 | 0.1156 | 329.8744 | 0.073452 | 0 | 0 | 0.1469 | 330.1417 | 0.074032 | 0 | 0 | 0.14806 | 330.3199 | 0.074418 | 0 | 0 | 0.14884 | 330.5871 | 0.074998 | 0 | 0 | 0.15 | 330.8544 | 0.075577 | 0 | 0 | 0.15115 | 331.1216 | 0.076157 | 0 | 0 | 0.15231 | 331.4779 | 0.07693 | 0 | 0 | 0.15386 | 331.7452 | 0.07751 | 0 | 0 | 0.15502 | 331.9234 | 0.077896 | 0 | 0 | 0.15579 | 332.1906 | 0.078476 | 0 | 0 | 0.15695 | 332.3688 | 0.078862 | 0 | 0 | 0.15772 | 332.636 | 0.079442 | 0 | 0 | 0.15888 | 332.9033 | 0.080022 | 0 | 0 | 0.16004 | 333.0814 | 0.080408 | 0 | 0 | 0.16082 | 333.3487 | 0.080988 | 0 | 0 | 0.16198 | 333.6159 | 0.081567 | 0 | 0 | 0.16313 | 333.705 | 0.08176 | 0 | 0 | 0.16352 | 333.9723 | 0.08234 | 0 | 0 | 0.16468 | 334.2395 | 0.08292 | 0 | 0 | 0.16584 | 334.4177 | 0.083306 | 0 | 0 | 0.16661 | 334.6849 | 0.083886 | 0 | 0 | 0.16777 | 334.8631 | 0.084272 | 0 | 0 | 0.16854 | 335.0413 | 0.084659 | 0 | 0 | 0.16932
2017-01-23 14:00 | 296.4435 | 0.88358 |  | 311.2848 | 0.033131 | 0 | 0 | 0.066262 | 320.0323 | 0.052104 | 0 | 0 | 0.10421 | 327.1893 | 0.067628 | 0 | 0 | 0.13526 | 327.4543 | 0.068203 | 0 | 0 | 0.13641 | 327.6311 | 0.068586 | 0 | 0 | 0.13717 | 327.8961 | 0.069161 | 0 | 0 | 0.13832 | 328.1612 | 0.069736 | 0 | 0 | 0.13947 | 328.4263 | 0.070311 | 0 | 0 | 0.14062 | 328.7797 | 0.071077 | 0 | 0 | 0.14215 | 329.0448 | 0.071652 | 0 | 0 | 0.1433 | 329.2215 | 0.072036 | 0 | 0 | 0.14407 | 329.4866 | 0.072611 | 0 | 0 | 0.14522 | 329.6633 | 0.072994 | 0 | 0 | 0.14599 | 329.9284 | 0.073569 | 0 | 0 | 0.14714 | 330.1934 | 0.074144 | 0 | 0 | 0.14829 | 330.3701 | 0.074527 | 0 | 0 | 0.14905 | 330.6352 | 0.075102 | 0 | 0 | 0.1502 | 330.9003 | 0.075677 | 0 | 0 | 0.15135 | 330.9887 | 0.075869 | 0 | 0 | 0.15174 | 331.2537 | 0.076444 | 0 | 0 | 0.15289 | 331.5188 | 0.077019 | 0 | 0 | 0.15404 | 331.6955 | 0.077402 | 0 | 0 | 0.1548 | 331.9606 | 0.077977 | 0 | 0 | 0.15595 | 332.1373 | 0.07836 | 0 | 0 | 0.15672 | 332.314 | 0.078743 | 0 | 0 | 0.15749
2017-01-23 15:00 | 298.0218 | 0.88828 |  | 312.9421 | 0.036726 | 0 | 0 | 0.073452 | 321.7361 | 0.0558 | 0 | 0 | 0.1116 | 328.9312 | 0.071406 | 0 | 0 | 0.14281 | 329.1977 | 0.071984 | 0 | 0 | 0.14397 | 329.3754 | 0.072369 | 0 | 0 | 0.14474 | 329.6419 | 0.072947 | 0 | 0 | 0.14589 | 329.9083 | 0.073525 | 0 | 0 | 0.14705 | 330.1748 | 0.074103 | 0 | 0 | 0.14821 | 330.5301 | 0.074874 | 0 | 0 | 0.14975 | 330.7966 | 0.075452 | 0 | 0 | 0.1509 | 330.9743 | 0.075838 | 0 | 0 | 0.15168 | 331.2408 | 0.076416 | 0 | 0 | 0.15283 | 331.4184 | 0.076801 | 0 | 0 | 0.1536 | 331.6849 | 0.077379 | 0 | 0 | 0.15476 | 331.9514 | 0.077957 | 0 | 0 | 0.15591 | 332.129 | 0.078342 | 0 | 0 | 0.15668 | 332.3955 | 0.07892 | 0 | 0 | 0.15784 | 332.662 | 0.079498 | 0 | 0 | 0.159 | 332.7508 | 0.079691 | 0 | 0 | 0.15938 | 333.0173 | 0.080269 | 0 | 0 | 0.16054 | 333.2838 | 0.080847 | 0 | 0 | 0.16169 | 333.4615 | 0.081232 | 0 | 0 | 0.16246 | 333.728 | 0.08181 | 0 | 0 | 0.16362 | 333.9056 | 0.082196 | 0 | 0 | 0.16439 | 334.0833 | 0.082581 | 0 | 0 | 0.16516
2017-01-23 16:00 | 288.9356 | 0.8612 |  | 303.4011 | 0.016031 | 0 | 0 | 0.032062 | 311.9269 | 0.034524 | 0 | 0 | 0.069048 | 318.9027 | 0.049654 | 0 | 0 | 0.099308 | 319.161 | 0.050215 | 0 | 0 | 0.10043 | 319.3333 | 0.050588 | 0 | 0 | 0.10118 | 319.5916 | 0.051149 | 0 | 0 | 0.1023 | 319.85 | 0.051709 | 0 | 0 | 0.10342 | 320.1084 | 0.052269 | 0 | 0 | 0.10454 | 320.4528 | 0.053017 | 0 | 0 | 0.10603 | 320.7112 | 0.053577 | 0 | 0 | 0.10715 | 320.8834 | 0.05395 | 0 | 0 | 0.1079 | 321.1418 | 0.054511 | 0 | 0 | 0.10902 | 321.314 | 0.054884 | 0 | 0 | 0.10977 | 321.5724 | 0.055445 | 0 | 0 | 0.11089 | 321.8308 | 0.056005 | 0 | 0 | 0.11201 | 322.003 | 0.056379 | 0 | 0 | 0.11276 | 322.2614 | 0.056939 | 0 | 0 | 0.11388 | 322.5197 | 0.0575 | 0 | 0 | 0.115 | 322.6058 | 0.057686 | 0 | 0 | 0.11537 | 322.8642 | 0.058247 | 0 | 0 | 0.11649 | 323.1226 | 0.058807 | 0 | 0 | 0.11761 | 323.2948 | 0.059181 | 0 | 0 | 0.11836 | 323.5532 | 0.059741 | 0 | 0 | 0.11948 | 323.7254 | 0.060115 | 0 | 0 | 0.12023 | 323.8976 | 0.060488 | 0 | 0 | 0.12098
2017-01-23 17:00 | 298.6077 | 0.89003 |  | 313.5574 | 0.03806 | 0 | 0 | 0.076121 | 322.3687 | 0.057172 | 0 | 0 | 0.11434 | 329.5779 | 0.072809 | 0 | 0 | 0.14562 | 329.8449 | 0.073388 | 0 | 0 | 0.14678 | 330.0229 | 0.073774 | 0 | 0 | 0.14755 | 330.2899 | 0.074353 | 0 | 0 | 0.14871 | 330.557 | 0.074932 | 0 | 0 | 0.14986 | 330.824 | 0.075511 | 0 | 0 | 0.15102 | 331.18 | 0.076284 | 0 | 0 | 0.15257 | 331.447 | 0.076863 | 0 | 0 | 0.15373 | 331.625 | 0.077249 | 0 | 0 | 0.1545 | 331.892 | 0.077828 | 0 | 0 | 0.15566 | 332.07 | 0.078214 | 0 | 0 | 0.15643 | 332.337 | 0.078793 | 0 | 0 | 0.15759 | 332.604 | 0.079372 | 0 | 0 | 0.15874 | 332.782 | 0.079759 | 0 | 0 | 0.15952 | 333.049 | 0.080338 | 0 | 0 | 0.16068 | 333.316 | 0.080917 | 0 | 0 | 0.16183 | 333.4051 | 0.08111 | 0 | 0 | 0.16222 | 333.6721 | 0.081689 | 0 | 0 | 0.16338 | 333.9391 | 0.082268 | 0 | 0 | 0.16454 | 334.1171 | 0.082654 | 0 | 0 | 0.16531 | 334.3841 | 0.083233 | 0 | 0 | 0.16647 | 334.5621 | 0.083619 | 0 | 0 | 0.16724 | 334.7401 | 0.084006 | 0 | 0 | 0.16801
2017-01-23 18:00 | 293.1118 | 0.87365 |  | 307.7864 | 0.025543 | 0 | 0 | 0.051086 | 316.4355 | 0.044303 | 0 | 0 | 0.088606 | 323.512 | 0.059652 | 0 | 0 | 0.1193 | 323.7741 | 0.06022 | 0 | 0 | 0.12044 | 323.9489 | 0.060599 | 0 | 0 | 0.1212 | 324.2109 | 0.061168 | 0 | 0 | 0.12234 | 324.473 | 0.061736 | 0 | 0 | 0.12347 | 324.7351 | 0.062305 | 0 | 0 | 0.12461 | 325.0846 | 0.063063 | 0 | 0 | 0.12613 | 325.3467 | 0.063631 | 0 | 0 | 0.12726 | 325.5214 | 0.06401 | 0 | 0 | 0.12802 | 325.7835 | 0.064579 | 0 | 0 | 0.12916 | 325.9582 | 0.064958 | 0 | 0 | 0.12992 | 326.2203 | 0.065526 | 0 | 0 | 0.13105 | 326.4824 | 0.066095 | 0 | 0 | 0.13219 | 326.6572 | 0.066474 | 0 | 0 | 0.13295 | 326.9193 | 0.067042 | 0 | 0 | 0.13408 | 327.1814 | 0.067611 | 0 | 0 | 0.13522 | 327.2687 | 0.0678 | 0 | 0 | 0.1356 | 327.5308 | 0.068369 | 0 | 0 | 0.13674 | 327.7929 | 0.068937 | 0 | 0 | 0.13787 | 327.9676 | 0.069316 | 0 | 0 | 0.13863 | 328.2297 | 0.069885 | 0 | 0 | 0.13977 | 328.4045 | 0.070264 | 0 | 0 | 0.14053 | 328.5792 | 0.070643 | 0 | 0 | 0.14129
2017-01-23 19:00 | 299.5276 | 0.89277 |  | 314.5234 | 0.040156 | 0 | 0 | 0.080311 | 323.3618 | 0.059326 | 0 | 0 | 0.11865 | 330.5933 | 0.075011 | 0 | 0 | 0.15002 | 330.8611 | 0.075592 | 0 | 0 | 0.15118 | 331.0396 | 0.075979 | 0 | 0 | 0.15196 | 331.3075 | 0.07656 | 0 | 0 | 0.15312 | 331.5753 | 0.077141 | 0 | 0 | 0.15428 | 331.8431 | 0.077722 | 0 | 0 | 0.15544 | 332.2002 | 0.078497 | 0 | 0 | 0.15699 | 332.4681 | 0.079078 | 0 | 0 | 0.15816 | 332.6466 | 0.079465 | 0 | 0 | 0.15893 | 332.9145 | 0.080046 | 0 | 0 | 0.16009 | 333.093 | 0.080433 | 0 | 0 | 0.16087 | 333.3608 | 0.081014 | 0 | 0 | 0.16203 | 333.6287 | 0.081595 | 0 | 0 | 0.16319 | 333.8072 | 0.081982 | 0 | 0 | 0.16396 | 334.0751 | 0.082563 | 0 | 0 | 0.16513 | 334.3429 | 0.083144 | 0 | 0 | 0.16629 | 334.4322 | 0.083338 | 0 | 0 | 0.16668 | 334.7 | 0.083919 | 0 | 0 | 0.16784 | 334.9678 | 0.0845 | 0 | 0 | 0.169 | 335.1464 | 0.084887 | 0 | 0 | 0.16977 | 335.4142 | 0.085468 | 0 | 0 | 0.17094 | 335.5928 | 0.085855 | 0 | 0 | 0.17171 | 335.7713 | 0.086242 | 0 | 0 | 0.17248
2017-01-23 20:00 | 292.4231 | 0.8716 |  | 307.0631 | 0.023974 | 0 | 0 | 0.047949 | 315.6919 | 0.04269 | 0 | 0 | 0.08538 | 322.7519 | 0.058003 | 0 | 0 | 0.11601 | 323.0133 | 0.05857 | 0 | 0 | 0.11714 | 323.1877 | 0.058948 | 0 | 0 | 0.1179 | 323.4491 | 0.059516 | 0 | 0 | 0.11903 | 323.7106 | 0.060083 | 0 | 0 | 0.12017 | 323.9721 | 0.06065 | 0 | 0 | 0.1213 | 324.3207 | 0.061406 | 0 | 0 | 0.12281 | 324.5822 | 0.061973 | 0 | 0 | 0.12395 | 324.7565 | 0.062351 | 0 | 0 | 0.1247 | 325.018 | 0.062918 | 0 | 0 | 0.12584 | 325.1923 | 0.063296 | 0 | 0 | 0.12659 | 325.4538 | 0.063864 | 0 | 0 | 0.12773 | 325.7153 | 0.064431 | 0 | 0 | 0.12886 | 325.8896 | 0.064809 | 0 | 0 | 0.12962 | 326.1511 | 0.065376 | 0 | 0 | 0.13075 | 326.4126 | 0.065943 | 0 | 0 | 0.13189 | 326.4997 | 0.066132 | 0 | 0 | 0.13226 | 326.7612 | 0.066699 | 0 | 0 | 0.1334 | 327.0227 | 0.067267 | 0 | 0 | 0.13453 | 327.197 | 0.067645 | 0 | 0 | 0.13529 | 327.4585 | 0.068212 | 0 | 0 | 0.13642 | 327.6328 | 0.06859 | 0 | 0 | 0.13718 | 327.8071 | 0.068968 | 0 | 0 | 0.13794
2017-01-23 21:00 | 300.9607 | 0.89704 |  | 316.0282 | 0.04342 | 0 | 0 | 0.086839 | 324.9089 | 0.062682 | 0 | 0 | 0.12536 | 332.175 | 0.078442 | 0 | 0 | 0.15688 | 332.4441 | 0.079026 | 0 | 0 | 0.15805 | 332.6235 | 0.079415 | 0 | 0 | 0.15883 | 332.8926 | 0.079998 | 0 | 0 | 0.16 | 333.1617 | 0.080582 | 0 | 0 | 0.16116 | 333.4309 | 0.081166 | 0 | 0 | 0.16233 | 333.7897 | 0.081944 | 0 | 0 | 0.16389 | 334.0588 | 0.082528 | 0 | 0 | 0.16506 | 334.2382 | 0.082917 | 0 | 0 | 0.16583 | 334.5073 | 0.083501 | 0 | 0 | 0.167 | 334.6867 | 0.08389 | 0 | 0 | 0.16778 | 334.9558 | 0.084474 | 0 | 0 | 0.16895 | 335.2249 | 0.085057 | 0 | 0 | 0.17011 | 335.4044 | 0.085446 | 0 | 0 | 0.17089 | 335.6735 | 0.08603 | 0 | 0 | 0.17206 | 335.9426 | 0.086614 | 0 | 0 | 0.17323 | 336.0323 | 0.086808 | 0 | 0 | 0.17362 | 336.3014 | 0.087392 | 0 | 0 | 0.17478 | 336.5705 | 0.087976 | 0 | 0 | 0.17595 | 336.7499 | 0.088365 | 0 | 0 | 0.17673 | 337.019 | 0.088949 | 0 | 0 | 0.1779 | 337.1984 | 0.089338 | 0 | 0 | 0.17868 | 337.3778 | 0.089727 | 0 | 0 | 0.17945
2017-01-23 22:00 | 300.1452 | 0.89461 |  | 315.1719 | 0.041562 | 0 | 0 | 0.083124 | 324.0286 | 0.060772 | 0 | 0 | 0.12154 | 331.2749 | 0.07649 | 0 | 0 | 0.15298 | 331.5433 | 0.077072 | 0 | 0 | 0.15414 | 331.7222 | 0.07746 | 0 | 0 | 0.15492 | 331.9906 | 0.078042 | 0 | 0 | 0.15608 | 332.259 | 0.078624 | 0 | 0 | 0.15725 | 332.5274 | 0.079206 | 0 | 0 | 0.15841 | 332.8852 | 0.079982 | 0 | 0 | 0.15996 | 333.1536 | 0.080564 | 0 | 0 | 0.16113 | 333.3325 | 0.080953 | 0 | 0 | 0.16191 | 333.6009 | 0.081535 | 0 | 0 | 0.16307 | 333.7798 | 0.081923 | 0 | 0 | 0.16385 | 334.0482 | 0.082505 | 0 | 0 | 0.16501 | 334.3166 | 0.083087 | 0 | 0 | 0.16617 | 334.4955 | 0.083475 | 0 | 0 | 0.16695 | 334.7639 | 0.084057 | 0 | 0 | 0.16811 | 335.0323 | 0.084639 | 0 | 0 | 0.16928 | 335.1217 | 0.084833 | 0 | 0 | 0.16967 | 335.3901 | 0.085415 | 0 | 0 | 0.17083 | 335.6585 | 0.085998 | 0 | 0 | 0.172 | 335.8374 | 0.086386 | 0 | 0 | 0.17277 | 336.1058 | 0.086968 | 0 | 0 | 0.17394 | 336.2847 | 0.087356 | 0 | 0 | 0.17471 | 336.4637 | 0.087744 | 0 | 0 | 0.17549
2017-01-23 23:00 | 305.8744 | 0.91169 |  | 321.1879 | 0.054611 | 0 | 0 | 0.10922 | 330.2136 | 0.074188 | 0 | 0 | 0.14838 | 337.5983 | 0.090205 | 0 | 0 | 0.18041 | 337.8718 | 0.090798 | 0 | 0 | 0.1816 | 338.0541 | 0.091194 | 0 | 0 | 0.18239 | 338.3276 | 0.091787 | 0 | 0 | 0.18357 | 338.6011 | 0.09238 | 0 | 0 | 0.18476 | 338.8746 | 0.092973 | 0 | 0 | 0.18595 | 339.2393 | 0.093764 | 0 | 0 | 0.18753 | 339.5128 | 0.094358 | 0 | 0 | 0.18872 | 339.6951 | 0.094753 | 0 | 0 | 0.18951 | 339.9687 | 0.095346 | 0 | 0 | 0.19069 | 340.151 | 0.095742 | 0 | 0 | 0.19148 | 340.4245 | 0.096335 | 0 | 0 | 0.19267 | 340.698 | 0.096928 | 0 | 0 | 0.19386 | 340.8803 | 0.097324 | 0 | 0 | 0.19465 | 341.1538 | 0.097917 | 0 | 0 | 0.19583 | 341.4274 | 0.09851 | 0 | 0 | 0.19702 | 341.5185 | 0.098708 | 0 | 0 | 0.19742 | 341.792 | 0.099301 | 0 | 0 | 0.1986 | 342.0655 | 0.099894 | 0 | 0 | 0.19979 | 342.2479 | 0.10029 | 0 | 0 | 0.20058 | 342.5214 | 0.10088 | 0 | 0 | 0.20177 | 342.7037 | 0.10128 | 0 | 0 | 0.20256 | 342.8861 | 0.10167 | 0 | 0 | 0.20335
2017-01-24 | 305.0134 | 0.90912 |  | 320.2838 | 0.05265 | 0 | 0 | 0.1053 | 329.2841 | 0.072171 | 0 | 0 | 0.14434 | 336.648 | 0.088144 | 0 | 0 | 0.17629 | 336.9207 | 0.088735 | 0 | 0 | 0.17747 | 337.1025 | 0.08913 | 0 | 0 | 0.17826 | 337.3753 | 0.089721 | 0 | 0 | 0.17944 | 337.648 | 0.090313 | 0 | 0 | 0.18063 | 337.9207 | 0.090904 | 0 | 0 | 0.18181 | 338.2844 | 0.091693 | 0 | 0 | 0.18339 | 338.5571 | 0.092285 | 0 | 0 | 0.18457 | 338.7389 | 0.092679 | 0 | 0 | 0.18536 | 339.0117 | 0.093271 | 0 | 0 | 0.18654 | 339.1935 | 0.093665 | 0 | 0 | 0.18733 | 339.4662 | 0.094257 | 0 | 0 | 0.18851 | 339.739 | 0.094848 | 0 | 0 | 0.1897 | 339.9208 | 0.095243 | 0 | 0 | 0.19049 | 340.1935 | 0.095834 | 0 | 0 | 0.19167 | 340.4663 | 0.096426 | 0 | 0 | 0.19285 | 340.5572 | 0.096623 | 0 | 0 | 0.19325 | 340.8299 | 0.097214 | 0 | 0 | 0.19443 | 341.1027 | 0.097806 | 0 | 0 | 0.19561 | 341.2845 | 0.0982 | 0 | 0 | 0.1964 | 341.5572 | 0.098792 | 0 | 0 | 0.19758 | 341.739 | 0.099186 | 0 | 0 | 0.19837 | 341.9209 | 0.099581 | 0 | 0 | 0.19916
2017-01-24 01:00 | 313.7742 | 0.93523 |  | 329.4833 | 0.072604 | 0 | 0 | 0.14521 | 338.7421 | 0.092686 | 0 | 0 | 0.18537 | 346.3175 | 0.10912 | 0 | 0 | 0.21823 | 346.5981 | 0.10973 | 0 | 0 | 0.21945 | 346.7851 | 0.11013 | 0 | 0 | 0.22026 | 347.0657 | 0.11074 | 0 | 0 | 0.22148 | 347.3462 | 0.11135 | 0 | 0 | 0.2227 | 347.6268 | 0.11196 | 0 | 0 | 0.22391 | 348.0009 | 0.11277 | 0 | 0 | 0.22554 | 348.2815 | 0.11338 | 0 | 0 | 0.22675 | 348.4685 | 0.11378 | 0 | 0 | 0.22757 | 348.7491 | 0.11439 | 0 | 0 | 0.22878 | 348.9361 | 0.1148 | 0 | 0 | 0.22959 | 349.2167 | 0.11541 | 0 | 0 | 0.23081 | 349.4973 | 0.11601 | 0 | 0 | 0.23203 | 349.6843 | 0.11642 | 0 | 0 | 0.23284 | 349.9649 | 0.11703 | 0 | 0 | 0.23406 | 350.2455 | 0.11764 | 0 | 0 | 0.23527 | 350.339 | 0.11784 | 0 | 0 | 0.23568 | 350.6196 | 0.11845 | 0 | 0 | 0.2369 | 350.9001 | 0.11906 | 0 | 0 | 0.23811 | 351.0872 | 0.11946 | 0 | 0 | 0.23892 | 351.3678 | 0.12007 | 0 | 0 | 0.24014 | 351.5548 | 0.12048 | 0 | 0 | 0.24095 | 351.7419 | 0.12088 | 0 | 0 | 0.24176
2017-01-24 02:00 | 314.6556 | 0.93786 |  | 330.4087 | 0.074611 | 0 | 0 | 0.14922 | 339.6935 | 0.09475 | 0 | 0 | 0.1895 | 347.2902 | 0.11123 | 0 | 0 | 0.22245 | 347.5716 | 0.11184 | 0 | 0 | 0.22367 | 347.7592 | 0.11224 | 0 | 0 | 0.22449 | 348.0405 | 0.11285 | 0 | 0 | 0.22571 | 348.3219 | 0.11346 | 0 | 0 | 0.22693 | 348.6032 | 0.11407 | 0 | 0 | 0.22815 | 348.9784 | 0.11489 | 0 | 0 | 0.22978 | 349.2597 | 0.1155 | 0 | 0 | 0.231 | 349.4473 | 0.11591 | 0 | 0 | 0.23181 | 349.7287 | 0.11652 | 0 | 0 | 0.23303 | 349.9162 | 0.11692 | 0 | 0 | 0.23385 | 350.1976 | 0.11753 | 0 | 0 | 0.23507 | 350.4789 | 0.11814 | 0 | 0 | 0.23629 | 350.6665 | 0.11855 | 0 | 0 | 0.2371 | 350.9479 | 0.11916 | 0 | 0 | 0.23832 | 351.2292 | 0.11977 | 0 | 0 | 0.23954 | 351.323 | 0.11997 | 0 | 0 | 0.23995 | 351.6044 | 0.12058 | 0 | 0 | 0.24117 | 351.8857 | 0.12119 | 0 | 0 | 0.24239 | 352.0733 | 0.1216 | 0 | 0 | 0.2432 | 352.3547 | 0.12221 | 0 | 0 | 0.24442 | 352.5422 | 0.12262 | 0 | 0 | 0.24524 | 352.7298 | 0.12303 | 0 | 0 | 0.24605
2017-01-24 03:00 | 312.7511 | 0.93219 |  | 328.4088 | 0.070273 | 0 | 0 | 0.14055 | 337.6375 | 0.09029 | 0 | 0 | 0.18058 | 345.1882 | 0.10667 | 0 | 0 | 0.21333 | 345.4678 | 0.10727 | 0 | 0 | 0.21455 | 345.6543 | 0.10768 | 0 | 0 | 0.21536 | 345.9339 | 0.10829 | 0 | 0 | 0.21657 | 346.2136 | 0.10889 | 0 | 0 | 0.21778 | 346.4932 | 0.1095 | 0 | 0 | 0.219 | 346.8661 | 0.11031 | 0 | 0 | 0.22061 | 347.1458 | 0.11091 | 0 | 0 | 0.22183 | 347.3322 | 0.11132 | 0 | 0 | 0.22264 | 347.6119 | 0.11192 | 0 | 0 | 0.22385 | 347.7983 | 0.11233 | 0 | 0 | 0.22466 | 348.078 | 0.11294 | 0 | 0 | 0.22587 | 348.3576 | 0.11354 | 0 | 0 | 0.22708 | 348.544 | 0.11395 | 0 | 0 | 0.22789 | 348.8237 | 0.11455 | 0 | 0 | 0.22911 | 349.1034 | 0.11516 | 0 | 0 | 0.23032 | 349.1966 | 0.11536 | 0 | 0 | 0.23072 | 349.4762 | 0.11597 | 0 | 0 | 0.23194 | 349.7559 | 0.11657 | 0 | 0 | 0.23315 | 349.9423 | 0.11698 | 0 | 0 | 0.23396 | 350.222 | 0.11759 | 0 | 0 | 0.23517 | 350.4084 | 0.11799 | 0 | 0 | 0.23598 | 350.5949 | 0.11839 | 0 | 0 | 0.23679
2017-01-24 04:00 | 313.9226 | 0.93568 |  | 329.639 | 0.072941 | 0 | 0 | 0.14588 | 338.9022 | 0.093033 | 0 | 0 | 0.18607 | 346.4812 | 0.10947 | 0 | 0 | 0.21894 | 346.7619 | 0.11008 | 0 | 0 | 0.22016 | 346.949 | 0.11049 | 0 | 0 | 0.22097 | 347.2297 | 0.1111 | 0 | 0 | 0.22219 | 347.5104 | 0.1117 | 0 | 0 | 0.22341 | 347.7911 | 0.11231 | 0 | 0 | 0.22463 | 348.1654 | 0.11313 | 0 | 0 | 0.22625 | 348.4461 | 0.11373 | 0 | 0 | 0.22747 | 348.6332 | 0.11414 | 0 | 0 | 0.22828 | 348.9139 | 0.11475 | 0 | 0 | 0.2295 | 349.1011 | 0.11515 | 0 | 0 | 0.23031 | 349.3818 | 0.11576 | 0 | 0 | 0.23153 | 349.6625 | 0.11637 | 0 | 0 | 0.23274 | 349.8496 | 0.11678 | 0 | 0 | 0.23356 | 350.1303 | 0.11739 | 0 | 0 | 0.23477 | 350.411 | 0.118 | 0 | 0 | 0.23599 | 350.5046 | 0.1182 | 0 | 0 | 0.2364 | 350.7853 | 0.11881 | 0 | 0 | 0.23762 | 351.066 | 0.11942 | 0 | 0 | 0.23883 | 351.2531 | 0.11982 | 0 | 0 | 0.23964 | 351.5338 | 0.12043 | 0 | 0 | 0.24086 | 351.721 | 0.12084 | 0 | 0 | 0.24167 | 351.9081 | 0.12124 | 0 | 0 | 0.24249
2017-01-24 05:00 | 313.0568 | 0.9331 |  | 328.7299 | 0.070969 | 0 | 0 | 0.14194 | 337.9676 | 0.091006 | 0 | 0 | 0.18201 | 345.5256 | 0.1074 | 0 | 0 | 0.2148 | 345.8056 | 0.10801 | 0 | 0 | 0.21601 | 345.9922 | 0.10841 | 0 | 0 | 0.21682 | 346.2721 | 0.10902 | 0 | 0 | 0.21804 | 346.552 | 0.10963 | 0 | 0 | 0.21925 | 346.832 | 0.11023 | 0 | 0 | 0.22047 | 347.2052 | 0.11104 | 0 | 0 | 0.22208 | 347.4851 | 0.11165 | 0 | 0 | 0.2233 | 347.6718 | 0.11205 | 0 | 0 | 0.22411 | 347.9517 | 0.11266 | 0 | 0 | 0.22532 | 348.1383 | 0.11307 | 0 | 0 | 0.22613 | 348.4182 | 0.11367 | 0 | 0 | 0.22735 | 348.6982 | 0.11428 | 0 | 0 | 0.22856 | 348.8848 | 0.11469 | 0 | 0 | 0.22937 | 349.1647 | 0.11529 | 0 | 0 | 0.23059 | 349.4446 | 0.1159 | 0 | 0 | 0.2318 | 349.538 | 0.1161 | 0 | 0 | 0.2322 | 349.8179 | 0.11671 | 0 | 0 | 0.23342 | 350.0978 | 0.11732 | 0 | 0 | 0.23463 | 350.2844 | 0.11772 | 0 | 0 | 0.23544 | 350.5644 | 0.11833 | 0 | 0 | 0.23666 | 350.751 | 0.11873 | 0 | 0 | 0.23747 | 350.9376 | 0.11914 | 0 | 0 | 0.23828
2017-01-24 06:00 | 317.257 | 0.94562 |  | 333.1404 | 0.080536 | 0 | 0 | 0.16107 | 342.502 | 0.10084 | 0 | 0 | 0.20168 | 350.1615 | 0.11745 | 0 | 0 | 0.23491 | 350.4452 | 0.11807 | 0 | 0 | 0.23614 | 350.6343 | 0.11848 | 0 | 0 | 0.23696 | 350.918 | 0.1191 | 0 | 0 | 0.23819 | 351.2017 | 0.11971 | 0 | 0 | 0.23942 | 351.4854 | 0.12033 | 0 | 0 | 0.24065 | 351.8636 | 0.12115 | 0 | 0 | 0.24229 | 352.1473 | 0.12176 | 0 | 0 | 0.24352 | 352.3364 | 0.12217 | 0 | 0 | 0.24434 | 352.6201 | 0.12279 | 0 | 0 | 0.24557 | 352.8092 | 0.1232 | 0 | 0 | 0.2464 | 353.0929 | 0.12381 | 0 | 0 | 0.24763 | 353.3766 | 0.12443 | 0 | 0 | 0.24886 | 353.5657 | 0.12484 | 0 | 0 | 0.24968 | 353.8494 | 0.12545 | 0 | 0 | 0.25091 | 354.1331 | 0.12607 | 0 | 0 | 0.25214 | 354.2277 | 0.12627 | 0 | 0 | 0.25255 | 354.5113 | 0.12689 | 0 | 0 | 0.25378 | 354.795 | 0.1275 | 0 | 0 | 0.25501 | 354.9842 | 0.12791 | 0 | 0 | 0.25583 | 355.2678 | 0.12853 | 0 | 0 | 0.25706 | 355.457 | 0.12894 | 0 | 0 | 0.25788 | 355.6461 | 0.12935 | 0 | 0 | 0.2587
2017-01-24 07:00 | 320.1146 | 0.95413 |  | 336.1411 | 0.087044 | 0 | 0 | 0.17409 | 345.587 | 0.10753 | 0 | 0 | 0.21507 | 353.3155 | 0.1243 | 0 | 0 | 0.24859 | 353.6017 | 0.12492 | 0 | 0 | 0.24983 | 353.7925 | 0.12533 | 0 | 0 | 0.25066 | 354.0788 | 0.12595 | 0 | 0 | 0.2519 | 354.365 | 0.12657 | 0 | 0 | 0.25314 | 354.6513 | 0.12719 | 0 | 0 | 0.25439 | 355.0329 | 0.12802 | 0 | 0 | 0.25604 | 355.3192 | 0.12864 | 0 | 0 | 0.25728 | 355.51 | 0.12906 | 0 | 0 | 0.25811 | 355.7962 | 0.12968 | 0 | 0 | 0.25935 | 355.9871 | 0.13009 | 0 | 0 | 0.26018 | 356.2733 | 0.13071 | 0 | 0 | 0.26142 | 356.5595 | 0.13133 | 0 | 0 | 0.26266 | 356.7504 | 0.13175 | 0 | 0 | 0.26349 | 357.0366 | 0.13237 | 0 | 0 | 0.26473 | 357.3228 | 0.13299 | 0 | 0 | 0.26598 | 357.4183 | 0.13319 | 0 | 0 | 0.26639 | 357.7045 | 0.13382 | 0 | 0 | 0.26763 | 357.9907 | 0.13444 | 0 | 0 | 0.26887 | 358.1816 | 0.13485 | 0 | 0 | 0.2697 | 358.4678 | 0.13547 | 0 | 0 | 0.27094 | 358.6586 | 0.13588 | 0.0038193 | 0 | 0.27559 | 358.8494 | 0.1363 | 0.016252 | 0 | 0.28885
2017-01-24 08:00 | 310.6138 | 0.92581 |  | 326.1646 | 0.065405 | 0 | 0 | 0.13081 | 335.3302 | 0.085285 | 0 | 0 | 0.17057 | 342.8293 | 0.10155 | 0 | 0 | 0.2031 | 343.107 | 0.10215 | 0 | 0 | 0.20431 | 343.2922 | 0.10256 | 0 | 0 | 0.20511 | 343.5699 | 0.10316 | 0 | 0 | 0.20632 | 343.8477 | 0.10376 | 0 | 0 | 0.20752 | 344.1254 | 0.10436 | 0 | 0 | 0.20872 | 344.4958 | 0.10517 | 0 | 0 | 0.21033 | 344.7735 | 0.10577 | 0 | 0 | 0.21154 | 344.9587 | 0.10617 | 0 | 0 | 0.21234 | 345.2364 | 0.10677 | 0 | 0 | 0.21354 | 345.4216 | 0.10717 | 0 | 0 | 0.21435 | 345.6993 | 0.10778 | 0 | 0 | 0.21555 | 345.9771 | 0.10838 | 0 | 0 | 0.21676 | 346.1622 | 0.10878 | 0 | 0 | 0.21756 | 346.44 | 0.10938 | 0 | 0 | 0.21877 | 346.7177 | 0.10999 | 0 | 0 | 0.21997 | 346.8103 | 0.11019 | 0 | 0 | 0.22037 | 347.088 | 0.11079 | 0 | 0 | 0.22158 | 347.3658 | 0.11139 | 0 | 0 | 0.22278 | 347.5509 | 0.11179 | 0 | 0 | 0.22358 | 347.8287 | 0.11239 | 0 | 0 | 0.22479 | 348.0139 | 0.1128 | 0 | 0 | 0.22559 | 348.199 | 0.1132 | 0 | 0 | 0.2264
2017-01-24 09:00 | 299.8582 | 0.89376 |  | 314.8706 | 0.040909 | 0 | 0 | 0.081817 | 323.7187 | 0.0601 | 0 | 0 | 0.1202 | 330.9582 | 0.075803 | 0 | 0 | 0.15161 | 331.2263 | 0.076384 | 0 | 0 | 0.15277 | 331.4051 | 0.076772 | 0 | 0 | 0.15354 | 331.6732 | 0.077353 | 0 | 0 | 0.15471 | 331.9413 | 0.077935 | 0 | 0 | 0.15587 | 332.2094 | 0.078517 | 0 | 0 | 0.15703 | 332.5669 | 0.079292 | 0 | 0 | 0.15858 | 332.8351 | 0.079874 | 0 | 0 | 0.15975 | 333.0138 | 0.080261 | 0 | 0 | 0.16052 | 333.2819 | 0.080843 | 0 | 0 | 0.16169 | 333.4607 | 0.081231 | 0 | 0 | 0.16246 | 333.7288 | 0.081812 | 0 | 0 | 0.16362 | 333.9969 | 0.082394 | 0 | 0 | 0.16479 | 334.1757 | 0.082781 | 0 | 0 | 0.16556 | 334.4438 | 0.083363 | 0 | 0 | 0.16673 | 334.712 | 0.083945 | 0 | 0 | 0.16789 | 334.8013 | 0.084138 | 0 | 0 | 0.16828 | 335.0695 | 0.08472 | 0 | 0 | 0.16944 | 335.3376 | 0.085302 | 0 | 0 | 0.1706 | 335.5163 | 0.085689 | 0 | 0 | 0.17138 | 335.7845 | 0.086271 | 0 | 0 | 0.17254 | 335.9632 | 0.086659 | 0 | 0 | 0.17332 | 336.142 | 0.087046 | 0 | 0 | 0.17409
2017-01-24 10:00 | 273.7769 | 0.81602 |  | 287.4835 | 0 | 0 | 0 | 0 | 295.5621 | 0 | 0 | 0 | 0 | 302.1718 | 0.013365 | 0 | 0 | 0.02673 | 302.4166 | 0.013896 | 0 | 0 | 0.027792 | 302.5798 | 0.01425 | 0 | 0 | 0.0285 | 302.8246 | 0.014781 | 0 | 0 | 0.029562 | 303.0694 | 0.015312 | 0 | 0 | 0.030624 | 303.3143 | 0.015843 | 0 | 0 | 0.031686 | 303.6407 | 0.016551 | 0 | 0 | 0.033102 | 303.8855 | 0.017082 | 0 | 0 | 0.034164 | 304.0487 | 0.017436 | 0 | 0 | 0.034872 | 304.2935 | 0.017967 | 0 | 0 | 0.035934 | 304.4567 | 0.018321 | 0 | 0 | 0.036642 | 304.7015 | 0.018852 | 0 | 0 | 0.037704 | 304.9463 | 0.019383 | 0 | 0 | 0.038766 | 305.1095 | 0.019737 | 0 | 0 | 0.039474 | 305.3543 | 0.020268 | 0 | 0 | 0.040536 | 305.5991 | 0.020799 | 0 | 0 | 0.041598 | 305.6807 | 0.020976 | 0 | 0 | 0.041952 | 305.9255 | 0.021507 | 0 | 0 | 0.043013 | 306.1703 | 0.022038 | 0 | 0 | 0.044075 | 306.3335 | 0.022392 | 0 | 0 | 0.044783 | 306.5783 | 0.022923 | 0 | 0 | 0.045845 | 306.7415 | 0.023277 | 0 | 0 | 0.046553 | 306.9047 | 0.023631 | 0 | 0 | 0.047261
2017-01-24 11:00 | 272.5939 | 0.81249 |  | 286.2412 | 0 | 0 | 0 | 0 | 294.2849 | 0 | 0 | 0 | 0 | 300.8661 | 0.010533 | 0 | 0 | 0.021066 | 301.1099 | 0.011062 | 0 | 0 | 0.022123 | 301.2724 | 0.011414 | 0 | 0 | 0.022828 | 301.5161 | 0.011943 | 0 | 0 | 0.023886 | 301.7599 | 0.012471 | 0 | 0 | 0.024943 | 302.0036 | 0.013 | 0 | 0 | 0.026 | 302.3286 | 0.013705 | 0 | 0 | 0.02741 | 302.5724 | 0.014234 | 0 | 0 | 0.028468 | 302.7349 | 0.014586 | 0 | 0 | 0.029172 | 302.9786 | 0.015115 | 0 | 0 | 0.03023 | 303.1411 | 0.015467 | 0 | 0 | 0.030935 | 303.3848 | 0.015996 | 0 | 0 | 0.031992 | 303.6286 | 0.016525 | 0 | 0 | 0.033049 | 303.7911 | 0.016877 | 0 | 0 | 0.033754 | 304.0348 | 0.017406 | 0 | 0 | 0.034812 | 304.2786 | 0.017935 | 0 | 0 | 0.035869 | 304.3598 | 0.018111 | 0 | 0 | 0.036222 | 304.6036 | 0.018639 | 0 | 0 | 0.037279 | 304.8473 | 0.019168 | 0 | 0 | 0.038336 | 305.0098 | 0.019521 | 0 | 0 | 0.039041 | 305.2536 | 0.020049 | 0 | 0 | 0.040099 | 305.4161 | 0.020402 | 0 | 0 | 0.040804 | 305.5786 | 0.020754 | 0 | 0 | 0.041509
2017-01-24 12:00 | 277.5034 | 0.82713 |  | 291.3965 | 0 | 0 | 0 | 0 | 299.5851 | 0.0077544 | 0 | 0 | 0.015509 | 306.2848 | 0.022286 | 0 | 0 | 0.044572 | 306.533 | 0.022824 | 0 | 0 | 0.045649 | 306.6984 | 0.023183 | 0 | 0 | 0.046366 | 306.9465 | 0.023721 | 0 | 0 | 0.047443 | 307.1947 | 0.02426 | 0 | 0 | 0.048519 | 307.4428 | 0.024798 | 0 | 0 | 0.049595 | 307.7736 | 0.025515 | 0 | 0 | 0.051031 | 308.0218 | 0.026054 | 0 | 0 | 0.052107 | 308.1872 | 0.026412 | 0 | 0 | 0.052825 | 308.4353 | 0.026951 | 0 | 0 | 0.053901 | 308.6008 | 0.027309 | 0 | 0 | 0.054619 | 308.8489 | 0.027848 | 0 | 0 | 0.055695 | 309.097 | 0.028386 | 0 | 0 | 0.056772 | 309.2625 | 0.028745 | 0 | 0 | 0.057489 | 309.5106 | 0.029283 | 0 | 0 | 0.058566 | 309.7587 | 0.029821 | 0 | 0 | 0.059642 | 309.8415 | 0.03 | 0 | 0 | 0.060001 | 310.0896 | 0.030539 | 0 | 0 | 0.061077 | 310.3377 | 0.031077 | 0 | 0 | 0.062154 | 310.5032 | 0.031436 | 0 | 0 | 0.062871 | 310.7513 | 0.031974 | 0 | 0 | 0.063948 | 310.9167 | 0.032333 | 0 | 0 | 0.064665 | 311.0821 | 0.032691 | 0 | 0 | 0.065383
2017-01-24 13:00 | 275.0969 | 0.81995 |  | 288.8696 | 0 | 0 | 0 | 0 | 296.9871 | 0.0021194 | 0 | 0 | 0.0042387 | 303.6287 | 0.016525 | 0 | 0 | 0.03305 | 303.8747 | 0.017059 | 0 | 0 | 0.034117 | 304.0387 | 0.017414 | 0 | 0 | 0.034829 | 304.2847 | 0.017948 | 0 | 0 | 0.035896 | 304.5307 | 0.018481 | 0 | 0 | 0.036963 | 304.7767 | 0.019015 | 0 | 0 | 0.03803 | 305.1047 | 0.019726 | 0 | 0 | 0.039453 | 305.3506 | 0.02026 | 0 | 0 | 0.04052 | 305.5146 | 0.020616 | 0 | 0 | 0.041231 | 305.7606 | 0.021149 | 0 | 0 | 0.042298 | 305.9246 | 0.021505 | 0 | 0 | 0.04301 | 306.1706 | 0.022038 | 0 | 0 | 0.044077 | 306.4166 | 0.022572 | 0 | 0 | 0.045144 | 306.5806 | 0.022928 | 0 | 0 | 0.045855 | 306.8266 | 0.023461 | 0 | 0 | 0.046922 | 307.0725 | 0.023995 | 0 | 0 | 0.047989 | 307.1545 | 0.024172 | 0 | 0 | 0.048345 | 307.4005 | 0.024706 | 0 | 0 | 0.049412 | 307.6465 | 0.02524 | 0 | 0 | 0.050479 | 307.8105 | 0.025595 | 0 | 0 | 0.051191 | 308.0565 | 0.026129 | 0 | 0 | 0.052258 | 308.2205 | 0.026485 | 0 | 0 | 0.052969 | 308.3845 | 0.02684 | 0 | 0 | 0.05368
2017-01-24 14:00 | 271.6742 | 0.80975 |  | 285.2755 | 0 | 0 | 0 | 0 | 293.292 | 0 | 0 | 0 | 0 | 299.851 | 0.0083311 | 0 | 0 | 0.016662 | 300.0939 | 0.008858 | 0 | 0 | 0.017716 | 300.2559 | 0.0092093 | 0 | 0 | 0.018419 | 300.4988 | 0.0097362 | 0 | 0 | 0.019472 | 300.7417 | 0.010263 | 0 | 0 | 0.020526 | 300.9847 | 0.01079 | 0 | 0 | 0.02158 | 301.3086 | 0.011493 | 0 | 0 | 0.022985 | 301.5515 | 0.012019 | 0 | 0 | 0.024039 | 301.7134 | 0.012371 | 0 | 0 | 0.024741 | 301.9564 | 0.012898 | 0 | 0 | 0.025795 | 302.1183 | 0.013249 | 0 | 0 | 0.026498 | 302.3612 | 0.013776 | 0 | 0 | 0.027552 | 302.6042 | 0.014303 | 0 | 0 | 0.028605 | 302.7661 | 0.014654 | 0 | 0 | 0.029308 | 303.009 | 0.015181 | 0 | 0 | 0.030362 | 303.252 | 0.015708 | 0 | 0 | 0.031416 | 303.3329 | 0.015883 | 0 | 0 | 0.031767 | 303.5759 | 0.01641 | 0 | 0 | 0.032821 | 303.8188 | 0.016937 | 0 | 0 | 0.033874 | 303.9807 | 0.017289 | 0 | 0 | 0.034577 | 304.2237 | 0.017815 | 0 | 0 | 0.035631 | 304.3856 | 0.018167 | 0 | 0 | 0.036333 | 304.5476 | 0.018518 | 0 | 0 | 0.037036
2017-01-24 15:00 | 278.3104 | 0.82953 |  | 292.244 | 0 | 0 | 0 | 0 | 300.4563 | 0.0096441 | 0 | 0 | 0.019288 | 307.1755 | 0.024218 | 0 | 0 | 0.048436 | 307.4244 | 0.024758 | 0 | 0 | 0.049516 | 307.5903 | 0.025118 | 0 | 0 | 0.050235 | 307.8391 | 0.025657 | 0 | 0 | 0.051315 | 308.088 | 0.026197 | 0 | 0 | 0.052394 | 308.3369 | 0.026737 | 0 | 0 | 0.053474 | 308.6687 | 0.027457 | 0 | 0 | 0.054913 | 308.9175 | 0.027996 | 0 | 0 | 0.055993 | 309.0834 | 0.028356 | 0 | 0 | 0.056713 | 309.3323 | 0.028896 | 0 | 0 | 0.057792 | 309.4982 | 0.029256 | 0 | 0 | 0.058512 | 309.7471 | 0.029796 | 0 | 0 | 0.059591 | 309.9959 | 0.030335 | 0 | 0 | 0.060671 | 310.1618 | 0.030695 | 0 | 0 | 0.061391 | 310.4107 | 0.031235 | 0 | 0 | 0.06247 | 310.6596 | 0.031775 | 0 | 0 | 0.06355 | 310.7425 | 0.031955 | 0 | 0 | 0.06391 | 310.9914 | 0.032495 | 0 | 0 | 0.064989 | 311.2402 | 0.033034 | 0 | 0 | 0.066069 | 311.4061 | 0.033394 | 0 | 0 | 0.066788 | 311.655 | 0.033934 | 0 | 0 | 0.067868 | 311.8209 | 0.034294 | 0 | 0 | 0.068588 | 311.9868 | 0.034654 | 0 | 0 | 0.069307
2017-01-24 16:00 | 293.7968 | 0.87569 |  | 308.5056 | 0.027103 | 0 | 0 | 0.054206 | 317.1749 | 0.045907 | 0 | 0 | 0.091814 | 324.268 | 0.061292 | 0 | 0 | 0.12258 | 324.5307 | 0.061861 | 0 | 0 | 0.12372 | 324.7059 | 0.062241 | 0 | 0 | 0.12448 | 324.9686 | 0.062811 | 0 | 0 | 0.12562 | 325.2313 | 0.063381 | 0 | 0 | 0.12676 | 325.494 | 0.063951 | 0 | 0 | 0.1279 | 325.8443 | 0.064711 | 0 | 0 | 0.12942 | 326.107 | 0.06528 | 0 | 0 | 0.13056 | 326.2821 | 0.06566 | 0 | 0 | 0.13132 | 326.5448 | 0.06623 | 0 | 0 | 0.13246 | 326.72 | 0.06661 | 0 | 0 | 0.13322 | 326.9827 | 0.06718 | 0 | 0 | 0.13436 | 327.2454 | 0.06775 | 0 | 0 | 0.1355 | 327.4205 | 0.068129 | 0 | 0 | 0.13626 | 327.6832 | 0.068699 | 0 | 0 | 0.1374 | 327.9459 | 0.069269 | 0 | 0 | 0.13854 | 328.0335 | 0.069459 | 0 | 0 | 0.13892 | 328.2962 | 0.070029 | 0 | 0 | 0.14006 | 328.5589 | 0.070599 | 0 | 0 | 0.1412 | 328.734 | 0.070978 | 0 | 0 | 0.14196 | 328.9968 | 0.071548 | 0 | 0 | 0.1431 | 329.1719 | 0.071928 | 0 | 0 | 0.14386 | 329.347 | 0.072308 | 0 | 0 | 0.14462
2017-01-24 17:00 | 289.9596 | 0.86425 |  | 304.4764 | 0.018364 | 0 | 0 | 0.036727 | 313.0325 | 0.036922 | 0 | 0 | 0.073844 | 320.0329 | 0.052106 | 0 | 0 | 0.10421 | 320.2922 | 0.052668 | 0 | 0 | 0.10534 | 320.4651 | 0.053043 | 0 | 0 | 0.10609 | 320.7243 | 0.053605 | 0 | 0 | 0.10721 | 320.9836 | 0.054168 | 0 | 0 | 0.10834 | 321.2429 | 0.05473 | 0 | 0 | 0.10946 | 321.5886 | 0.05548 | 0 | 0 | 0.11096 | 321.8479 | 0.056042 | 0 | 0 | 0.11208 | 322.0207 | 0.056417 | 0 | 0 | 0.11283 | 322.28 | 0.05698 | 0 | 0 | 0.11396 | 322.4529 | 0.057355 | 0 | 0 | 0.11471 | 322.7121 | 0.057917 | 0 | 0 | 0.11583 | 322.9714 | 0.058479 | 0 | 0 | 0.11696 | 323.1443 | 0.058854 | 0 | 0 | 0.11771 | 323.4035 | 0.059417 | 0 | 0 | 0.11883 | 323.6628 | 0.059979 | 0 | 0 | 0.11996 | 323.7492 | 0.060166 | 0 | 0 | 0.12033 | 324.0085 | 0.060729 | 0 | 0 | 0.12146 | 324.2678 | 0.061291 | 0 | 0 | 0.12258 | 324.4406 | 0.061666 | 0 | 0 | 0.12333 | 324.6999 | 0.062228 | 0 | 0 | 0.12446 | 324.8728 | 0.062603 | 0 | 0 | 0.12521 | 325.0456 | 0.062978 | 0 | 0 | 0.12596
2017-01-24 18:00 | 291.9392 | 0.87015 |  | 306.5551 | 0.022872 | 0 | 0 | 0.045745 | 315.1696 | 0.041557 | 0 | 0 | 0.083114 | 322.2179 | 0.056845 | 0 | 0 | 0.11369 | 322.4789 | 0.057411 | 0 | 0 | 0.11482 | 322.6529 | 0.057789 | 0 | 0 | 0.11558 | 322.914 | 0.058355 | 0 | 0 | 0.11671 | 323.175 | 0.058921 | 0 | 0 | 0.11784 | 323.4361 | 0.059487 | 0 | 0 | 0.11897 | 323.7841 | 0.060242 | 0 | 0 | 0.12048 | 324.0452 | 0.060808 | 0 | 0 | 0.12162 | 324.2192 | 0.061186 | 0 | 0 | 0.12237 | 324.4803 | 0.061752 | 0 | 0 | 0.1235 | 324.6543 | 0.062129 | 0 | 0 | 0.12426 | 324.9153 | 0.062696 | 0 | 0 | 0.12539 | 325.1764 | 0.063262 | 0 | 0 | 0.12652 | 325.3504 | 0.063639 | 0 | 0 | 0.12728 | 325.6115 | 0.064206 | 0 | 0 | 0.12841 | 325.8725 | 0.064772 | 0 | 0 | 0.12954 | 325.9595 | 0.064961 | 0 | 0 | 0.12992 | 326.2206 | 0.065527 | 0 | 0 | 0.13105 | 326.4816 | 0.066093 | 0 | 0 | 0.13219 | 326.6556 | 0.06647 | 0 | 0 | 0.13294 | 326.9167 | 0.067037 | 0 | 0 | 0.13407 | 327.0907 | 0.067414 | 0 | 0 | 0.13483 | 327.2648 | 0.067792 | 0 | 0 | 0.13558
2017-01-24 19:00 | 285.9075 | 0.85218 |  | 300.2214 | 0.0091345 | 0 | 0 | 0.018269 | 308.6579 | 0.027433 | 0 | 0 | 0.054867 | 315.5605 | 0.042405 | 0 | 0 | 0.08481 | 315.8162 | 0.04296 | 0 | 0 | 0.085919 | 315.9866 | 0.043329 | 0 | 0 | 0.086659 | 316.2423 | 0.043884 | 0 | 0 | 0.087768 | 316.4979 | 0.044438 | 0 | 0 | 0.088877 | 316.7536 | 0.044993 | 0 | 0 | 0.089986 | 317.0944 | 0.045732 | 0 | 0 | 0.091464 | 317.3501 | 0.046287 | 0 | 0 | 0.092573 | 317.5205 | 0.046656 | 0 | 0 | 0.093313 | 317.7762 | 0.047211 | 0 | 0 | 0.094422 | 317.9466 | 0.047581 | 0 | 0 | 0.095161 | 318.2023 | 0.048135 | 0 | 0 | 0.09627 | 318.4579 | 0.04869 | 0 | 0 | 0.097379 | 318.6284 | 0.049059 | 0 | 0 | 0.098118 | 318.884 | 0.049614 | 0 | 0 | 0.099227 | 319.1397 | 0.050168 | 0 | 0 | 0.10034 | 319.2249 | 0.050353 | 0 | 0 | 0.10071 | 319.4805 | 0.050908 | 0 | 0 | 0.10182 | 319.7362 | 0.051462 | 0 | 0 | 0.10292 | 319.9066 | 0.051832 | 0 | 0 | 0.10366 | 320.1623 | 0.052386 | 0 | 0 | 0.10477 | 320.3327 | 0.052756 | 0 | 0 | 0.10551 | 320.5031 | 0.053126 | 0 | 0 | 0.10625
2017-01-24 20:00 | 288.1667 | 0.85891 |  | 302.5936 | 0.01428 | 0 | 0 | 0.02856 | 311.0968 | 0.032723 | 0 | 0 | 0.065447 | 318.054 | 0.047813 | 0 | 0 | 0.095627 | 318.3117 | 0.048372 | 0 | 0 | 0.096745 | 318.4835 | 0.048745 | 0 | 0 | 0.09749 | 318.7411 | 0.049304 | 0 | 0 | 0.098608 | 318.9988 | 0.049863 | 0 | 0 | 0.099725 | 319.2565 | 0.050422 | 0 | 0 | 0.10084 | 319.6 | 0.051167 | 0 | 0 | 0.10233 | 319.8577 | 0.051726 | 0 | 0 | 0.10345 | 320.0295 | 0.052098 | 0 | 0 | 0.1042 | 320.2872 | 0.052657 | 0 | 0 | 0.10531 | 320.4589 | 0.05303 | 0 | 0 | 0.10606 | 320.7166 | 0.053589 | 0 | 0 | 0.10718 | 320.9743 | 0.054148 | 0 | 0 | 0.1083 | 321.1461 | 0.05452 | 0 | 0 | 0.10904 | 321.4037 | 0.055079 | 0 | 0 | 0.11016 | 321.6614 | 0.055638 | 0 | 0 | 0.11128 | 321.7473 | 0.055824 | 0 | 0 | 0.11165 | 322.005 | 0.056383 | 0 | 0 | 0.11277 | 322.2627 | 0.056942 | 0 | 0 | 0.11388 | 322.4344 | 0.057315 | 0 | 0 | 0.11463 | 322.6921 | 0.057874 | 0 | 0 | 0.11575 | 322.8639 | 0.058246 | 0 | 0 | 0.11649 | 323.0357 | 0.058619 | 0 | 0 | 0.11724
2017-01-24 21:00 | 293.9511 | 0.87615 |  | 308.6677 | 0.027454 | 0 | 0 | 0.054909 | 317.3415 | 0.046268 | 0 | 0 | 0.092536 | 324.4384 | 0.061661 | 0 | 0 | 0.12332 | 324.7012 | 0.062231 | 0 | 0 | 0.12446 | 324.8764 | 0.062611 | 0 | 0 | 0.12522 | 325.1393 | 0.063181 | 0 | 0 | 0.12636 | 325.4021 | 0.063752 | 0 | 0 | 0.1275 | 325.665 | 0.064322 | 0 | 0 | 0.12864 | 326.0154 | 0.065082 | 0 | 0 | 0.13016 | 326.2783 | 0.065652 | 0 | 0 | 0.1313 | 326.4535 | 0.066032 | 0 | 0 | 0.13206 | 326.7163 | 0.066602 | 0 | 0 | 0.1332 | 326.8916 | 0.066982 | 0 | 0 | 0.13396 | 327.1544 | 0.067552 | 0 | 0 | 0.1351 | 327.4173 | 0.068122 | 0 | 0 | 0.13624 | 327.5925 | 0.068502 | 0 | 0 | 0.137 | 327.8553 | 0.069073 | 0 | 0 | 0.13815 | 328.1182 | 0.069643 | 0 | 0 | 0.13929 | 328.2058 | 0.069833 | 0 | 0 | 0.13967 | 328.4686 | 0.070403 | 0 | 0 | 0.14081 | 328.7315 | 0.070973 | 0 | 0 | 0.14195 | 328.9067 | 0.071353 | 0 | 0 | 0.14271 | 329.1696 | 0.071923 | 0 | 0 | 0.14385 | 329.3448 | 0.072303 | 0 | 0 | 0.14461 | 329.52 | 0.072683 | 0 | 0 | 0.14537
2017-01-24 22:00 | 292.7789 | 0.87266 |  | 307.4368 | 0.024785 | 0 | 0 | 0.049569 | 316.0761 | 0.043523 | 0 | 0 | 0.087047 | 323.1446 | 0.058855 | 0 | 0 | 0.11771 | 323.4064 | 0.059423 | 0 | 0 | 0.11885 | 323.5809 | 0.059801 | 0 | 0 | 0.1196 | 323.8427 | 0.060369 | 0 | 0 | 0.12074 | 324.1045 | 0.060937 | 0 | 0 | 0.12187 | 324.3663 | 0.061505 | 0 | 0 | 0.12301 | 324.7154 | 0.062262 | 0 | 0 | 0.12452 | 324.9772 | 0.06283 | 0 | 0 | 0.12566 | 325.1517 | 0.063208 | 0 | 0 | 0.12642 | 325.4135 | 0.063776 | 0 | 0 | 0.12755 | 325.588 | 0.064155 | 0 | 0 | 0.12831 | 325.8498 | 0.064723 | 0 | 0 | 0.12945 | 326.1116 | 0.06529 | 0 | 0 | 0.13058 | 326.2862 | 0.065669 | 0 | 0 | 0.13134 | 326.548 | 0.066237 | 0 | 0 | 0.13247 | 326.8098 | 0.066805 | 0 | 0 | 0.13361 | 326.897 | 0.066994 | 0 | 0 | 0.13399 | 327.1588 | 0.067562 | 0 | 0 | 0.13512 | 327.4206 | 0.06813 | 0 | 0 | 0.13626 | 327.5952 | 0.068508 | 0 | 0 | 0.13702 | 327.857 | 0.069076 | 0 | 0 | 0.13815 | 328.0315 | 0.069455 | 0 | 0 | 0.13891 | 328.206 | 0.069833 | 0 | 0 | 0.13967
2017-01-24 23:00 | 295.211 | 0.87991 |  | 309.9907 | 0.030324 | 0 | 0 | 0.060648 | 318.7017 | 0.049218 | 0 | 0 | 0.098437 | 325.829 | 0.064677 | 0 | 0 | 0.12935 | 326.0929 | 0.06525 | 0 | 0 | 0.1305 | 326.2689 | 0.065632 | 0 | 0 | 0.13126 | 326.5329 | 0.066204 | 0 | 0 | 0.13241 | 326.7968 | 0.066777 | 0 | 0 | 0.13355 | 327.0608 | 0.067349 | 0 | 0 | 0.1347 | 327.4128 | 0.068113 | 0 | 0 | 0.13623 | 327.6768 | 0.068685 | 0 | 0 | 0.13737 | 327.8527 | 0.069067 | 0 | 0 | 0.13813 | 328.1167 | 0.069639 | 0 | 0 | 0.13928 | 328.2927 | 0.070021 | 0 | 0 | 0.14004 | 328.5567 | 0.070594 | 0 | 0 | 0.14119 | 328.8206 | 0.071166 | 0 | 0 | 0.14233 | 328.9966 | 0.071548 | 0 | 0 | 0.1431 | 329.2606 | 0.072121 | 0 | 0 | 0.14424 | 329.5246 | 0.072693 | 0 | 0 | 0.14539 | 329.6125 | 0.072884 | 0 | 0 | 0.14577 | 329.8765 | 0.073456 | 0 | 0 | 0.14691 | 330.1405 | 0.074029 | 0 | 0 | 0.14806 | 330.3165 | 0.074411 | 0 | 0 | 0.14882 | 330.5804 | 0.074983 | 0 | 0 | 0.14997 | 330.7564 | 0.075365 | 0 | 0 | 0.15073 | 330.9324 | 0.075747 | 0 | 0 | 0.15149
2017-01-25 | 305.7157 | 0.91122 |  | 321.0212 | 0.054249 | 0 | 0 | 0.1085 | 330.0423 | 0.073816 | 0 | 0 | 0.14763 | 337.4231 | 0.089825 | 0 | 0 | 0.17965 | 337.6965 | 0.090418 | 0 | 0 | 0.18084 | 337.8787 | 0.090813 | 0 | 0 | 0.18163 | 338.1521 | 0.091406 | 0 | 0 | 0.18281 | 338.4254 | 0.091999 | 0 | 0 | 0.184 | 338.6988 | 0.092592 | 0 | 0 | 0.18518 | 339.0633 | 0.093383 | 0 | 0 | 0.18677 | 339.3367 | 0.093976 | 0 | 0 | 0.18795 | 339.5189 | 0.094371 | 0 | 0 | 0.18874 | 339.7923 | 0.094964 | 0 | 0 | 0.18993 | 339.9745 | 0.095359 | 0 | 0 | 0.19072 | 340.2479 | 0.095952 | 0 | 0 | 0.1919 | 340.5212 | 0.096545 | 0 | 0 | 0.19309 | 340.7035 | 0.09694 | 0 | 0 | 0.19388 | 340.9769 | 0.097533 | 0 | 0 | 0.19507 | 341.2502 | 0.098126 | 0 | 0 | 0.19625 | 341.3413 | 0.098324 | 0 | 0 | 0.19665 | 341.6147 | 0.098917 | 0 | 0 | 0.19783 | 341.8881 | 0.09951 | 0 | 0 | 0.19902 | 342.0703 | 0.099905 | 0 | 0 | 0.19981 | 342.3437 | 0.1005 | 0 | 0 | 0.201 | 342.5259 | 0.10089 | 0 | 0 | 0.20179 | 342.7082 | 0.10129 | 0 | 0 | 0.20258
2017-01-25 01:00 | 304.9089 | 0.90881 |  | 320.174 | 0.052412 | 0 | 0 | 0.10482 | 329.1713 | 0.071927 | 0 | 0 | 0.14385 | 336.5326 | 0.087894 | 0 | 0 | 0.17579 | 336.8053 | 0.088485 | 0 | 0 | 0.17697 | 336.987 | 0.088879 | 0 | 0 | 0.17776 | 337.2597 | 0.089471 | 0 | 0 | 0.17894 | 337.5323 | 0.090062 | 0 | 0 | 0.18012 | 337.805 | 0.090653 | 0 | 0 | 0.18131 | 338.1685 | 0.091442 | 0 | 0 | 0.18288 | 338.4411 | 0.092033 | 0 | 0 | 0.18407 | 338.6229 | 0.092427 | 0 | 0 | 0.18485 | 338.8955 | 0.093019 | 0 | 0 | 0.18604 | 339.0773 | 0.093413 | 0 | 0 | 0.18683 | 339.3499 | 0.094004 | 0 | 0 | 0.18801 | 339.6226 | 0.094596 | 0 | 0 | 0.18919 | 339.8043 | 0.09499 | 0 | 0 | 0.18998 | 340.077 | 0.095581 | 0 | 0 | 0.19116 | 340.3496 | 0.096173 | 0 | 0 | 0.19235 | 340.4405 | 0.09637 | 0 | 0 | 0.19274 | 340.7132 | 0.096961 | 0 | 0 | 0.19392 | 340.9858 | 0.097553 | 0 | 0 | 0.19511 | 341.1676 | 0.097947 | 0 | 0 | 0.19589 | 341.4402 | 0.098538 | 0 | 0 | 0.19708 | 341.622 | 0.098932 | 0 | 0 | 0.19786 | 341.8037 | 0.099327 | 0 | 0 | 0.19865
2017-01-25 02:00 | 298.4623 | 0.8896 |  | 313.4047 | 0.037729 | 0 | 0 | 0.075458 | 322.2117 | 0.056832 | 0 | 0 | 0.11366 | 329.4175 | 0.072461 | 0 | 0 | 0.14492 | 329.6843 | 0.07304 | 0 | 0 | 0.14608 | 329.8622 | 0.073426 | 0 | 0 | 0.14685 | 330.1291 | 0.074004 | 0 | 0 | 0.14801 | 330.396 | 0.074583 | 0 | 0 | 0.14917 | 330.6629 | 0.075162 | 0 | 0 | 0.15032 | 331.0187 | 0.075934 | 0 | 0 | 0.15187 | 331.2856 | 0.076513 | 0 | 0 | 0.15303 | 331.4635 | 0.076899 | 0 | 0 | 0.1538 | 331.7304 | 0.077478 | 0 | 0 | 0.15496 | 331.9083 | 0.077863 | 0 | 0 | 0.15573 | 332.1752 | 0.078442 | 0 | 0 | 0.15688 | 332.4421 | 0.079021 | 0 | 0 | 0.15804 | 332.62 | 0.079407 | 0 | 0 | 0.15881 | 332.8869 | 0.079986 | 0 | 0 | 0.15997 | 333.1538 | 0.080565 | 0 | 0 | 0.16113 | 333.2427 | 0.080758 | 0 | 0 | 0.16152 | 333.5096 | 0.081337 | 0 | 0 | 0.16267 | 333.7765 | 0.081915 | 0 | 0 | 0.16383 | 333.9544 | 0.082301 | 0 | 0 | 0.1646 | 334.2213 | 0.08288 | 0 | 0 | 0.16576 | 334.3992 | 0.083266 | 0 | 0 | 0.16653 | 334.5771 | 0.083652 | 0 | 0 | 0.1673
2017-01-25 03:00 | 296.3362 | 0.88326 |  | 311.1722 | 0.032887 | 0 | 0 | 0.065774 | 319.9165 | 0.051853 | 0 | 0 | 0.10371 | 327.0709 | 0.067371 | 0 | 0 | 0.13474 | 327.3358 | 0.067946 | 0 | 0 | 0.13589 | 327.5125 | 0.068329 | 0 | 0 | 0.13666 | 327.7775 | 0.068904 | 0 | 0 | 0.13781 | 328.0424 | 0.069478 | 0 | 0 | 0.13896 | 328.3074 | 0.070053 | 0 | 0 | 0.14011 | 328.6607 | 0.070819 | 0 | 0 | 0.14164 | 328.9257 | 0.071394 | 0 | 0 | 0.14279 | 329.1024 | 0.071777 | 0 | 0 | 0.14355 | 329.3673 | 0.072352 | 0 | 0 | 0.1447 | 329.544 | 0.072735 | 0 | 0 | 0.14547 | 329.809 | 0.07331 | 0 | 0 | 0.14662 | 330.0739 | 0.073885 | 0 | 0 | 0.14777 | 330.2506 | 0.074268 | 0 | 0 | 0.14854 | 330.5156 | 0.074843 | 0 | 0 | 0.14969 | 330.7805 | 0.075417 | 0 | 0 | 0.15083 | 330.8689 | 0.075609 | 0 | 0 | 0.15122 | 331.1339 | 0.076184 | 0 | 0 | 0.15237 | 331.3988 | 0.076758 | 0 | 0 | 0.15352 | 331.5755 | 0.077142 | 0 | 0 | 0.15428 | 331.8405 | 0.077716 | 0 | 0 | 0.15543 | 332.0171 | 0.078099 | 0 | 0 | 0.1562 | 332.1938 | 0.078483 | 0 | 0 | 0.15697
2017-01-25 04:00 | 305.8541 | 0.91163 |  | 321.1666 | 0.054565 | 0 | 0 | 0.10913 | 330.1918 | 0.07414 | 0 | 0 | 0.14828 | 337.576 | 0.090157 | 0 | 0 | 0.18031 | 337.8494 | 0.09075 | 0 | 0 | 0.1815 | 338.0318 | 0.091145 | 0 | 0 | 0.18229 | 338.3053 | 0.091738 | 0 | 0 | 0.18348 | 338.5787 | 0.092332 | 0 | 0 | 0.18466 | 338.8522 | 0.092925 | 0 | 0 | 0.18585 | 339.2169 | 0.093716 | 0 | 0 | 0.18743 | 339.4904 | 0.094309 | 0 | 0 | 0.18862 | 339.6727 | 0.094704 | 0 | 0 | 0.18941 | 339.9462 | 0.095298 | 0 | 0 | 0.1906 | 340.1285 | 0.095693 | 0 | 0 | 0.19139 | 340.402 | 0.096286 | 0 | 0 | 0.19257 | 340.6755 | 0.096879 | 0 | 0 | 0.19376 | 340.8578 | 0.097275 | 0 | 0 | 0.19455 | 341.1313 | 0.097868 | 0 | 0 | 0.19574 | 341.4048 | 0.098461 | 0 | 0 | 0.19692 | 341.496 | 0.098659 | 0 | 0 | 0.19732 | 341.7694 | 0.099252 | 0 | 0 | 0.1985 | 342.0429 | 0.099845 | 0 | 0 | 0.19969 | 342.2253 | 0.10024 | 0 | 0 | 0.20048 | 342.4987 | 0.10083 | 0 | 0 | 0.20167 | 342.6811 | 0.10123 | 0 | 0 | 0.20246 | 342.8634 | 0.10163 | 0 | 0 | 0.20325
2017-01-25 05:00 | 294.553 | 0.87794 |  | 309.2997 | 0.028825 | 0 | 0 | 0.057651 | 317.9914 | 0.047678 | 0 | 0 | 0.095355 | 325.1027 | 0.063102 | 0 | 0 | 0.1262 | 325.3661 | 0.063673 | 0 | 0 | 0.12735 | 325.5417 | 0.064054 | 0 | 0 | 0.12811 | 325.8051 | 0.064626 | 0 | 0 | 0.12925 | 326.0685 | 0.065197 | 0 | 0 | 0.13039 | 326.3319 | 0.065768 | 0 | 0 | 0.13154 | 326.683 | 0.06653 | 0 | 0 | 0.13306 | 326.9464 | 0.067101 | 0 | 0 | 0.1342 | 327.122 | 0.067482 | 0 | 0 | 0.13496 | 327.3854 | 0.068053 | 0 | 0 | 0.13611 | 327.561 | 0.068434 | 0 | 0 | 0.13687 | 327.8244 | 0.069005 | 0 | 0 | 0.13801 | 328.0877 | 0.069577 | 0 | 0 | 0.13915 | 328.2633 | 0.069957 | 0 | 0 | 0.13991 | 328.5267 | 0.070529 | 0 | 0 | 0.14106 | 328.7901 | 0.0711 | 0 | 0 | 0.1422 | 328.8779 | 0.07129 | 0 | 0 | 0.14258 | 329.1413 | 0.071862 | 0 | 0 | 0.14372 | 329.4047 | 0.072433 | 0 | 0 | 0.14487 | 329.5803 | 0.072814 | 0 | 0 | 0.14563 | 329.8436 | 0.073385 | 0 | 0 | 0.14677 | 330.0192 | 0.073766 | 0 | 0 | 0.14753 | 330.1948 | 0.074147 | 0 | 0 | 0.14829
2017-01-25 06:00 | 294.9277 | 0.87906 |  | 309.6931 | 0.029679 | 0 | 0 | 0.059357 | 318.3958 | 0.048555 | 0 | 0 | 0.09711 | 325.5162 | 0.063999 | 0 | 0 | 0.128 | 325.7799 | 0.064571 | 0 | 0 | 0.12914 | 325.9557 | 0.064952 | 0 | 0 | 0.1299 | 326.2195 | 0.065524 | 0 | 0 | 0.13105 | 326.4832 | 0.066096 | 0 | 0 | 0.13219 | 326.7469 | 0.066668 | 0 | 0 | 0.13334 | 327.0985 | 0.067431 | 0 | 0 | 0.13486 | 327.3622 | 0.068003 | 0 | 0 | 0.13601 | 327.5381 | 0.068384 | 0 | 0 | 0.13677 | 327.8018 | 0.068956 | 0 | 0 | 0.13791 | 327.9776 | 0.069338 | 0 | 0 | 0.13868 | 328.2413 | 0.06991 | 0 | 0 | 0.13982 | 328.505 | 0.070482 | 0 | 0 | 0.14096 | 328.6808 | 0.070863 | 0 | 0 | 0.14173 | 328.9446 | 0.071435 | 0 | 0 | 0.14287 | 329.2083 | 0.072007 | 0 | 0 | 0.14401 | 329.2962 | 0.072198 | 0 | 0 | 0.1444 | 329.5599 | 0.07277 | 0 | 0 | 0.14554 | 329.8236 | 0.073342 | 0 | 0 | 0.14668 | 329.9994 | 0.073723 | 0 | 0 | 0.14745 | 330.2631 | 0.074295 | 0 | 0 | 0.14859 | 330.439 | 0.074676 | 0 | 0 | 0.14935 | 330.6148 | 0.075058 | 0 | 0 | 0.15012
2017-01-25 07:00 | 297.5452 | 0.88686 |  | 312.4417 | 0.03564 | 0 | 0 | 0.071281 | 321.2217 | 0.054684 | 0 | 0 | 0.10937 | 328.4053 | 0.070265 | 0 | 0 | 0.14053 | 328.6713 | 0.070842 | 0 | 0 | 0.14168 | 328.8487 | 0.071227 | 0 | 0 | 0.14245 | 329.1148 | 0.071804 | 0 | 0 | 0.14361 | 329.3808 | 0.072381 | 0 | 0 | 0.14476 | 329.6469 | 0.072958 | 0 | 0 | 0.14592 | 330.0016 | 0.073728 | 0 | 0 | 0.14746 | 330.2677 | 0.074305 | 0 | 0 | 0.14861 | 330.4451 | 0.07469 | 0 | 0 | 0.14938 | 330.7111 | 0.075267 | 0 | 0 | 0.15053 | 330.8885 | 0.075651 | 0 | 0 | 0.1513 | 331.1546 | 0.076229 | 0 | 0 | 0.15246 | 331.4206 | 0.076806 | 0 | 0 | 0.15361 | 331.598 | 0.07719 | 0 | 0 | 0.15438 | 331.864 | 0.077767 | 0 | 0 | 0.15553 | 332.1301 | 0.078344 | 0 | 0 | 0.15669 | 332.2188 | 0.078537 | 0 | 0 | 0.15707 | 332.4848 | 0.079114 | 0 | 0 | 0.15823 | 332.7509 | 0.079691 | 0 | 0 | 0.15938 | 332.9283 | 0.080076 | 0 | 0 | 0.16015 | 333.1943 | 0.080653 | 0 | 0 | 0.16131 | 333.3717 | 0.081038 | 0 | 0 | 0.16208 | 333.5491 | 0.081422 | 0 | 0 | 0.16284
2017-01-25 08:00 | 281.5305 | 0.83913 |  | 295.6252 | 0 | 0 | 0 | 0 | 303.9326 | 0.017184 | 0 | 0 | 0.034368 | 310.7295 | 0.031927 | 0 | 0 | 0.063853 | 310.9813 | 0.032473 | 0 | 0 | 0.064945 | 311.1491 | 0.032837 | 0 | 0 | 0.065673 | 311.4008 | 0.033383 | 0 | 0 | 0.066765 | 311.6526 | 0.033929 | 0 | 0 | 0.067858 | 311.9043 | 0.034475 | 0 | 0 | 0.06895 | 312.24 | 0.035203 | 0 | 0 | 0.070406 | 312.4917 | 0.035749 | 0 | 0 | 0.071498 | 312.6595 | 0.036113 | 0 | 0 | 0.072226 | 312.9113 | 0.036659 | 0 | 0 | 0.073318 | 313.0791 | 0.037023 | 0 | 0 | 0.074046 | 313.3308 | 0.037569 | 0 | 0 | 0.075138 | 313.5826 | 0.038115 | 0 | 0 | 0.07623 | 313.7504 | 0.038479 | 0 | 0 | 0.076958 | 314.0021 | 0.039025 | 0 | 0 | 0.07805 | 314.2539 | 0.039571 | 0 | 0 | 0.079142 | 314.3378 | 0.039753 | 0 | 0 | 0.079506 | 314.5895 | 0.040299 | 0 | 0 | 0.080598 | 314.8413 | 0.040845 | 0 | 0 | 0.08169 | 315.0091 | 0.041209 | 0 | 0 | 0.082418 | 315.2608 | 0.041755 | 0 | 0 | 0.08351 | 315.4287 | 0.042119 | 0 | 0 | 0.084238 | 315.5965 | 0.042483 | 0 | 0 | 0.084966
2017-01-25 09:00 | 275.7083 | 0.82178 |  | 289.5115 | 0 | 0 | 0 | 0 | 297.6471 | 0.0035509 | 0 | 0 | 0.0071017 | 304.3035 | 0.017989 | 0 | 0 | 0.035977 | 304.55 | 0.018523 | 0 | 0 | 0.037047 | 304.7144 | 0.01888 | 0 | 0 | 0.03776 | 304.9609 | 0.019414 | 0 | 0 | 0.038829 | 305.2074 | 0.019949 | 0 | 0 | 0.039898 | 305.454 | 0.020484 | 0 | 0 | 0.040968 | 305.7827 | 0.021197 | 0 | 0 | 0.042394 | 306.0292 | 0.021732 | 0 | 0 | 0.043463 | 306.1936 | 0.022088 | 0 | 0 | 0.044176 | 306.4401 | 0.022623 | 0 | 0 | 0.045246 | 306.6044 | 0.022979 | 0 | 0 | 0.045959 | 306.851 | 0.023514 | 0 | 0 | 0.047028 | 307.0975 | 0.024049 | 0 | 0 | 0.048098 | 307.2619 | 0.024405 | 0 | 0 | 0.048811 | 307.5084 | 0.02494 | 0 | 0 | 0.04988 | 307.7549 | 0.025475 | 0 | 0 | 0.05095 | 307.8371 | 0.025653 | 0 | 0 | 0.051306 | 308.0836 | 0.026188 | 0 | 0 | 0.052375 | 308.3302 | 0.026722 | 0 | 0 | 0.053445 | 308.4945 | 0.027079 | 0 | 0 | 0.054158 | 308.7411 | 0.027614 | 0 | 0 | 0.055227 | 308.9054 | 0.02797 | 0 | 0 | 0.05594 | 309.0698 | 0.028327 | 0 | 0 | 0.056653
2017-01-25 10:00 | 278.5308 | 0.83019 |  | 292.4753 | 0 | 0 | 0 | 0 | 300.6942 | 0.01016 | 0 | 0 | 0.02032 | 307.4187 | 0.024745 | 0 | 0 | 0.049491 | 307.6678 | 0.025286 | 0 | 0 | 0.050571 | 307.8338 | 0.025646 | 0 | 0 | 0.051292 | 308.0829 | 0.026186 | 0 | 0 | 0.052372 | 308.3319 | 0.026726 | 0 | 0 | 0.053452 | 308.581 | 0.027266 | 0 | 0 | 0.054533 | 308.913 | 0.027987 | 0 | 0 | 0.055973 | 309.1621 | 0.028527 | 0 | 0 | 0.057054 | 309.3281 | 0.028887 | 0 | 0 | 0.057774 | 309.5772 | 0.029427 | 0 | 0 | 0.058855 | 309.7432 | 0.029787 | 0 | 0 | 0.059575 | 309.9923 | 0.030328 | 0 | 0 | 0.060655 | 310.2413 | 0.030868 | 0 | 0 | 0.061736 | 310.4074 | 0.031228 | 0 | 0 | 0.062456 | 310.6564 | 0.031768 | 0 | 0 | 0.063536 | 310.9055 | 0.032308 | 0 | 0 | 0.064617 | 310.9885 | 0.032488 | 0 | 0 | 0.064977 | 311.2376 | 0.033029 | 0 | 0 | 0.066057 | 311.4866 | 0.033569 | 0 | 0 | 0.067138 | 311.6527 | 0.033929 | 0 | 0 | 0.067858 | 311.9017 | 0.034469 | 0 | 0 | 0.068938 | 312.0678 | 0.034829 | 0 | 0 | 0.069659 | 312.2338 | 0.035189 | 0 | 0 | 0.070379
2017-01-25 11:00 | 277.5402 | 0.82724 |  | 291.4352 | 0 | 0 | 0 | 0 | 299.6249 | 0.0078406 | 0 | 0 | 0.015681 | 306.3255 | 0.022374 | 0 | 0 | 0.044749 | 306.5736 | 0.022913 | 0 | 0 | 0.045825 | 306.7391 | 0.023271 | 0 | 0 | 0.046543 | 306.9873 | 0.02381 | 0 | 0 | 0.047619 | 307.2354 | 0.024348 | 0 | 0 | 0.048696 | 307.4836 | 0.024886 | 0 | 0 | 0.049772 | 307.8145 | 0.025604 | 0 | 0 | 0.051208 | 308.0627 | 0.026142 | 0 | 0 | 0.052284 | 308.2281 | 0.026501 | 0 | 0 | 0.053002 | 308.4763 | 0.027039 | 0 | 0 | 0.054079 | 308.6417 | 0.027398 | 0 | 0 | 0.054796 | 308.8899 | 0.027937 | 0 | 0 | 0.055873 | 309.1381 | 0.028475 | 0 | 0 | 0.05695 | 309.3035 | 0.028834 | 0 | 0 | 0.057667 | 309.5517 | 0.029372 | 0 | 0 | 0.058744 | 309.7999 | 0.02991 | 0 | 0 | 0.05982 | 309.8826 | 0.03009 | 0 | 0 | 0.060179 | 310.1308 | 0.030628 | 0 | 0 | 0.061256 | 310.3789 | 0.031166 | 0 | 0 | 0.062332 | 310.5444 | 0.031525 | 0 | 0 | 0.06305 | 310.7925 | 0.032063 | 0 | 0 | 0.064127 | 310.958 | 0.032422 | 0 | 0 | 0.064844 | 311.1234 | 0.032781 | 0 | 0 | 0.065562
2017-01-25 12:00 | 277.981 | 0.82855 |  | 291.898 | 0 | 0 | 0 | 0 | 300.1006 | 0.0088726 | 0 | 0 | 0.017745 | 306.8119 | 0.023429 | 0 | 0 | 0.046859 | 307.0605 | 0.023968 | 0 | 0 | 0.047937 | 307.2262 | 0.024328 | 0 | 0 | 0.048656 | 307.4747 | 0.024867 | 0 | 0 | 0.049734 | 307.7233 | 0.025406 | 0 | 0 | 0.050812 | 307.9719 | 0.025945 | 0 | 0 | 0.051891 | 308.3033 | 0.026664 | 0 | 0 | 0.053328 | 308.5519 | 0.027203 | 0 | 0 | 0.054407 | 308.7176 | 0.027563 | 0 | 0 | 0.055125 | 308.9661 | 0.028102 | 0 | 0 | 0.056204 | 309.1318 | 0.028461 | 0 | 0 | 0.056923 | 309.3804 | 0.029 | 0 | 0 | 0.058001 | 309.629 | 0.02954 | 0 | 0 | 0.059079 | 309.7947 | 0.029899 | 0 | 0 | 0.059798 | 310.0432 | 0.030438 | 0 | 0 | 0.060876 | 310.2918 | 0.030977 | 0 | 0 | 0.061954 | 310.3747 | 0.031157 | 0 | 0 | 0.062314 | 310.6232 | 0.031696 | 0 | 0 | 0.063392 | 310.8718 | 0.032235 | 0 | 0 | 0.06447 | 311.0375 | 0.032595 | 0 | 0 | 0.065189 | 311.2861 | 0.033134 | 0 | 0 | 0.066268 | 311.4518 | 0.033493 | 0 | 0 | 0.066986 | 311.6175 | 0.033853 | 0 | 0 | 0.067705
2017-01-25 13:00 | 278.5885 | 0.83036 |  | 292.536 | 0 | 0 | 0 | 0 | 300.7565 | 0.010295 | 0 | 0 | 0.02059 | 307.4825 | 0.024884 | 0 | 0 | 0.049768 | 307.7316 | 0.025424 | 0 | 0 | 0.050848 | 307.8976 | 0.025784 | 0 | 0 | 0.051569 | 308.1467 | 0.026325 | 0 | 0 | 0.052649 | 308.3958 | 0.026865 | 0 | 0 | 0.05373 | 308.645 | 0.027405 | 0 | 0 | 0.05481 | 308.9771 | 0.028126 | 0 | 0 | 0.056251 | 309.2262 | 0.028666 | 0 | 0 | 0.057332 | 309.3923 | 0.029026 | 0 | 0 | 0.058052 | 309.6414 | 0.029566 | 0 | 0 | 0.059133 | 309.8075 | 0.029927 | 0 | 0 | 0.059853 | 310.0566 | 0.030467 | 0 | 0 | 0.060934 | 310.3057 | 0.031007 | 0 | 0 | 0.062015 | 310.4718 | 0.031368 | 0 | 0 | 0.062735 | 310.7209 | 0.031908 | 0 | 0 | 0.063816 | 310.97 | 0.032448 | 0 | 0 | 0.064896 | 311.053 | 0.032628 | 0 | 0 | 0.065257 | 311.3021 | 0.033169 | 0 | 0 | 0.066337 | 311.5512 | 0.033709 | 0 | 0 | 0.067418 | 311.7173 | 0.034069 | 0 | 0 | 0.068138 | 311.9664 | 0.034609 | 0 | 0 | 0.069219 | 312.1325 | 0.03497 | 0 | 0 | 0.069939 | 312.2985 | 0.03533 | 0 | 0 | 0.07066
2017-01-25 14:00 | 260.6741 | 0.77696 |  | 273.7247 | 0 | 0 | 0 | 0 | 281.4166 | 0 | 0 | 0 | 0 | 287.71 | 0 | 0 | 0 | 0 | 287.9431 | 0 | 0 | 0 | 0 | 288.0985 | 0 | 0 | 0 | 0 | 288.3316 | 0 | 0 | 0 | 0 | 288.5647 | 0 | 0 | 0 | 0 | 288.7978 | 0 | 0 | 0 | 0 | 289.1086 | 0 | 0 | 0 | 0 | 289.3417 | 0 | 0 | 0 | 0 | 289.4971 | 0 | 0 | 0 | 0 | 289.7302 | 0 | 0 | 0 | 0 | 289.8856 | 0 | 0 | 0 | 0 | 290.1186 | 0 | 0 | 0 | 0 | 290.3517 | 0 | 0 | 0 | 0 | 290.5071 | 0 | 0 | 0 | 0 | 290.7402 | 0 | 0 | 0 | 0 | 290.9733 | 0 | 0 | 0 | 0 | 291.051 | 0 | 0 | 0 | 0 | 291.2841 | 0 | 0 | 0 | 0 | 291.5172 | 0 | 0 | 0 | 0 | 291.6726 | 0 | 0 | 0 | 0 | 291.9057 | 0 | 0 | 0 | 0 | 292.0611 | 0 | 0 | 0 | 0 | 292.2164 | 0 | 0 | 0 | 0
2017-01-25 15:00 | 257.5764 | 0.76773 |  | 270.4719 | 0 | 0 | 0 | 0 | 278.0724 | 0 | 0 | 0 | 0 | 284.291 | 0 | 0 | 0 | 0 | 284.5214 | 0 | 0 | 0 | 0 | 284.6749 | 0 | 0 | 0 | 0 | 284.9052 | 0 | 0 | 0 | 0 | 285.1356 | 0 | 0 | 0 | 0 | 285.3659 | 0 | 0 | 0 | 0 | 285.673 | 0 | 0 | 0 | 0 | 285.9033 | 0 | 0 | 0 | 0 | 286.0568 | 0 | 0 | 0 | 0 | 286.2871 | 0 | 0 | 0 | 0 | 286.4407 | 0 | 0 | 0 | 0 | 286.671 | 0 | 0 | 0 | 0 | 286.9013 | 0 | 0 | 0 | 0 | 287.0549 | 0 | 0 | 0 | 0 | 287.2852 | 0 | 0 | 0 | 0 | 287.5155 | 0 | 0 | 0 | 0 | 287.5923 | 0 | 0 | 0 | 0 | 287.8226 | 0 | 0 | 0 | 0 | 288.0529 | 0 | 0 | 0 | 0 | 288.2065 | 0 | 0 | 0 | 0 | 288.4368 | 0 | 0 | 0 | 0 | 288.5903 | 0 | 0 | 0 | 0 | 288.7439 | 0 | 0 | 0 | 0
2017-01-25 16:00 | 261.0663 | 0.77813 |  | 274.1365 | 0 | 0 | 0 | 0 | 281.8401 | 0 | 0 | 0 | 0 | 288.143 | 0 | 0 | 0 | 0 | 288.3764 | 0 | 0 | 0 | 0 | 288.532 | 0 | 0 | 0 | 0 | 288.7655 | 0 | 0 | 0 | 0 | 288.9989 | 0 | 0 | 0 | 0 | 289.2323 | 0 | 0 | 0 | 0 | 289.5436 | 0 | 0 | 0 | 0 | 289.777 | 0 | 0 | 0 | 0 | 289.9327 | 0 | 0 | 0 | 0 | 290.1661 | 0 | 0 | 0 | 0 | 290.3217 | 0 | 0 | 0 | 0 | 290.5552 | 0 | 0 | 0 | 0 | 290.7886 | 0 | 0 | 0 | 0 | 290.9442 | 0 | 0 | 0 | 0 | 291.1777 | 0 | 0 | 0 | 0 | 291.4111 | 0 | 0 | 0 | 0 | 291.4889 | 0 | 0 | 0 | 0 | 291.7224 | 0 | 0 | 0 | 0 | 291.9558 | 0 | 0 | 0 | 0 | 292.1114 | 0 | 0 | 0 | 0 | 292.3449 | 0 | 0 | 0 | 0 | 292.5005 | 0 | 0 | 0 | 0 | 292.6561 | 0 | 0 | 0 | 0
2017-01-25 17:00 | 257.4622 | 0.76739 |  | 270.3519 | 0 | 0 | 0 | 0 | 277.9491 | 0 | 0 | 0 | 0 | 284.165 | 0 | 0 | 0 | 0 | 284.3952 | 0 | 0 | 0 | 0 | 284.5487 | 0 | 0 | 0 | 0 | 284.7789 | 0 | 0 | 0 | 0 | 285.0091 | 0 | 0 | 0 | 0 | 285.2393 | 0 | 0 | 0 | 0 | 285.5463 | 0 | 0 | 0 | 0 | 285.7765 | 0 | 0 | 0 | 0 | 285.93 | 0 | 0 | 0 | 0 | 286.1602 | 0 | 0 | 0 | 0 | 286.3137 | 0 | 0 | 0 | 0 | 286.5439 | 0 | 0 | 0 | 0 | 286.7741 | 0 | 0 | 0 | 0 | 286.9276 | 0 | 0 | 0 | 0 | 287.1578 | 0 | 0 | 0 | 0 | 287.388 | 0 | 0 | 0 | 0 | 287.4648 | 0 | 0 | 0 | 0 | 287.695 | 0 | 0 | 0 | 0 | 287.9252 | 0 | 0 | 0 | 0 | 288.0787 | 0 | 0 | 0 | 0 | 288.3089 | 0 | 0 | 0 | 0 | 288.4624 | 0 | 0 | 0 | 0 | 288.6158 | 0 | 0 | 0 | 0
2017-01-25 18:00 | 269.5163 | 0.80332 |  | 283.0096 | 0 | 0 | 0 | 0 | 290.9625 | 0 | 0 | 0 | 0 | 297.4693 | 0.0031653 | 0 | 0 | 0.0063306 | 297.7103 | 0.003688 | 0 | 0 | 0.0073761 | 297.871 | 0.0040365 | 0 | 0 | 0.008073 | 298.112 | 0.0045592 | 0 | 0 | 0.0091185 | 298.353 | 0.005082 | 0 | 0 | 0.010164 | 298.594 | 0.0056047 | 0 | 0 | 0.011209 | 298.9153 | 0.0063016 | 0 | 0 | 0.012603 | 299.1563 | 0.0068244 | 0 | 0 | 0.013649 | 299.317 | 0.0071728 | 0 | 0 | 0.014346 | 299.558 | 0.0076956 | 0 | 0 | 0.015391 | 299.7186 | 0.008044 | 0 | 0 | 0.016088 | 299.9596 | 0.0085668 | 0 | 0 | 0.017134 | 300.2006 | 0.0090895 | 0 | 0 | 0.018179 | 300.3613 | 0.009438 | 0 | 0 | 0.018876 | 300.6023 | 0.0099607 | 0 | 0 | 0.019921 | 300.8433 | 0.010483 | 0 | 0 | 0.020967 | 300.9236 | 0.010658 | 0 | 0 | 0.021315 | 301.1646 | 0.01118 | 0 | 0 | 0.022361 | 301.4056 | 0.011703 | 0 | 0 | 0.023406 | 301.5663 | 0.012052 | 0 | 0 | 0.024103 | 301.8073 | 0.012574 | 0 | 0 | 0.025149 | 301.9679 | 0.012923 | 0 | 0 | 0.025846 | 302.1286 | 0.013271 | 0 | 0 | 0.026542
2017-01-25 19:00 | 263.026 | 0.78397 |  | 276.1943 | 0 | 0 | 0 | 0 | 283.9557 | 0 | 0 | 0 | 0 | 290.3059 | 0 | 0 | 0 | 0 | 290.5411 | 0 | 0 | 0 | 0 | 290.6979 | 0 | 0 | 0 | 0 | 290.9331 | 0 | 0 | 0 | 0 | 291.1683 | 0 | 0 | 0 | 0 | 291.4035 | 0 | 0 | 0 | 0 | 291.717 | 0 | 0 | 0 | 0 | 291.9522 | 0 | 0 | 0 | 0 | 292.109 | 0 | 0 | 0 | 0 | 292.3442 | 0 | 0 | 0 | 0 | 292.501 | 0 | 0 | 0 | 0 | 292.7362 | 0 | 0 | 0 | 0 | 292.9714 | 0 | 0 | 0 | 0 | 293.1282 | 0 | 0 | 0 | 0 | 293.3634 | 0 | 0 | 0 | 0 | 293.5986 | 0 | 0 | 0 | 0 | 293.677 | 0 | 0 | 0 | 0 | 293.9122 | 0 | 0 | 0 | 0 | 294.1474 | 0 | 0 | 0 | 0 | 294.3042 | 0 | 0 | 0 | 0 | 294.5394 | 0 | 0 | 0 | 0 | 294.6961 | 0 | 0 | 0 | 0 | 294.8529 | 0 | 0 | 0 | 0
2017-01-25 20:00 | 251.3053 | 0.74904 |  | 263.8868 | 0 | 0 | 0 | 0 | 271.3023 | 0 | 0 | 0 | 0 | 277.3695 | 0 | 0 | 0 | 0 | 277.5942 | 0 | 0 | 0 | 0 | 277.744 | 0 | 0 | 0 | 0 | 277.9687 | 0 | 0 | 0 | 0 | 278.1934 | 0 | 0 | 0 | 0 | 278.4182 | 0 | 0 | 0 | 0 | 278.7178 | 0 | 0 | 0 | 0 | 278.9425 | 0 | 0 | 0 | 0 | 279.0923 | 0 | 0 | 0 | 0 | 279.317 | 0 | 0 | 0 | 0 | 279.4668 | 0 | 0 | 0 | 0 | 279.6915 | 0 | 0 | 0 | 0 | 279.9162 | 0 | 0 | 0 | 0 | 280.066 | 0 | 0 | 0 | 0 | 280.2908 | 0 | 0 | 0 | 0 | 280.5155 | 0 | 0 | 0 | 0 | 280.5904 | 0 | 0 | 0 | 0 | 280.8151 | 0 | 0 | 0 | 0 | 281.0398 | 0 | 0 | 0 | 0 | 281.1896 | 0 | 0 | 0 | 0 | 281.4143 | 0 | 0 | 0 | 0 | 281.5641 | 0 | 0 | 0 | 0 | 281.7139 | 0 | 0 | 0 | 0
2017-01-25 21:00 | 259.5401 | 0.77358 |  | 272.5339 | 0 | 0 | 0 | 0 | 280.1923 | 0 | 0 | 0 | 0 | 286.4584 | 0 | 0 | 0 | 0 | 286.6905 | 0 | 0 | 0 | 0 | 286.8452 | 0 | 0 | 0 | 0 | 287.0772 | 0 | 0 | 0 | 0 | 287.3093 | 0 | 0 | 0 | 0 | 287.5414 | 0 | 0 | 0 | 0 | 287.8508 | 0 | 0 | 0 | 0 | 288.0829 | 0 | 0 | 0 | 0 | 288.2376 | 0 | 0 | 0 | 0 | 288.4697 | 0 | 0 | 0 | 0 | 288.6244 | 0 | 0 | 0 | 0 | 288.8565 | 0 | 0 | 0 | 0 | 289.0886 | 0 | 0 | 0 | 0 | 289.2433 | 0 | 0 | 0 | 0 | 289.4754 | 0 | 0 | 0 | 0 | 289.7074 | 0 | 0 | 0 | 0 | 289.7848 | 0 | 0 | 0 | 0 | 290.0169 | 0 | 0 | 0 | 0 | 290.2489 | 0 | 0 | 0 | 0 | 290.4037 | 0 | 0 | 0 | 0 | 290.6357 | 0 | 0 | 0 | 0 | 290.7905 | 0 | 0 | 0 | 0 | 290.9452 | 0 | 0 | 0 | 0
2017-01-25 22:00 | 254.7717 | 0.75937 |  | 267.5268 | 0 | 0 | 0 | 0 | 275.0445 | 0 | 0 | 0 | 0 | 281.1954 | 0 | 0 | 0 | 0 | 281.4233 | 0 | 0 | 0 | 0 | 281.5751 | 0 | 0 | 0 | 0 | 281.8029 | 0 | 0 | 0 | 0 | 282.0308 | 0 | 0 | 0 | 0 | 282.2586 | 0 | 0 | 0 | 0 | 282.5623 | 0 | 0 | 0 | 0 | 282.7901 | 0 | 0 | 0 | 0 | 282.942 | 0 | 0 | 0 | 0 | 283.1698 | 0 | 0 | 0 | 0 | 283.3217 | 0 | 0 | 0 | 0 | 283.5495 | 0 | 0 | 0 | 0 | 283.7773 | 0 | 0 | 0 | 0 | 283.9292 | 0 | 0 | 0 | 0 | 284.157 | 0 | 0 | 0 | 0 | 284.3848 | 0 | 0 | 0 | 0 | 284.4607 | 0 | 0 | 0 | 0 | 284.6886 | 0 | 0 | 0 | 0 | 284.9164 | 0 | 0 | 0 | 0 | 285.0682 | 0 | 0 | 0 | 0 | 285.2961 | 0 | 0 | 0 | 0 | 285.4479 | 0 | 0 | 0 | 0 | 285.5998 | 0 | 0 | 0 | 0
2017-01-25 23:00 | 250.0597 | 0.74533 |  | 262.5789 | 0 | 0 | 0 | 0 | 269.9577 | 0 | 0 | 0 | 0 | 275.9948 | 0 | 0 | 0 | 0 | 276.2184 | 0 | 0 | 0 | 0 | 276.3675 | 0 | 0 | 0 | 0 | 276.5911 | 0 | 0 | 0 | 0 | 276.8147 | 0 | 0 | 0 | 0 | 277.0383 | 0 | 0 | 0 | 0 | 277.3364 | 0 | 0 | 0 | 0 | 277.56 | 0 | 0 | 0 | 0 | 277.7091 | 0 | 0 | 0 | 0 | 277.9327 | 0 | 0 | 0 | 0 | 278.0817 | 0 | 0 | 0 | 0 | 278.3053 | 0 | 0 | 0 | 0 | 278.5289 | 0 | 0 | 0 | 0 | 278.678 | 0 | 0 | 0 | 0 | 278.9016 | 0 | 0 | 0 | 0 | 279.1252 | 0 | 0 | 0 | 0 | 279.1997 | 0 | 0 | 0 | 0 | 279.4233 | 0 | 0 | 0 | 0 | 279.6469 | 0 | 0 | 0 | 0 | 279.796 | 0 | 0 | 0 | 0 | 280.0196 | 0 | 0 | 0 | 0 | 280.1687 | 0 | 0 | 0 | 0 | 280.3177 | 0 | 0 | 0 | 0
2017-01-26 | 251.6427 | 0.75005 |  | 264.2411 | 0 | 0 | 0 | 0 | 271.6666 | 0 | 0 | 0 | 0 | 277.742 | 0 | 0 | 0 | 0 | 277.967 | 0 | 0 | 0 | 0 | 278.117 | 0 | 0 | 0 | 0 | 278.342 | 0 | 0 | 0 | 0 | 278.567 | 0 | 0 | 0 | 0 | 278.792 | 0 | 0 | 0 | 0 | 279.0921 | 0 | 0 | 0 | 0 | 279.3171 | 0 | 0 | 0 | 0 | 279.4671 | 0 | 0 | 0 | 0 | 279.6921 | 0 | 0 | 0 | 0 | 279.8421 | 0 | 0 | 0 | 0 | 280.0671 | 0 | 0 | 0 | 0 | 280.2921 | 0 | 0 | 0 | 0 | 280.4421 | 0 | 0 | 0 | 0 | 280.6672 | 0 | 0 | 0 | 0 | 280.8922 | 0 | 0 | 0 | 0 | 280.9672 | 0 | 0 | 0 | 0 | 281.1922 | 0 | 0 | 0 | 0 | 281.4172 | 0 | 0 | 0 | 0 | 281.5672 | 0 | 0 | 0 | 0 | 281.7922 | 0 | 0 | 0 | 0 | 281.9422 | 0 | 0 | 0 | 0 | 282.0922 | 0 | 0 | 0 | 0
2017-01-26 01:00 | 240.9623 | 0.71821 |  | 253.026 | 0 | 0 | 0 | 0 | 260.1363 | 0 | 0 | 0 | 0 | 265.9539 | 0 | 0 | 0 | 0 | 266.1693 | 0 | 0 | 0 | 0 | 266.313 | 0 | 0 | 0 | 0 | 266.5284 | 0 | 0 | 0 | 0 | 266.7439 | 0 | 0 | 0 | 0 | 266.9594 | 0 | 0 | 0 | 0 | 267.2466 | 0 | 0 | 0 | 0 | 267.4621 | 0 | 0 | 0 | 0 | 267.6057 | 0 | 0 | 0 | 0 | 267.8212 | 0 | 0 | 0 | 0 | 267.9649 | 0 | 0 | 0 | 0 | 268.1803 | 0 | 0 | 0 | 0 | 268.3958 | 0 | 0 | 0 | 0 | 268.5394 | 0 | 0 | 0 | 0 | 268.7549 | 0 | 0 | 0 | 0 | 268.9704 | 0 | 0 | 0 | 0 | 269.0422 | 0 | 0 | 0 | 0 | 269.2576 | 0 | 0 | 0 | 0 | 269.4731 | 0 | 0 | 0 | 0 | 269.6167 | 0 | 0 | 0 | 0 | 269.8322 | 0 | 0 | 0 | 0 | 269.9758 | 0 | 0 | 0 | 0 | 270.1195 | 0 | 0 | 0 | 0
2017-01-26 02:00 | 248.6958 | 0.74126 |  | 261.1467 | 0 | 0 | 0 | 0 | 268.4852 | 0 | 0 | 0 | 0 | 274.4894 | 0 | 0 | 0 | 0 | 274.7118 | 0 | 0 | 0 | 0 | 274.8601 | 0 | 0 | 0 | 0 | 275.0824 | 0 | 0 | 0 | 0 | 275.3048 | 0 | 0 | 0 | 0 | 275.5272 | 0 | 0 | 0 | 0 | 275.8237 | 0 | 0 | 0 | 0 | 276.0461 | 0 | 0 | 0 | 0 | 276.1943 | 0 | 0 | 0 | 0 | 276.4167 | 0 | 0 | 0 | 0 | 276.565 | 0 | 0 | 0 | 0 | 276.7873 | 0 | 0 | 0 | 0 | 277.0097 | 0 | 0 | 0 | 0 | 277.158 | 0 | 0 | 0 | 0 | 277.3803 | 0 | 0 | 0 | 0 | 277.6027 | 0 | 0 | 0 | 0 | 277.6769 | 0 | 0 | 0 | 0 | 277.8992 | 0 | 0 | 0 | 0 | 278.1216 | 0 | 0 | 0 | 0 | 278.2699 | 0 | 0 | 0 | 0 | 278.4922 | 0 | 0 | 0 | 0 | 278.6405 | 0 | 0 | 0 | 0 | 278.7887 | 0 | 0 | 0 | 0
2017-01-26 03:00 | 252.208 | 0.75173 |  | 264.8348 | 0 | 0 | 0 | 0 | 272.2769 | 0 | 0 | 0 | 0 | 278.3659 | 0 | 0 | 0 | 0 | 278.5914 | 0 | 0 | 0 | 0 | 278.7418 | 0 | 0 | 0 | 0 | 278.9673 | 0 | 0 | 0 | 0 | 279.1928 | 0 | 0 | 0 | 0 | 279.4183 | 0 | 0 | 0 | 0 | 279.719 | 0 | 0 | 0 | 0 | 279.9445 | 0 | 0 | 0 | 0 | 280.0949 | 0 | 0 | 0 | 0 | 280.3204 | 0 | 0 | 0 | 0 | 280.4708 | 0 | 0 | 0 | 0 | 280.6963 | 0 | 0 | 0 | 0 | 280.9218 | 0 | 0 | 0 | 0 | 281.0721 | 0 | 0 | 0 | 0 | 281.2977 | 0 | 0 | 0 | 0 | 281.5232 | 0 | 0 | 0 | 0 | 281.5984 | 0 | 0 | 0 | 0 | 281.8239 | 0 | 0 | 0 | 0 | 282.0494 | 0 | 0 | 0 | 0 | 282.1997 | 0 | 0 | 0 | 0 | 282.4253 | 0 | 0 | 0 | 0 | 282.5756 | 0 | 0 | 0 | 0 | 282.7259 | 0 | 0 | 0 | 0
2017-01-26 04:00 | 262.6567 | 0.78287 |  | 275.8065 | 0 | 0 | 0 | 0 | 283.557 | 0 | 0 | 0 | 0 | 289.8983 | 0 | 0 | 0 | 0 | 290.1331 | 0 | 0 | 0 | 0 | 290.2897 | 0 | 0 | 0 | 0 | 290.5246 | 0 | 0 | 0 | 0 | 290.7594 | 0 | 0 | 0 | 0 | 290.9943 | 0 | 0 | 0 | 0 | 291.3074 | 0 | 0 | 0 | 0 | 291.5423 | 0 | 0 | 0 | 0 | 291.6989 | 0 | 0 | 0 | 0 | 291.9337 | 0 | 0 | 0 | 0 | 292.0903 | 0 | 0 | 0 | 0 | 292.3252 | 0 | 0 | 0 | 0 | 292.56 | 0 | 0 | 0 | 0 | 292.7166 | 0 | 0 | 0 | 0 | 292.9515 | 0 | 0 | 0 | 0 | 293.1863 | 0 | 0 | 0 | 0 | 293.2646 | 0 | 0 | 0 | 0 | 293.4995 | 0 | 0 | 0 | 0 | 293.7343 | 0 | 0 | 0 | 0 | 293.8909 | 0 | 0 | 0 | 0 | 294.1258 | 0 | 0 | 0 | 0 | 294.2824 | 0 | 0 | 0 | 0 | 294.4389 | 0 | 0 | 0 | 0
2017-01-26 05:00 | 257.695 | 0.76809 |  | 270.5964 | 0 | 0 | 0 | 0 | 278.2005 | 0 | 0 | 0 | 0 | 284.422 | 0 | 0 | 0 | 0 | 284.6524 | 0 | 0 | 0 | 0 | 284.806 | 0 | 0 | 0 | 0 | 285.0364 | 0 | 0 | 0 | 0 | 285.2668 | 0 | 0 | 0 | 0 | 285.4973 | 0 | 0 | 0 | 0 | 285.8045 | 0 | 0 | 0 | 0 | 286.0349 | 0 | 0 | 0 | 0 | 286.1886 | 0 | 0 | 0 | 0 | 286.419 | 0 | 0 | 0 | 0 | 286.5726 | 0 | 0 | 0 | 0 | 286.803 | 0 | 0 | 0 | 0 | 287.0334 | 0 | 0 | 0 | 0 | 287.1871 | 0 | 0 | 0 | 0 | 287.4175 | 0 | 0 | 0 | 0 | 287.6479 | 0 | 0 | 0 | 0 | 287.7247 | 0 | 0 | 0 | 0 | 287.9551 | 0 | 0 | 0 | 0 | 288.1856 | 0 | 0 | 0 | 0 | 288.3392 | 0 | 0 | 0 | 0 | 288.5696 | 0 | 0 | 0 | 0 | 288.7232 | 0 | 0 | 0 | 0 | 288.8768 | 0 | 0 | 0 | 0
2017-01-26 06:00 | 256.183 | 0.76358 |  | 269.0088 | 0 | 0 | 0 | 0 | 276.5682 | 0 | 0 | 0 | 0 | 282.7532 | 0 | 0 | 0 | 0 | 282.9823 | 0 | 0 | 0 | 0 | 283.135 | 0 | 0 | 0 | 0 | 283.364 | 0 | 0 | 0 | 0 | 283.5931 | 0 | 0 | 0 | 0 | 283.8222 | 0 | 0 | 0 | 0 | 284.1276 | 0 | 0 | 0 | 0 | 284.3567 | 0 | 0 | 0 | 0 | 284.5094 | 0 | 0 | 0 | 0 | 284.7385 | 0 | 0 | 0 | 0 | 284.8912 | 0 | 0 | 0 | 0 | 285.1203 | 0 | 0 | 0 | 0 | 285.3493 | 0 | 0 | 0 | 0 | 285.5021 | 0 | 0 | 0 | 0 | 285.7311 | 0 | 0 | 0 | 0 | 285.9602 | 0 | 0 | 0 | 0 | 286.0366 | 0 | 0 | 0 | 0 | 286.2656 | 0 | 0 | 0 | 0 | 286.4947 | 0 | 0 | 0 | 0 | 286.6474 | 0 | 0 | 0 | 0 | 286.8765 | 0 | 0 | 0 | 0 | 287.0292 | 0 | 0 | 0 | 0 | 287.1819 | 0 | 0 | 0 | 0
2017-01-26 07:00 | 259.404 | 0.77318 |  | 272.391 | 0 | 0 | 0 | 0 | 280.0454 | 0 | 0 | 0 | 0 | 286.3082 | 0 | 0 | 0 | 0 | 286.5401 | 0 | 0 | 0 | 0 | 286.6948 | 0 | 0 | 0 | 0 | 286.9267 | 0 | 0 | 0 | 0 | 287.1587 | 0 | 0 | 0 | 0 | 287.3906 | 0 | 0 | 0 | 0 | 287.6999 | 0 | 0 | 0 | 0 | 287.9319 | 0 | 0 | 0 | 0 | 288.0865 | 0 | 0 | 0 | 0 | 288.3184 | 0 | 0 | 0 | 0 | 288.4731 | 0 | 0 | 0 | 0 | 288.705 | 0 | 0 | 0 | 0 | 288.937 | 0 | 0 | 0 | 0 | 289.0916 | 0 | 0 | 0 | 0 | 289.3236 | 0 | 0 | 0 | 0 | 289.5555 | 0 | 0 | 0 | 0 | 289.6328 | 0 | 0 | 0 | 0 | 289.8648 | 0 | 0 | 0 | 0 | 290.0968 | 0 | 0 | 0 | 0 | 290.2514 | 0 | 0 | 0 | 0 | 290.4833 | 0 | 0 | 0 | 0 | 290.638 | 0 | 0 | 0 | 0 | 290.7926 | 0 | 0 | 0 | 0
2017-01-26 08:00 | 253.2903 | 0.75496 |  | 265.9712 | 0 | 0 | 0 | 0 | 273.4452 | 0 | 0 | 0 | 0 | 279.5604 | 0 | 0 | 0 | 0 | 279.7869 | 0 | 0 | 0 | 0 | 279.9379 | 0 | 0 | 0 | 0 | 280.1643 | 0 | 0 | 0 | 0 | 280.3908 | 0 | 0 | 0 | 0 | 280.6173 | 0 | 0 | 0 | 0 | 280.9193 | 0 | 0 | 0 | 0 | 281.1458 | 0 | 0 | 0 | 0 | 281.2968 | 0 | 0 | 0 | 0 | 281.5233 | 0 | 0 | 0 | 0 | 281.6743 | 0 | 0 | 0 | 0 | 281.9007 | 0 | 0 | 0 | 0 | 282.1272 | 0 | 0 | 0 | 0 | 282.2782 | 0 | 0 | 0 | 0 | 282.5047 | 0 | 0 | 0 | 0 | 282.7312 | 0 | 0 | 0 | 0 | 282.8067 | 0 | 0 | 0 | 0 | 283.0332 | 0 | 0 | 0 | 0 | 283.2597 | 0 | 0 | 0 | 0 | 283.4107 | 0 | 0 | 0 | 0 | 283.6371 | 0 | 0 | 0 | 0 | 283.7881 | 0 | 0 | 0 | 0 | 283.9391 | 0 | 0 | 0 | 0
2017-01-26 09:00 | 256.4002 | 0.76423 |  | 269.2369 | 0 | 0 | 0 | 0 | 276.8027 | 0 | 0 | 0 | 0 | 282.9929 | 0 | 0 | 0 | 0 | 283.2222 | 0 | 0 | 0 | 0 | 283.375 | 0 | 0 | 0 | 0 | 283.6043 | 0 | 0 | 0 | 0 | 283.8336 | 0 | 0 | 0 | 0 | 284.0628 | 0 | 0 | 0 | 0 | 284.3685 | 0 | 0 | 0 | 0 | 284.5978 | 0 | 0 | 0 | 0 | 284.7506 | 0 | 0 | 0 | 0 | 284.9799 | 0 | 0 | 0 | 0 | 285.1328 | 0 | 0 | 0 | 0 | 285.362 | 0 | 0 | 0 | 0 | 285.5913 | 0 | 0 | 0 | 0 | 285.7441 | 0 | 0 | 0 | 0 | 285.9734 | 0 | 0 | 0 | 0 | 286.2027 | 0 | 0 | 0 | 0 | 286.2791 | 0 | 0 | 0 | 0 | 286.5084 | 0 | 0 | 0 | 0 | 286.7376 | 0 | 0 | 0 | 0 | 286.8905 | 0 | 0 | 0 | 0 | 287.1197 | 0 | 0 | 0 | 0 | 287.2726 | 0 | 0 | 0 | 0 | 287.4254 | 0 | 0 | 0 | 0
2017-01-26 10:00 | 255.1549 | 0.76051 |  | 267.9291 | 0 | 0 | 0 | 0 | 275.4582 | 0 | 0 | 0 | 0 | 281.6184 | 0 | 0 | 0 | 0 | 281.8465 | 0 | 0 | 0 | 0 | 281.9986 | 0 | 0 | 0 | 0 | 282.2268 | 0 | 0 | 0 | 0 | 282.4549 | 0 | 0 | 0 | 0 | 282.6831 | 0 | 0 | 0 | 0 | 282.9873 | 0 | 0 | 0 | 0 | 283.2155 | 0 | 0 | 0 | 0 | 283.3676 | 0 | 0 | 0 | 0 | 283.5957 | 0 | 0 | 0 | 0 | 283.7478 | 0 | 0 | 0 | 0 | 283.976 | 0 | 0 | 0 | 0 | 284.2041 | 0 | 0 | 0 | 0 | 284.3562 | 0 | 0 | 0 | 0 | 284.5844 | 0 | 0 | 0 | 0 | 284.8125 | 0 | 0 | 0 | 0 | 284.8886 | 0 | 0 | 0 | 0 | 285.1167 | 0 | 0 | 0 | 0 | 285.3449 | 0 | 0 | 0 | 0 | 285.497 | 0 | 0 | 0 | 0 | 285.7252 | 0 | 0 | 0 | 0 | 285.8773 | 0 | 0 | 0 | 0 | 286.0294 | 0 | 0 | 0 | 0
2017-01-26 11:00 | 251.38 | 0.74926 |  | 263.9653 | 0 | 0 | 0 | 0 | 271.383 | 0 | 0 | 0 | 0 | 277.452 | 0 | 0 | 0 | 0 | 277.6768 | 0 | 0 | 0 | 0 | 277.8266 | 0 | 0 | 0 | 0 | 278.0514 | 0 | 0 | 0 | 0 | 278.2762 | 0 | 0 | 0 | 0 | 278.5009 | 0 | 0 | 0 | 0 | 278.8007 | 0 | 0 | 0 | 0 | 279.0254 | 0 | 0 | 0 | 0 | 279.1753 | 0 | 0 | 0 | 0 | 279.4001 | 0 | 0 | 0 | 0 | 279.5499 | 0 | 0 | 0 | 0 | 279.7747 | 0 | 0 | 0 | 0 | 279.9995 | 0 | 0 | 0 | 0 | 280.1493 | 0 | 0 | 0 | 0 | 280.3741 | 0 | 0 | 0 | 0 | 280.5989 | 0 | 0 | 0 | 0 | 280.6738 | 0 | 0 | 0 | 0 | 280.8986 | 0 | 0 | 0 | 0 | 281.1234 | 0 | 0 | 0 | 0 | 281.2732 | 0 | 0 | 0 | 0 | 281.498 | 0 | 0 | 0 | 0 | 281.6479 | 0 | 0 | 0 | 0 | 281.7977 | 0 | 0 | 0 | 0
2017-01-26 12:00 | 252.5168 | 0.75265 |  | 265.159 | 0 | 0 | 0 | 0 | 272.6102 | 0 | 0 | 0 | 0 | 278.7067 | 0 | 0 | 0 | 0 | 278.9325 | 0 | 0 | 0 | 0 | 279.083 | 0 | 0 | 0 | 0 | 279.3088 | 0 | 0 | 0 | 0 | 279.5346 | 0 | 0 | 0 | 0 | 279.7604 | 0 | 0 | 0 | 0 | 280.0615 | 0 | 0 | 0 | 0 | 280.2873 | 0 | 0 | 0 | 0 | 280.4378 | 0 | 0 | 0 | 0 | 280.6636 | 0 | 0 | 0 | 0 | 280.8141 | 0 | 0 | 0 | 0 | 281.0399 | 0 | 0 | 0 | 0 | 281.2657 | 0 | 0 | 0 | 0 | 281.4162 | 0 | 0 | 0 | 0 | 281.642 | 0 | 0 | 0 | 0 | 281.8678 | 0 | 0 | 0 | 0 | 281.9431 | 0 | 0 | 0 | 0 | 282.1689 | 0 | 0 | 0 | 0 | 282.3947 | 0 | 0 | 0 | 0 | 282.5452 | 0 | 0 | 0 | 0 | 282.771 | 0 | 0 | 0 | 0 | 282.9215 | 0 | 0 | 0 | 0 | 283.0721 | 0 | 0 | 0 | 0
2017-01-26 13:00 | 257.059 | 0.76619 |  | 269.9286 | 0 | 0 | 0 | 0 | 277.5139 | 0 | 0 | 0 | 0 | 283.72 | 0 | 0 | 0 | 0 | 283.9499 | 0 | 0 | 0 | 0 | 284.1031 | 0 | 0 | 0 | 0 | 284.333 | 0 | 0 | 0 | 0 | 284.5628 | 0 | 0 | 0 | 0 | 284.7927 | 0 | 0 | 0 | 0 | 285.0991 | 0 | 0 | 0 | 0 | 285.329 | 0 | 0 | 0 | 0 | 285.4822 | 0 | 0 | 0 | 0 | 285.7121 | 0 | 0 | 0 | 0 | 285.8653 | 0 | 0 | 0 | 0 | 286.0952 | 0 | 0 | 0 | 0 | 286.325 | 0 | 0 | 0 | 0 | 286.4783 | 0 | 0 | 0 | 0 | 286.7081 | 0 | 0 | 0 | 0 | 286.938 | 0 | 0 | 0 | 0 | 287.0146 | 0 | 0 | 0 | 0 | 287.2445 | 0 | 0 | 0 | 0 | 287.4743 | 0 | 0 | 0 | 0 | 287.6276 | 0 | 0 | 0 | 0 | 287.8574 | 0 | 0 | 0 | 0 | 288.0107 | 0 | 0 | 0 | 0 | 288.1639 | 0 | 0 | 0 | 0
2017-01-26 14:00 | 254.7677 | 0.75936 |  | 267.5226 | 0 | 0 | 0 | 0 | 275.0403 | 0 | 0 | 0 | 0 | 281.1911 | 0 | 0 | 0 | 0 | 281.4189 | 0 | 0 | 0 | 0 | 281.5708 | 0 | 0 | 0 | 0 | 281.7986 | 0 | 0 | 0 | 0 | 282.0264 | 0 | 0 | 0 | 0 | 282.2542 | 0 | 0 | 0 | 0 | 282.558 | 0 | 0 | 0 | 0 | 282.7858 | 0 | 0 | 0 | 0 | 282.9376 | 0 | 0 | 0 | 0 | 283.1654 | 0 | 0 | 0 | 0 | 283.3173 | 0 | 0 | 0 | 0 | 283.5451 | 0 | 0 | 0 | 0 | 283.7729 | 0 | 0 | 0 | 0 | 283.9248 | 0 | 0 | 0 | 0 | 284.1526 | 0 | 0 | 0 | 0 | 284.3804 | 0 | 0 | 0 | 0 | 284.4564 | 0 | 0 | 0 | 0 | 284.6842 | 0 | 0 | 0 | 0 | 284.912 | 0 | 0 | 0 | 0 | 285.0638 | 0 | 0 | 0 | 0 | 285.2917 | 0 | 0 | 0 | 0 | 285.4435 | 0 | 0 | 0 | 0 | 285.5954 | 0 | 0 | 0 | 0
2017-01-26 15:00 | 251.0503 | 0.74828 |  | 263.6191 | 0 | 0 | 0 | 0 | 271.027 | 0 | 0 | 0 | 0 | 277.0881 | 0 | 0 | 0 | 0 | 277.3126 | 0 | 0 | 0 | 0 | 277.4623 | 0 | 0 | 0 | 0 | 277.6867 | 0 | 0 | 0 | 0 | 277.9112 | 0 | 0 | 0 | 0 | 278.1357 | 0 | 0 | 0 | 0 | 278.435 | 0 | 0 | 0 | 0 | 278.6595 | 0 | 0 | 0 | 0 | 278.8092 | 0 | 0 | 0 | 0 | 279.0336 | 0 | 0 | 0 | 0 | 279.1833 | 0 | 0 | 0 | 0 | 279.4078 | 0 | 0 | 0 | 0 | 279.6323 | 0 | 0 | 0 | 0 | 279.7819 | 0 | 0 | 0 | 0 | 280.0064 | 0 | 0 | 0 | 0 | 280.2309 | 0 | 0 | 0 | 0 | 280.3057 | 0 | 0 | 0 | 0 | 280.5302 | 0 | 0 | 0 | 0 | 280.7547 | 0 | 0 | 0 | 0 | 280.9043 | 0 | 0 | 0 | 0 | 281.1288 | 0 | 0 | 0 | 0 | 281.2785 | 0 | 0 | 0 | 0 | 281.4281 | 0 | 0 | 0 | 0
2017-01-26 16:00 | 239.4235 | 0.71363 |  | 251.4101 | 0 | 0 | 0 | 0 | 258.475 | 0 | 0 | 0 | 0 | 264.2554 | 0 | 0 | 0 | 0 | 264.4695 | 0 | 0 | 0 | 0 | 264.6122 | 0 | 0 | 0 | 0 | 264.8263 | 0 | 0 | 0 | 0 | 265.0404 | 0 | 0 | 0 | 0 | 265.2545 | 0 | 0 | 0 | 0 | 265.5399 | 0 | 0 | 0 | 0 | 265.754 | 0 | 0 | 0 | 0 | 265.8967 | 0 | 0 | 0 | 0 | 266.1108 | 0 | 0 | 0 | 0 | 266.2535 | 0 | 0 | 0 | 0 | 266.4676 | 0 | 0 | 0 | 0 | 266.6817 | 0 | 0 | 0 | 0 | 266.8244 | 0 | 0 | 0 | 0 | 267.0385 | 0 | 0 | 0 | 0 | 267.2526 | 0 | 0 | 0 | 0 | 267.324 | 0 | 0 | 0 | 0 | 267.5381 | 0 | 0 | 0 | 0 | 267.7522 | 0 | 0 | 0 | 0 | 267.8949 | 0 | 0 | 0 | 0 | 268.109 | 0 | 0 | 0 | 0 | 268.2517 | 0 | 0 | 0 | 0 | 268.3944 | 0 | 0 | 0 | 0
2017-01-26 17:00 | 239.0837 | 0.71261 |  | 251.0533 | 0 | 0 | 0 | 0 | 258.1082 | 0 | 0 | 0 | 0 | 263.8803 | 0 | 0 | 0 | 0 | 264.0941 | 0 | 0 | 0 | 0 | 264.2366 | 0 | 0 | 0 | 0 | 264.4504 | 0 | 0 | 0 | 0 | 264.6642 | 0 | 0 | 0 | 0 | 264.878 | 0 | 0 | 0 | 0 | 265.163 | 0 | 0 | 0 | 0 | 265.3768 | 0 | 0 | 0 | 0 | 265.5194 | 0 | 0 | 0 | 0 | 265.7331 | 0 | 0 | 0 | 0 | 265.8757 | 0 | 0 | 0 | 0 | 266.0894 | 0 | 0 | 0 | 0 | 266.3032 | 0 | 0 | 0 | 0 | 266.4457 | 0 | 0 | 0 | 0 | 266.6595 | 0 | 0 | 0 | 0 | 266.8733 | 0 | 0 | 0 | 0 | 266.9446 | 0 | 0 | 0 | 0 | 267.1584 | 0 | 0 | 0 | 0 | 267.3721 | 0 | 0 | 0 | 0 | 267.5147 | 0 | 0 | 0 | 0 | 267.7285 | 0 | 0 | 0 | 0 | 267.871 | 0 | 0 | 0 | 0 | 268.0135 | 0 | 0 | 0 | 0
2017-01-26 18:00 | 232.8048 | 0.6939 |  | 244.4601 | 0 | 0 | 0 | 0 | 251.3297 | 0 | 0 | 0 | 0 | 256.9503 | 0 | 0 | 0 | 0 | 257.1584 | 0 | 0 | 0 | 0 | 257.2972 | 0 | 0 | 0 | 0 | 257.5054 | 0 | 0 | 0 | 0 | 257.7136 | 0 | 0 | 0 | 0 | 257.9217 | 0 | 0 | 0 | 0 | 258.1993 | 0 | 0 | 0 | 0 | 258.4075 | 0 | 0 | 0 | 0 | 258.5462 | 0 | 0 | 0 | 0 | 258.7544 | 0 | 0 | 0 | 0 | 258.8932 | 0 | 0 | 0 | 0 | 259.1014 | 0 | 0 | 0 | 0 | 259.3095 | 0 | 0 | 0 | 0 | 259.4483 | 0 | 0 | 0 | 0 | 259.6565 | 0 | 0 | 0 | 0 | 259.8646 | 0 | 0 | 0 | 0 | 259.934 | 0 | 0 | 0 | 0 | 260.1422 | 0 | 0 | 0 | 0 | 260.3504 | 0 | 0 | 0 | 0 | 260.4891 | 0 | 0 | 0 | 0 | 260.6973 | 0 | 0 | 0 | 0 | 260.8361 | 0 | 0 | 0 | 0 | 260.9749 | 0 | 0 | 0 | 0
2017-01-26 19:00 | 241.61 | 0.72014 |  | 253.7062 | 0 | 0 | 0 | 0 | 260.8356 | 0 | 0 | 0 | 0 | 266.6687 | 0 | 0 | 0 | 0 | 266.8848 | 0 | 0 | 0 | 0 | 267.0288 | 0 | 0 | 0 | 0 | 267.2449 | 0 | 0 | 0 | 0 | 267.4609 | 0 | 0 | 0 | 0 | 267.6769 | 0 | 0 | 0 | 0 | 267.965 | 0 | 0 | 0 | 0 | 268.181 | 0 | 0 | 0 | 0 | 268.3251 | 0 | 0 | 0 | 0 | 268.5411 | 0 | 0 | 0 | 0 | 268.6851 | 0 | 0 | 0 | 0 | 268.9012 | 0 | 0 | 0 | 0 | 269.1172 | 0 | 0 | 0 | 0 | 269.2613 | 0 | 0 | 0 | 0 | 269.4773 | 0 | 0 | 0 | 0 | 269.6933 | 0 | 0 | 0 | 0 | 269.7654 | 0 | 0 | 0 | 0 | 269.9814 | 0 | 0 | 0 | 0 | 270.1974 | 0 | 0 | 0 | 0 | 270.3415 | 0 | 0 | 0 | 0 | 270.5575 | 0 | 0 | 0 | 0 | 270.7015 | 0 | 0 | 0 | 0 | 270.8456 | 0 | 0 | 0 | 0
2017-01-26 20:00 | 245.4323 | 0.73154 |  | 257.7198 | 0 | 0 | 0 | 0 | 264.962 | 0 | 0 | 0 | 0 | 270.8874 | 0 | 0 | 0 | 0 | 271.1069 | 0 | 0 | 0 | 0 | 271.2532 | 0 | 0 | 0 | 0 | 271.4727 | 0 | 0 | 0 | 0 | 271.6921 | 0 | 0 | 0 | 0 | 271.9116 | 0 | 0 | 0 | 0 | 272.2042 | 0 | 0 | 0 | 0 | 272.4237 | 0 | 0 | 0 | 0 | 272.57 | 0 | 0 | 0 | 0 | 272.7894 | 0 | 0 | 0 | 0 | 272.9357 | 0 | 0 | 0 | 0 | 273.1552 | 0 | 0 | 0 | 0 | 273.3747 | 0 | 0 | 0 | 0 | 273.521 | 0 | 0 | 0 | 0 | 273.7404 | 0 | 0 | 0 | 0 | 273.9599 | 0 | 0 | 0 | 0 | 274.033 | 0 | 0 | 0 | 0 | 274.2525 | 0 | 0 | 0 | 0 | 274.472 | 0 | 0 | 0 | 0 | 274.6183 | 0 | 0 | 0 | 0 | 274.8377 | 0 | 0 | 0 | 0 | 274.984 | 0 | 0 | 0 | 0 | 275.1303 | 0 | 0 | 0 | 0
2017-01-26 21:00 | 260.4256 | 0.77622 |  | 273.4638 | 0 | 0 | 0 | 0 | 281.1484 | 0 | 0 | 0 | 0 | 287.4358 | 0 | 0 | 0 | 0 | 287.6687 | 0 | 0 | 0 | 0 | 287.8239 | 0 | 0 | 0 | 0 | 288.0568 | 0 | 0 | 0 | 0 | 288.2896 | 0 | 0 | 0 | 0 | 288.5225 | 0 | 0 | 0 | 0 | 288.833 | 0 | 0 | 0 | 0 | 289.0659 | 0 | 0 | 0 | 0 | 289.2211 | 0 | 0 | 0 | 0 | 289.454 | 0 | 0 | 0 | 0 | 289.6092 | 0 | 0 | 0 | 0 | 289.8421 | 0 | 0 | 0 | 0 | 290.0749 | 0 | 0 | 0 | 0 | 290.2302 | 0 | 0 | 0 | 0 | 290.4631 | 0 | 0 | 0 | 0 | 290.6959 | 0 | 0 | 0 | 0 | 290.7735 | 0 | 0 | 0 | 0 | 291.0064 | 0 | 0 | 0 | 0 | 291.2393 | 0 | 0 | 0 | 0 | 291.3945 | 0 | 0 | 0 | 0 | 291.6274 | 0 | 0 | 0 | 0 | 291.7826 | 0 | 0 | 0 | 0 | 291.9379 | 0 | 0 | 0 | 0
2017-01-26 22:00 | 263.5799 | 0.78563 |  | 276.776 | 0 | 0 | 0 | 0 | 284.5537 | 0 | 0 | 0 | 0 | 290.9173 | 0 | 0 | 0 | 0 | 291.1529 | 0 | 0 | 0 | 0 | 291.3101 | 0 | 0 | 0 | 0 | 291.5458 | 0 | 0 | 0 | 0 | 291.7814 | 0 | 0 | 0 | 0 | 292.0171 | 0 | 0 | 0 | 0 | 292.3314 | 0 | 0 | 0 | 0 | 292.5671 | 0 | 0 | 0 | 0 | 292.7242 | 0 | 0 | 0 | 0 | 292.9599 | 0 | 0 | 0 | 0 | 293.117 | 0 | 0 | 0 | 0 | 293.3527 | 0 | 0 | 0 | 0 | 293.5884 | 0 | 0 | 0 | 0 | 293.7455 | 0 | 0 | 0 | 0 | 293.9812 | 0 | 0 | 0 | 0 | 294.2169 | 0 | 0 | 0 | 0 | 294.2954 | 0 | 0 | 0 | 0 | 294.5311 | 0 | 0 | 0 | 0 | 294.7668 | 0 | 0 | 0 | 0 | 294.9239 | 0 | 0 | 0 | 0 | 295.1596 | 0 | 0 | 0 | 0 | 295.3168 | 0 | 0 | 0 | 0 | 295.4739 | 0 | 0 | 0 | 0
2017-01-26 23:00 | 258.5735 | 0.7707 |  | 271.5189 | 0 | 0 | 0 | 0 | 279.1489 | 0 | 0 | 0 | 0 | 285.3916 | 0 | 0 | 0 | 0 | 285.6228 | 0 | 0 | 0 | 0 | 285.7769 | 0 | 0 | 0 | 0 | 286.0081 | 0 | 0 | 0 | 0 | 286.2393 | 0 | 0 | 0 | 0 | 286.4705 | 0 | 0 | 0 | 0 | 286.7788 | 0 | 0 | 0 | 0 | 287.01 | 0 | 0 | 0 | 0 | 287.1642 | 0 | 0 | 0 | 0 | 287.3954 | 0 | 0 | 0 | 0 | 287.5495 | 0 | 0 | 0 | 0 | 287.7807 | 0 | 0 | 0 | 0 | 288.012 | 0 | 0 | 0 | 0 | 288.1661 | 0 | 0 | 0 | 0 | 288.3973 | 0 | 0 | 0 | 0 | 288.6285 | 0 | 0 | 0 | 0 | 288.7056 | 0 | 0 | 0 | 0 | 288.9368 | 0 | 0 | 0 | 0 | 289.168 | 0 | 0 | 0 | 0 | 289.3222 | 0 | 0 | 0 | 0 | 289.5534 | 0 | 0 | 0 | 0 | 289.7075 | 0 | 0 | 0 | 0 | 289.8616 | 0 | 0 | 0 | 0
2017-01-27 | 261.0895 | 0.7782 |  | 274.1608 | 0 | 0 | 0 | 0 | 281.8651 | 0 | 0 | 0 | 0 | 288.1685 | 0 | 0 | 0 | 0 | 288.402 | 0 | 0 | 0 | 0 | 288.5576 | 0 | 0 | 0 | 0 | 288.7911 | 0 | 0 | 0 | 0 | 289.0245 | 0 | 0 | 0 | 0 | 289.258 | 0 | 0 | 0 | 0 | 289.5693 | 0 | 0 | 0 | 0 | 289.8027 | 0 | 0 | 0 | 0 | 289.9584 | 0 | 0 | 0 | 0 | 290.1918 | 0 | 0 | 0 | 0 | 290.3475 | 0 | 0 | 0 | 0 | 290.5809 | 0 | 0 | 0 | 0 | 290.8144 | 0 | 0 | 0 | 0 | 290.97 | 0 | 0 | 0 | 0 | 291.2035 | 0 | 0 | 0 | 0 | 291.4369 | 0 | 0 | 0 | 0 | 291.5148 | 0 | 0 | 0 | 0 | 291.7482 | 0 | 0 | 0 | 0 | 291.9817 | 0 | 0 | 0 | 0 | 292.1373 | 0 | 0 | 0 | 0 | 292.3708 | 0 | 0 | 0 | 0 | 292.5264 | 0 | 0 | 0 | 0 | 292.6821 | 0 | 0 | 0 | 0
2017-01-27 01:00 | 264.5333 | 0.78847 |  | 277.7771 | 0 | 0 | 0 | 0 | 285.5829 | 0 | 0 | 0 | 0 | 291.9695 | 0 | 0 | 0 | 0 | 292.206 | 0 | 0 | 0 | 0 | 292.3637 | 0 | 0 | 0 | 0 | 292.6002 | 0 | 0 | 0 | 0 | 292.8368 | 0 | 0 | 0 | 0 | 293.0733 | 0 | 0 | 0 | 0 | 293.3887 | 0 | 0 | 0 | 0 | 293.6253 | 0 | 0 | 0 | 0 | 293.7829 | 0 | 0 | 0 | 0 | 294.0195 | 0 | 0 | 0 | 0 | 294.1772 | 0 | 0 | 0 | 0 | 294.4137 | 0 | 0 | 0 | 0 | 294.6503 | 0 | 0 | 0 | 0 | 294.808 | 0 | 0 | 0 | 0 | 295.0445 | 0 | 0 | 0 | 0 | 295.281 | 0 | 0 | 0 | 0 | 295.3599 | 0 | 0 | 0 | 0 | 295.5964 | 0 | 0 | 0 | 0 | 295.833 | 0 | 0 | 0 | 0 | 295.9907 | 0 | 0 | 0 | 0 | 296.2272 | 0.00047109 | 0 | 0 | 0.00094219 | 296.3849 | 0.00081313 | 0 | 0 | 0.0016263 | 296.5426 | 0.0011552 | 0 | 0 | 0.0023103
2017-01-27 02:00 | 269.0036 | 0.80179 |  | 282.4712 | 0 | 0 | 0 | 0 | 290.4089 | 0 | 0 | 0 | 0 | 296.9034 | 0.0019379 | 0 | 0 | 0.0038758 | 297.144 | 0.0024596 | 0 | 0 | 0.0049192 | 297.3043 | 0.0028074 | 0 | 0 | 0.0056148 | 297.5449 | 0.0033291 | 0 | 0 | 0.0066583 | 297.7854 | 0.0038509 | 0 | 0 | 0.0077017 | 298.026 | 0.0043726 | 0 | 0 | 0.0087452 | 298.3467 | 0.0050682 | 0 | 0 | 0.010136 | 298.5872 | 0.00559 | 0 | 0 | 0.01118 | 298.7476 | 0.0059378 | 0 | 0 | 0.011876 | 298.9881 | 0.0064595 | 0 | 0 | 0.012919 | 299.1485 | 0.0068073 | 0 | 0 | 0.013615 | 299.389 | 0.007329 | 0 | 0 | 0.014658 | 299.6295 | 0.0078508 | 0 | 0 | 0.015702 | 299.7899 | 0.0081986 | 0 | 0 | 0.016397 | 300.0304 | 0.0087203 | 0 | 0 | 0.017441 | 300.271 | 0.009242 | 0 | 0 | 0.018484 | 300.3511 | 0.0094159 | 0 | 0 | 0.018832 | 300.5917 | 0.0099377 | 0 | 0 | 0.019875 | 300.8322 | 0.010459 | 0 | 0 | 0.020919 | 300.9926 | 0.010807 | 0 | 0 | 0.021614 | 301.2331 | 0.011329 | 0 | 0 | 0.022658 | 301.3935 | 0.011677 | 0 | 0 | 0.023354 | 301.5538 | 0.012025 | 0 | 0 | 0.024049
2017-01-27 03:00 | 269.6629 | 0.80376 |  | 283.1635 | 0 | 0 | 0 | 0 | 291.1207 | 0 | 0 | 0 | 0 | 297.6311 | 0.0035162 | 0 | 0 | 0.0070324 | 297.8722 | 0.0040392 | 0 | 0 | 0.0080784 | 298.033 | 0.0043879 | 0 | 0 | 0.0087757 | 298.2741 | 0.0049109 | 0 | 0 | 0.0098218 | 298.5152 | 0.0054339 | 0 | 0 | 0.010868 | 298.7564 | 0.0059569 | 0 | 0 | 0.011914 | 299.0779 | 0.0066542 | 0 | 0 | 0.013308 | 299.319 | 0.0071772 | 0 | 0 | 0.014354 | 299.4798 | 0.0075259 | 0 | 0 | 0.015052 | 299.7209 | 0.0080489 | 0 | 0 | 0.016098 | 299.8816 | 0.0083976 | 0 | 0 | 0.016795 | 300.1228 | 0.0089206 | 0 | 0 | 0.017841 | 300.3639 | 0.0094436 | 0 | 0 | 0.018887 | 300.5246 | 0.0097923 | 0 | 0 | 0.019585 | 300.7658 | 0.010315 | 0 | 0 | 0.020631 | 301.0069 | 0.010838 | 0 | 0 | 0.021677 | 301.0873 | 0.011013 | 0 | 0 | 0.022025 | 301.3284 | 0.011536 | 0 | 0 | 0.023071 | 301.5695 | 0.012059 | 0 | 0 | 0.024117 | 301.7303 | 0.012407 | 0 | 0 | 0.024815 | 301.9714 | 0.01293 | 0 | 0 | 0.025861 | 302.1322 | 0.013279 | 0 | 0 | 0.026558 | 302.2929 | 0.013628 | 0 | 0 | 0.027255
2017-01-27 04:00 | 275.7815 | 0.82199 |  | 289.5885 | 0 | 0 | 0 | 0 | 297.7262 | 0.0037224 | 0 | 0 | 0.0074449 | 304.3843 | 0.018164 | 0 | 0 | 0.036328 | 304.6309 | 0.018699 | 0 | 0 | 0.037398 | 304.7953 | 0.019055 | 0 | 0 | 0.038111 | 305.0419 | 0.01959 | 0 | 0 | 0.039181 | 305.2885 | 0.020125 | 0 | 0 | 0.04025 | 305.5351 | 0.02066 | 0 | 0 | 0.04132 | 305.8639 | 0.021373 | 0 | 0 | 0.042746 | 306.1105 | 0.021908 | 0 | 0 | 0.043816 | 306.2749 | 0.022265 | 0 | 0 | 0.044529 | 306.5215 | 0.0228 | 0 | 0 | 0.045599 | 306.6859 | 0.023156 | 0 | 0 | 0.046312 | 306.9325 | 0.023691 | 0 | 0 | 0.047382 | 307.1791 | 0.024226 | 0 | 0 | 0.048452 | 307.3435 | 0.024582 | 0 | 0 | 0.049165 | 307.5901 | 0.025117 | 0 | 0 | 0.050235 | 307.8367 | 0.025652 | 0 | 0 | 0.051304 | 307.9189 | 0.02583 | 0 | 0 | 0.051661 | 308.1655 | 0.026365 | 0 | 0 | 0.052731 | 308.4121 | 0.0269 | 0 | 0 | 0.0538 | 308.5765 | 0.027257 | 0 | 0 | 0.054514 | 308.8231 | 0.027792 | 0 | 0 | 0.055583 | 308.9875 | 0.028148 | 0 | 0 | 0.056296 | 309.1519 | 0.028505 | 0 | 0 | 0.05701
2017-01-27 05:00 | 272.3332 | 0.81172 |  | 285.9675 | 0 | 0 | 0 | 0 | 294.0034 | 0 | 0 | 0 | 0 | 300.5783 | 0.0099087 | 0 | 0 | 0.019817 | 300.8219 | 0.010437 | 0 | 0 | 0.020874 | 300.9842 | 0.010789 | 0 | 0 | 0.021578 | 301.2277 | 0.011317 | 0 | 0 | 0.022634 | 301.4712 | 0.011845 | 0 | 0 | 0.023691 | 301.7147 | 0.012374 | 0 | 0 | 0.024747 | 302.0394 | 0.013078 | 0 | 0 | 0.026156 | 302.2829 | 0.013606 | 0 | 0 | 0.027212 | 302.4453 | 0.013958 | 0 | 0 | 0.027916 | 302.6888 | 0.014486 | 0 | 0 | 0.028973 | 302.8511 | 0.014838 | 0 | 0 | 0.029677 | 303.0947 | 0.015367 | 0 | 0 | 0.030733 | 303.3382 | 0.015895 | 0 | 0 | 0.03179 | 303.5005 | 0.016247 | 0 | 0 | 0.032494 | 303.744 | 0.016775 | 0 | 0 | 0.03355 | 303.9875 | 0.017303 | 0 | 0 | 0.034607 | 304.0687 | 0.017479 | 0 | 0 | 0.034959 | 304.3122 | 0.018008 | 0 | 0 | 0.036015 | 304.5557 | 0.018536 | 0 | 0 | 0.037071 | 304.7181 | 0.018888 | 0 | 0 | 0.037776 | 304.9616 | 0.019416 | 0 | 0 | 0.038832 | 305.1239 | 0.019768 | 0 | 0 | 0.039536 | 305.2863 | 0.02012 | 0 | 0 | 0.040241
2017-01-27 06:00 | 283.1811 | 0.84405 |  | 297.3585 | 0.0029249 | 0 | 0 | 0.0058499 | 305.7146 | 0.021049 | 0 | 0 | 0.042099 | 312.5514 | 0.035878 | 0 | 0 | 0.071757 | 312.8046 | 0.036428 | 0 | 0 | 0.072855 | 312.9734 | 0.036794 | 0 | 0 | 0.073587 | 313.2266 | 0.037343 | 0 | 0 | 0.074686 | 313.4799 | 0.037892 | 0 | 0 | 0.075784 | 313.7331 | 0.038441 | 0 | 0 | 0.076883 | 314.0707 | 0.039174 | 0 | 0 | 0.078347 | 314.3239 | 0.039723 | 0 | 0 | 0.079446 | 314.4927 | 0.040089 | 0 | 0 | 0.080178 | 314.7459 | 0.040638 | 0 | 0 | 0.081276 | 314.9147 | 0.041004 | 0 | 0 | 0.082009 | 315.168 | 0.041554 | 0 | 0 | 0.083107 | 315.4212 | 0.042103 | 0 | 0 | 0.084206 | 315.59 | 0.042469 | 0 | 0 | 0.084938 | 315.8432 | 0.043018 | 0 | 0 | 0.086036 | 316.0964 | 0.043567 | 0 | 0 | 0.087135 | 316.1808 | 0.04375 | 0 | 0 | 0.087501 | 316.434 | 0.0443 | 0 | 0 | 0.088599 | 316.6872 | 0.044849 | 0 | 0 | 0.089698 | 316.8561 | 0.045215 | 0 | 0 | 0.09043 | 317.1093 | 0.045764 | 0 | 0 | 0.091529 | 317.2781 | 0.04613 | 0 | 0 | 0.092261 | 317.4469 | 0.046497 | 0 | 0 | 0.092993
2017-01-27 07:00 | 278.0411 | 0.82873 |  | 291.9612 | 0 | 0 | 0 | 0 | 300.1656 | 0.0090134 | 0 | 0 | 0.018027 | 306.8783 | 0.023573 | 0 | 0 | 0.047147 | 307.1269 | 0.024113 | 0 | 0 | 0.048225 | 307.2926 | 0.024472 | 0 | 0 | 0.048944 | 307.5413 | 0.025011 | 0 | 0 | 0.050023 | 307.7899 | 0.025551 | 0 | 0 | 0.051101 | 308.0385 | 0.02609 | 0 | 0 | 0.05218 | 308.37 | 0.026809 | 0 | 0 | 0.053618 | 308.6186 | 0.027348 | 0 | 0 | 0.054696 | 308.7844 | 0.027708 | 0 | 0 | 0.055415 | 309.033 | 0.028247 | 0 | 0 | 0.056494 | 309.1987 | 0.028606 | 0 | 0 | 0.057213 | 309.4473 | 0.029146 | 0 | 0 | 0.058291 | 309.696 | 0.029685 | 0 | 0 | 0.05937 | 309.8617 | 0.030044 | 0 | 0 | 0.060089 | 310.1103 | 0.030584 | 0 | 0 | 0.061167 | 310.3589 | 0.031123 | 0 | 0 | 0.062246 | 310.4418 | 0.031303 | 0 | 0 | 0.062605 | 310.6904 | 0.031842 | 0 | 0 | 0.063684 | 310.939 | 0.032381 | 0 | 0 | 0.064762 | 311.1048 | 0.032741 | 0 | 0 | 0.065481 | 311.3534 | 0.03328 | 0 | 0 | 0.06656 | 311.5192 | 0.033639 | 0 | 0 | 0.067279 | 311.6849 | 0.033999 | 0 | 0 | 0.067998
2017-01-27 08:00 | 271.4224 | 0.809 |  | 285.011 | 0 | 0 | 0 | 0 | 293.0202 | 0 | 0 | 0 | 0 | 299.5731 | 0.0077283 | 0 | 0 | 0.015457 | 299.8158 | 0.0082547 | 0 | 0 | 0.016509 | 299.9776 | 0.0086057 | 0 | 0 | 0.017211 | 300.2203 | 0.0091321 | 0 | 0 | 0.018264 | 300.463 | 0.0096585 | 0 | 0 | 0.019317 | 300.7057 | 0.010185 | 0 | 0 | 0.02037 | 301.0293 | 0.010887 | 0 | 0 | 0.021774 | 301.272 | 0.011413 | 0 | 0 | 0.022826 | 301.4338 | 0.011764 | 0 | 0 | 0.023528 | 301.6765 | 0.012291 | 0 | 0 | 0.024581 | 301.8383 | 0.012642 | 0 | 0 | 0.025283 | 302.081 | 0.013168 | 0 | 0 | 0.026336 | 302.3237 | 0.013694 | 0 | 0 | 0.027389 | 302.4855 | 0.014045 | 0 | 0 | 0.028091 | 302.7282 | 0.014572 | 0 | 0 | 0.029143 | 302.9709 | 0.015098 | 0 | 0 | 0.030196 | 303.0518 | 0.015274 | 0 | 0 | 0.030547 | 303.2945 | 0.0158 | 0 | 0 | 0.0316 | 303.5372 | 0.016326 | 0 | 0 | 0.032653 | 303.699 | 0.016677 | 0 | 0 | 0.033355 | 303.9417 | 0.017204 | 0 | 0 | 0.034408 | 304.1035 | 0.017555 | 0 | 0 | 0.035109 | 304.2653 | 0.017906 | 0 | 0 | 0.035811
2017-01-27 09:00 | 276.5668 | 0.82433 |  | 290.413 | 0 | 0 | 0 | 0 | 298.5739 | 0.0055611 | 0 | 0 | 0.011122 | 305.251 | 0.020044 | 0 | 0 | 0.040088 | 305.4983 | 0.02058 | 0 | 0 | 0.04116 | 305.6632 | 0.020938 | 0 | 0 | 0.041876 | 305.9105 | 0.021474 | 0 | 0 | 0.042948 | 306.1578 | 0.022011 | 0 | 0 | 0.044021 | 306.4051 | 0.022547 | 0 | 0 | 0.045094 | 306.7348 | 0.023262 | 0 | 0 | 0.046524 | 306.9821 | 0.023799 | 0 | 0 | 0.047597 | 307.147 | 0.024156 | 0 | 0 | 0.048312 | 307.3943 | 0.024693 | 0 | 0 | 0.049385 | 307.5592 | 0.02505 | 0 | 0 | 0.0501 | 307.8065 | 0.025587 | 0 | 0 | 0.051173 | 308.0538 | 0.026123 | 0 | 0 | 0.052246 | 308.2186 | 0.026481 | 0 | 0 | 0.052961 | 308.4659 | 0.027017 | 0 | 0 | 0.054034 | 308.7132 | 0.027553 | 0 | 0 | 0.055107 | 308.7957 | 0.027732 | 0 | 0 | 0.055464 | 309.043 | 0.028269 | 0 | 0 | 0.056537 | 309.2903 | 0.028805 | 0 | 0 | 0.05761 | 309.4551 | 0.029163 | 0 | 0 | 0.058325 | 309.7024 | 0.029699 | 0 | 0 | 0.059398 | 309.8673 | 0.030056 | 0 | 0 | 0.060113 | 310.0322 | 0.030414 | 0 | 0 | 0.060828
2017-01-27 10:00 | 263.5075 | 0.78541 |  | 276.7 | 0 | 0 | 0 | 0 | 284.4755 | 0 | 0 | 0 | 0 | 290.8373 | 0 | 0 | 0 | 0 | 291.073 | 0 | 0 | 0 | 0 | 291.2301 | 0 | 0 | 0 | 0 | 291.4657 | 0 | 0 | 0 | 0 | 291.7013 | 0 | 0 | 0 | 0 | 291.9369 | 0 | 0 | 0 | 0 | 292.2511 | 0 | 0 | 0 | 0 | 292.4867 | 0 | 0 | 0 | 0 | 292.6438 | 0 | 0 | 0 | 0 | 292.8794 | 0 | 0 | 0 | 0 | 293.0365 | 0 | 0 | 0 | 0 | 293.2721 | 0 | 0 | 0 | 0 | 293.5077 | 0 | 0 | 0 | 0 | 293.6648 | 0 | 0 | 0 | 0 | 293.9004 | 0 | 0 | 0 | 0 | 294.1361 | 0 | 0 | 0 | 0 | 294.2146 | 0 | 0 | 0 | 0 | 294.4502 | 0 | 0 | 0 | 0 | 294.6859 | 0 | 0 | 0 | 0 | 294.8429 | 0 | 0 | 0 | 0 | 295.0786 | 0 | 0 | 0 | 0 | 295.2356 | 0 | 0 | 0 | 0 | 295.3927 | 0 | 0 | 0 | 0
2017-01-27 11:00 | 256.1797 | 0.76357 |  | 269.0053 | 0 | 0 | 0 | 0 | 276.5646 | 0 | 0 | 0 | 0 | 282.7496 | 0 | 0 | 0 | 0 | 282.9786 | 0 | 0 | 0 | 0 | 283.1313 | 0 | 0 | 0 | 0 | 283.3604 | 0 | 0 | 0 | 0 | 283.5895 | 0 | 0 | 0 | 0 | 283.8185 | 0 | 0 | 0 | 0 | 284.124 | 0 | 0 | 0 | 0 | 284.353 | 0 | 0 | 0 | 0 | 284.5058 | 0 | 0 | 0 | 0 | 284.7348 | 0 | 0 | 0 | 0 | 284.8875 | 0 | 0 | 0 | 0 | 285.1166 | 0 | 0 | 0 | 0 | 285.3457 | 0 | 0 | 0 | 0 | 285.4984 | 0 | 0 | 0 | 0 | 285.7275 | 0 | 0 | 0 | 0 | 285.9565 | 0 | 0 | 0 | 0 | 286.0329 | 0 | 0 | 0 | 0 | 286.262 | 0 | 0 | 0 | 0 | 286.491 | 0 | 0 | 0 | 0 | 286.6438 | 0 | 0 | 0 | 0 | 286.8728 | 0 | 0 | 0 | 0 | 287.0255 | 0 | 0 | 0 | 0 | 287.1783 | 0 | 0 | 0 | 0
2017-01-27 12:00 | 256.8137 | 0.76546 |  | 269.671 | 0 | 0 | 0 | 0 | 277.2491 | 0 | 0 | 0 | 0 | 283.4493 | 0 | 0 | 0 | 0 | 283.6789 | 0 | 0 | 0 | 0 | 283.832 | 0 | 0 | 0 | 0 | 284.0616 | 0 | 0 | 0 | 0 | 284.2913 | 0 | 0 | 0 | 0 | 284.5209 | 0 | 0 | 0 | 0 | 284.8271 | 0 | 0 | 0 | 0 | 285.0567 | 0 | 0 | 0 | 0 | 285.2098 | 0 | 0 | 0 | 0 | 285.4395 | 0 | 0 | 0 | 0 | 285.5926 | 0 | 0 | 0 | 0 | 285.8222 | 0 | 0 | 0 | 0 | 286.0518 | 0 | 0 | 0 | 0 | 286.2049 | 0 | 0 | 0 | 0 | 286.4346 | 0 | 0 | 0 | 0 | 286.6642 | 0 | 0 | 0 | 0 | 286.7408 | 0 | 0 | 0 | 0 | 286.9704 | 0 | 0 | 0 | 0 | 287.2 | 0 | 0 | 0 | 0 | 287.3531 | 0 | 0 | 0 | 0 | 287.5828 | 0 | 0 | 0 | 0 | 287.7358 | 0 | 0 | 0 | 0 | 287.8889 | 0 | 0 | 0 | 0
2017-01-27 13:00 | 261.3824 | 0.77908 |  | 274.4685 | 0 | 0 | 0 | 0 | 282.1813 | 0 | 0 | 0 | 0 | 288.4918 | 0 | 0 | 0 | 0 | 288.7255 | 0 | 0 | 0 | 0 | 288.8814 | 0 | 0 | 0 | 0 | 289.1151 | 0 | 0 | 0 | 0 | 289.3488 | 0 | 0 | 0 | 0 | 289.5825 | 0 | 0 | 0 | 0 | 289.8942 | 0 | 0 | 0 | 0 | 290.1279 | 0 | 0 | 0 | 0 | 290.2837 | 0 | 0 | 0 | 0 | 290.5174 | 0 | 0 | 0 | 0 | 290.6732 | 0 | 0 | 0 | 0 | 290.907 | 0 | 0 | 0 | 0 | 291.1407 | 0 | 0 | 0 | 0 | 291.2965 | 0 | 0 | 0 | 0 | 291.5302 | 0 | 0 | 0 | 0 | 291.7639 | 0 | 0 | 0 | 0 | 291.8419 | 0 | 0 | 0 | 0 | 292.0756 | 0 | 0 | 0 | 0 | 292.3093 | 0 | 0 | 0 | 0 | 292.4651 | 0 | 0 | 0 | 0 | 292.6988 | 0 | 0 | 0 | 0 | 292.8547 | 0 | 0 | 0 | 0 | 293.0105 | 0 | 0 | 0 | 0
2017-01-27 14:00 | 258.2241 | 0.76966 |  | 271.1521 | 0 | 0 | 0 | 0 | 278.7717 | 0 | 0 | 0 | 0 | 285.006 | 0 | 0 | 0 | 0 | 285.2369 | 0 | 0 | 0 | 0 | 285.3908 | 0 | 0 | 0 | 0 | 285.6217 | 0 | 0 | 0 | 0 | 285.8526 | 0 | 0 | 0 | 0 | 286.0835 | 0 | 0 | 0 | 0 | 286.3914 | 0 | 0 | 0 | 0 | 286.6223 | 0 | 0 | 0 | 0 | 286.7762 | 0 | 0 | 0 | 0 | 287.0071 | 0 | 0 | 0 | 0 | 287.161 | 0 | 0 | 0 | 0 | 287.3919 | 0 | 0 | 0 | 0 | 287.6228 | 0 | 0 | 0 | 0 | 287.7768 | 0 | 0 | 0 | 0 | 288.0077 | 0 | 0 | 0 | 0 | 288.2386 | 0 | 0 | 0 | 0 | 288.3155 | 0 | 0 | 0 | 0 | 288.5464 | 0 | 0 | 0 | 0 | 288.7773 | 0 | 0 | 0 | 0 | 288.9313 | 0 | 0 | 0 | 0 | 289.1622 | 0 | 0 | 0 | 0 | 289.3161 | 0 | 0 | 0 | 0 | 289.47 | 0 | 0 | 0 | 0
2017-01-27 15:00 | 249.4499 | 0.74351 |  | 261.9385 | 0 | 0 | 0 | 0 | 269.2993 | 0 | 0 | 0 | 0 | 275.3217 | 0 | 0 | 0 | 0 | 275.5447 | 0 | 0 | 0 | 0 | 275.6935 | 0 | 0 | 0 | 0 | 275.9165 | 0 | 0 | 0 | 0 | 276.1396 | 0 | 0 | 0 | 0 | 276.3626 | 0 | 0 | 0 | 0 | 276.66 | 0 | 0 | 0 | 0 | 276.8831 | 0 | 0 | 0 | 0 | 277.0318 | 0 | 0 | 0 | 0 | 277.2548 | 0 | 0 | 0 | 0 | 277.4035 | 0 | 0 | 0 | 0 | 277.6266 | 0 | 0 | 0 | 0 | 277.8496 | 0 | 0 | 0 | 0 | 277.9983 | 0 | 0 | 0 | 0 | 278.2214 | 0 | 0 | 0 | 0 | 278.4444 | 0 | 0 | 0 | 0 | 278.5188 | 0 | 0 | 0 | 0 | 278.7418 | 0 | 0 | 0 | 0 | 278.9649 | 0 | 0 | 0 | 0 | 279.1136 | 0 | 0 | 0 | 0 | 279.3366 | 0 | 0 | 0 | 0 | 279.4854 | 0 | 0 | 0 | 0 | 279.6341 | 0 | 0 | 0 | 0
2017-01-27 16:00 | 255.0808 | 0.76029 |  | 267.8513 | 0 | 0 | 0 | 0 | 275.3782 | 0 | 0 | 0 | 0 | 281.5366 | 0 | 0 | 0 | 0 | 281.7647 | 0 | 0 | 0 | 0 | 281.9168 | 0 | 0 | 0 | 0 | 282.1449 | 0 | 0 | 0 | 0 | 282.3729 | 0 | 0 | 0 | 0 | 282.601 | 0 | 0 | 0 | 0 | 282.9052 | 0 | 0 | 0 | 0 | 283.1332 | 0 | 0 | 0 | 0 | 283.2853 | 0 | 0 | 0 | 0 | 283.5134 | 0 | 0 | 0 | 0 | 283.6654 | 0 | 0 | 0 | 0 | 283.8935 | 0 | 0 | 0 | 0 | 284.1216 | 0 | 0 | 0 | 0 | 284.2737 | 0 | 0 | 0 | 0 | 284.5018 | 0 | 0 | 0 | 0 | 284.7299 | 0 | 0 | 0 | 0 | 284.8059 | 0 | 0 | 0 | 0 | 285.034 | 0 | 0 | 0 | 0 | 285.2621 | 0 | 0 | 0 | 0 | 285.4141 | 0 | 0 | 0 | 0 | 285.6422 | 0 | 0 | 0 | 0 | 285.7943 | 0 | 0 | 0 | 0 | 285.9463 | 0 | 0 | 0 | 0
2017-01-27 17:00 | 254.8605 | 0.75964 |  | 267.62 | 0 | 0 | 0 | 0 | 275.1404 | 0 | 0 | 0 | 0 | 281.2935 | 0 | 0 | 0 | 0 | 281.5214 | 0 | 0 | 0 | 0 | 281.6733 | 0 | 0 | 0 | 0 | 281.9012 | 0 | 0 | 0 | 0 | 282.1291 | 0 | 0 | 0 | 0 | 282.357 | 0 | 0 | 0 | 0 | 282.6608 | 0 | 0 | 0 | 0 | 282.8887 | 0 | 0 | 0 | 0 | 283.0407 | 0 | 0 | 0 | 0 | 283.2686 | 0 | 0 | 0 | 0 | 283.4205 | 0 | 0 | 0 | 0 | 283.6484 | 0 | 0 | 0 | 0 | 283.8763 | 0 | 0 | 0 | 0 | 284.0282 | 0 | 0 | 0 | 0 | 284.2561 | 0 | 0 | 0 | 0 | 284.484 | 0 | 0 | 0 | 0 | 284.5599 | 0 | 0 | 0 | 0 | 284.7878 | 0 | 0 | 0 | 0 | 285.0157 | 0 | 0 | 0 | 0 | 285.1677 | 0 | 0 | 0 | 0 | 285.3955 | 0 | 0 | 0 | 0 | 285.5475 | 0 | 0 | 0 | 0 | 285.6994 | 0 | 0 | 0 | 0
2017-01-27 18:00 | 257.5423 | 0.76763 |  | 270.4361 | 0 | 0 | 0 | 0 | 278.0356 | 0 | 0 | 0 | 0 | 284.2535 | 0 | 0 | 0 | 0 | 284.4837 | 0 | 0 | 0 | 0 | 284.6373 | 0 | 0 | 0 | 0 | 284.8676 | 0 | 0 | 0 | 0 | 285.0978 | 0 | 0 | 0 | 0 | 285.3281 | 0 | 0 | 0 | 0 | 285.6352 | 0 | 0 | 0 | 0 | 285.8655 | 0 | 0 | 0 | 0 | 286.019 | 0 | 0 | 0 | 0 | 286.2493 | 0 | 0 | 0 | 0 | 286.4028 | 0 | 0 | 0 | 0 | 286.6331 | 0 | 0 | 0 | 0 | 286.8634 | 0 | 0 | 0 | 0 | 287.0169 | 0 | 0 | 0 | 0 | 287.2472 | 0 | 0 | 0 | 0 | 287.4775 | 0 | 0 | 0 | 0 | 287.5543 | 0 | 0 | 0 | 0 | 287.7846 | 0 | 0 | 0 | 0 | 288.0148 | 0 | 0 | 0 | 0 | 288.1684 | 0 | 0 | 0 | 0 | 288.3987 | 0 | 0 | 0 | 0 | 288.5522 | 0 | 0 | 0 | 0 | 288.7057 | 0 | 0 | 0 | 0
2017-01-27 19:00 | 260.1245 | 0.77533 |  | 273.1476 | 0 | 0 | 0 | 0 | 280.8233 | 0 | 0 | 0 | 0 | 287.1035 | 0 | 0 | 0 | 0 | 287.3361 | 0 | 0 | 0 | 0 | 287.4911 | 0 | 0 | 0 | 0 | 287.7237 | 0 | 0 | 0 | 0 | 287.9563 | 0 | 0 | 0 | 0 | 288.1889 | 0 | 0 | 0 | 0 | 288.4991 | 0 | 0 | 0 | 0 | 288.7317 | 0 | 0 | 0 | 0 | 288.8867 | 0 | 0 | 0 | 0 | 289.1193 | 0 | 0 | 0 | 0 | 289.2744 | 0 | 0 | 0 | 0 | 289.507 | 0 | 0 | 0 | 0 | 289.7396 | 0 | 0 | 0 | 0 | 289.8946 | 0 | 0 | 0 | 0 | 290.1272 | 0 | 0 | 0 | 0 | 290.3598 | 0 | 0 | 0 | 0 | 290.4374 | 0 | 0 | 0 | 0 | 290.67 | 0 | 0 | 0 | 0 | 290.9026 | 0 | 0 | 0 | 0 | 291.0576 | 0 | 0 | 0 | 0 | 291.2902 | 0 | 0 | 0 | 0 | 291.4453 | 0 | 0 | 0 | 0 | 291.6004 | 0 | 0 | 0 | 0
2017-01-27 20:00 | 259.9655 | 0.77485 |  | 272.9806 | 0 | 0 | 0 | 0 | 280.6516 | 0 | 0 | 0 | 0 | 286.9279 | 0 | 0 | 0 | 0 | 287.1604 | 0 | 0 | 0 | 0 | 287.3154 | 0 | 0 | 0 | 0 | 287.5478 | 0 | 0 | 0 | 0 | 287.7803 | 0 | 0 | 0 | 0 | 288.0127 | 0 | 0 | 0 | 0 | 288.3227 | 0 | 0 | 0 | 0 | 288.5551 | 0 | 0 | 0 | 0 | 288.7101 | 0 | 0 | 0 | 0 | 288.9425 | 0 | 0 | 0 | 0 | 289.0975 | 0 | 0 | 0 | 0 | 289.33 | 0 | 0 | 0 | 0 | 289.5624 | 0 | 0 | 0 | 0 | 289.7174 | 0 | 0 | 0 | 0 | 289.9498 | 0 | 0 | 0 | 0 | 290.1823 | 0 | 0 | 0 | 0 | 290.2598 | 0 | 0 | 0 | 0 | 290.4922 | 0 | 0 | 0 | 0 | 290.7247 | 0 | 0 | 0 | 0 | 290.8797 | 0 | 0 | 0 | 0 | 291.1121 | 0 | 0 | 0 | 0 | 291.2671 | 0 | 0 | 0 | 0 | 291.4221 | 0 | 0 | 0 | 0
2017-01-27 21:00 | 275.3866 | 0.82082 |  | 289.1737 | 0 | 0 | 0 | 0 | 297.2998 | 0.0027976 | 0 | 0 | 0.0055953 | 303.9484 | 0.017218 | 0 | 0 | 0.034437 | 304.1947 | 0.017753 | 0 | 0 | 0.035505 | 304.3589 | 0.018109 | 0 | 0 | 0.036217 | 304.6051 | 0.018643 | 0 | 0 | 0.037286 | 304.8513 | 0.019177 | 0 | 0 | 0.038354 | 305.0976 | 0.019711 | 0 | 0 | 0.039422 | 305.4259 | 0.020423 | 0 | 0 | 0.040846 | 305.6722 | 0.020957 | 0 | 0 | 0.041914 | 305.8363 | 0.021313 | 0 | 0 | 0.042627 | 306.0826 | 0.021847 | 0 | 0 | 0.043695 | 306.2467 | 0.022203 | 0 | 0 | 0.044407 | 306.493 | 0.022738 | 0 | 0 | 0.045475 | 306.7392 | 0.023272 | 0 | 0 | 0.046543 | 306.9034 | 0.023628 | 0 | 0 | 0.047256 | 307.1496 | 0.024162 | 0 | 0 | 0.048324 | 307.3959 | 0.024696 | 0 | 0 | 0.049392 | 307.478 | 0.024874 | 0 | 0 | 0.049748 | 307.7242 | 0.025408 | 0 | 0 | 0.050816 | 307.9705 | 0.025942 | 0 | 0 | 0.051884 | 308.1346 | 0.026298 | 0 | 0 | 0.052597 | 308.3809 | 0.026832 | 0 | 0 | 0.053665 | 308.545 | 0.027188 | 0 | 0 | 0.054377 | 308.7092 | 0.027545 | 0 | 0 | 0.055089
2017-01-27 22:00 | 279.0604 | 0.83177 |  | 293.0314 | 0 | 0 | 0 | 0 | 301.2659 | 0.0114 | 0 | 0 | 0.0228 | 308.0032 | 0.026013 | 0 | 0 | 0.052027 | 308.2528 | 0.026555 | 0 | 0 | 0.053109 | 308.4191 | 0.026915 | 0 | 0 | 0.053831 | 308.6686 | 0.027457 | 0 | 0 | 0.054913 | 308.9182 | 0.027998 | 0 | 0 | 0.055996 | 309.1677 | 0.028539 | 0 | 0 | 0.057078 | 309.5004 | 0.029261 | 0 | 0 | 0.058521 | 309.7499 | 0.029802 | 0 | 0 | 0.059604 | 309.9163 | 0.030163 | 0 | 0 | 0.060326 | 310.1658 | 0.030704 | 0 | 0 | 0.061408 | 310.3322 | 0.031065 | 0 | 0 | 0.06213 | 310.5817 | 0.031606 | 0 | 0 | 0.063212 | 310.8312 | 0.032147 | 0 | 0 | 0.064295 | 310.9976 | 0.032508 | 0 | 0 | 0.065016 | 311.2471 | 0.033049 | 0 | 0 | 0.066099 | 311.4967 | 0.033591 | 0 | 0 | 0.067181 | 311.5798 | 0.033771 | 0 | 0 | 0.067542 | 311.8294 | 0.034312 | 0 | 0 | 0.068624 | 312.0789 | 0.034853 | 0 | 0 | 0.069707 | 312.2452 | 0.035214 | 0 | 0 | 0.070428 | 312.4948 | 0.035755 | 0 | 0 | 0.071511 | 312.6611 | 0.036116 | 0 | 0 | 0.072233 | 312.8275 | 0.036477 | 0 | 0 | 0.072954
2017-01-27 23:00 | 281.9539 | 0.84039 |  | 296.0698 | 0.00012974 | 0 | 0 | 0.00025948 | 304.3897 | 0.018176 | 0 | 0 | 0.036351 | 311.1969 | 0.03294 | 0 | 0 | 0.065881 | 311.449 | 0.033487 | 0 | 0 | 0.066974 | 311.6171 | 0.033852 | 0 | 0 | 0.067703 | 311.8692 | 0.034399 | 0 | 0 | 0.068797 | 312.1213 | 0.034945 | 0 | 0 | 0.069891 | 312.3734 | 0.035492 | 0 | 0 | 0.070984 | 312.7096 | 0.036221 | 0 | 0 | 0.072443 | 312.9617 | 0.036768 | 0 | 0 | 0.073536 | 313.1298 | 0.037133 | 0 | 0 | 0.074266 | 313.3819 | 0.03768 | 0 | 0 | 0.075359 | 313.55 | 0.038044 | 0 | 0 | 0.076088 | 313.8021 | 0.038591 | 0 | 0 | 0.077182 | 314.0542 | 0.039138 | 0 | 0 | 0.078276 | 314.2223 | 0.039502 | 0 | 0 | 0.079005 | 314.4744 | 0.040049 | 0 | 0 | 0.080098 | 314.7265 | 0.040596 | 0 | 0 | 0.081192 | 314.8105 | 0.040778 | 0 | 0 | 0.081557 | 315.0627 | 0.041325 | 0 | 0 | 0.08265 | 315.3148 | 0.041872 | 0 | 0 | 0.083744 | 315.4829 | 0.042237 | 0 | 0 | 0.084473 | 315.735 | 0.042783 | 0 | 0 | 0.085567 | 315.903 | 0.043148 | 0 | 0 | 0.086296 | 316.0711 | 0.043513 | 0 | 0 | 0.087025
2017-01-28 | 279.9219 | 0.83433 |  | 293.9361 | 0 | 0 | 0 | 0 | 302.196 | 0.013417 | 0 | 0 | 0.026835 | 308.9541 | 0.028076 | 0 | 0 | 0.056152 | 309.2044 | 0.028619 | 0 | 0 | 0.057237 | 309.3713 | 0.028981 | 0 | 0 | 0.057961 | 309.6216 | 0.029524 | 0 | 0 | 0.059047 | 309.8719 | 0.030066 | 0 | 0 | 0.060133 | 310.1222 | 0.030609 | 0 | 0 | 0.061219 | 310.4559 | 0.031333 | 0 | 0 | 0.062666 | 310.7062 | 0.031876 | 0 | 0 | 0.063752 | 310.8731 | 0.032238 | 0 | 0 | 0.064476 | 311.1234 | 0.032781 | 0 | 0 | 0.065562 | 311.2903 | 0.033143 | 0 | 0 | 0.066286 | 311.5406 | 0.033686 | 0 | 0 | 0.067372 | 311.7909 | 0.034229 | 0 | 0 | 0.068457 | 311.9577 | 0.034591 | 0 | 0 | 0.069181 | 312.208 | 0.035134 | 0 | 0 | 0.070267 | 312.4583 | 0.035676 | 0 | 0 | 0.071353 | 312.5418 | 0.035857 | 0 | 0 | 0.071715 | 312.7921 | 0.0364 | 0 | 0 | 0.072801 | 313.0424 | 0.036943 | 0 | 0 | 0.073886 | 313.2092 | 0.037305 | 0 | 0 | 0.07461 | 313.4595 | 0.037848 | 0 | 0 | 0.075696 | 313.6264 | 0.03821 | 0 | 0 | 0.07642 | 313.7933 | 0.038572 | 0 | 0 | 0.077144
2017-01-28 01:00 | 282.8896 | 0.84318 |  | 297.0524 | 0.0022609 | 0 | 0 | 0.0045218 | 305.3999 | 0.020367 | 0 | 0 | 0.040733 | 312.2296 | 0.03518 | 0 | 0 | 0.070361 | 312.4826 | 0.035729 | 0 | 0 | 0.071458 | 312.6512 | 0.036095 | 0 | 0 | 0.07219 | 312.9042 | 0.036643 | 0 | 0 | 0.073287 | 313.1571 | 0.037192 | 0 | 0 | 0.074384 | 313.4101 | 0.037741 | 0 | 0 | 0.075481 | 313.7473 | 0.038472 | 0 | 0 | 0.076945 | 314.0003 | 0.039021 | 0 | 0 | 0.078042 | 314.1689 | 0.039387 | 0 | 0 | 0.078773 | 314.4219 | 0.039935 | 0 | 0 | 0.079871 | 314.5905 | 0.040301 | 0 | 0 | 0.080602 | 314.8435 | 0.04085 | 0 | 0 | 0.0817 | 315.0964 | 0.041398 | 0 | 0 | 0.082797 | 315.2651 | 0.041764 | 0 | 0 | 0.083528 | 315.518 | 0.042313 | 0 | 0 | 0.084626 | 315.771 | 0.042862 | 0 | 0 | 0.085723 | 315.8553 | 0.043044 | 0 | 0 | 0.086089 | 316.1082 | 0.043593 | 0 | 0 | 0.087186 | 316.3612 | 0.044142 | 0 | 0 | 0.088283 | 316.5298 | 0.044508 | 0 | 0 | 0.089015 | 316.7828 | 0.045056 | 0 | 0 | 0.090112 | 316.9514 | 0.045422 | 0 | 0 | 0.090844 | 317.1201 | 0.045788 | 0 | 0 | 0.091575
2017-01-28 02:00 | 282.4769 | 0.84195 |  | 296.619 | 0.0013209 | 0 | 0 | 0.0026419 | 304.9543 | 0.0194 | 0 | 0 | 0.0388 | 311.7741 | 0.034192 | 0 | 0 | 0.068385 | 312.0267 | 0.03474 | 0 | 0 | 0.06948 | 312.1951 | 0.035105 | 0 | 0 | 0.070211 | 312.4477 | 0.035653 | 0 | 0 | 0.071307 | 312.7003 | 0.036201 | 0 | 0 | 0.072402 | 312.9528 | 0.036749 | 0 | 0 | 0.073498 | 313.2896 | 0.037479 | 0 | 0 | 0.074959 | 313.5422 | 0.038027 | 0 | 0 | 0.076055 | 313.7106 | 0.038393 | 0 | 0 | 0.076785 | 313.9632 | 0.03894 | 0 | 0 | 0.077881 | 314.1316 | 0.039306 | 0 | 0 | 0.078611 | 314.3842 | 0.039854 | 0 | 0 | 0.079707 | 314.6367 | 0.040401 | 0 | 0 | 0.080803 | 314.8051 | 0.040767 | 0 | 0 | 0.081533 | 315.0577 | 0.041314 | 0 | 0 | 0.082629 | 315.3103 | 0.041862 | 0 | 0 | 0.083725 | 315.3945 | 0.042045 | 0 | 0 | 0.08409 | 315.6471 | 0.042593 | 0 | 0 | 0.085186 | 315.8997 | 0.043141 | 0 | 0 | 0.086281 | 316.0681 | 0.043506 | 0 | 0 | 0.087012 | 316.3206 | 0.044054 | 0 | 0 | 0.088108 | 316.489 | 0.044419 | 0 | 0 | 0.088838 | 316.6574 | 0.044784 | 0 | 0 | 0.089569
2017-01-28 03:00 | 282.2092 | 0.84115 |  | 296.3379 | 0.0007112 | 0 | 0 | 0.0014224 | 304.6653 | 0.018773 | 0 | 0 | 0.037547 | 311.4786 | 0.033551 | 0 | 0 | 0.067103 | 311.731 | 0.034099 | 0 | 0 | 0.068198 | 311.8992 | 0.034464 | 0 | 0 | 0.068927 | 312.1516 | 0.035011 | 0 | 0 | 0.070022 | 312.4039 | 0.035558 | 0 | 0 | 0.071117 | 312.6562 | 0.036106 | 0 | 0 | 0.072211 | 312.9927 | 0.036835 | 0 | 0 | 0.073671 | 313.245 | 0.037383 | 0 | 0 | 0.074766 | 313.4133 | 0.037748 | 0 | 0 | 0.075495 | 313.6656 | 0.038295 | 0 | 0 | 0.07659 | 313.8339 | 0.03866 | 0 | 0 | 0.07732 | 314.0862 | 0.039207 | 0 | 0 | 0.078415 | 314.3385 | 0.039755 | 0 | 0 | 0.079509 | 314.5068 | 0.04012 | 0 | 0 | 0.080239 | 314.7591 | 0.040667 | 0 | 0 | 0.081334 | 315.0115 | 0.041214 | 0 | 0 | 0.082428 | 315.0956 | 0.041397 | 0 | 0 | 0.082793 | 315.3479 | 0.041944 | 0 | 0 | 0.083888 | 315.6003 | 0.042491 | 0 | 0 | 0.084983 | 315.7685 | 0.042856 | 0 | 0 | 0.085712 | 316.0209 | 0.043404 | 0 | 0 | 0.086807 | 316.1891 | 0.043768 | 0 | 0 | 0.087537 | 316.3573 | 0.044133 | 0 | 0 | 0.088267
2017-01-28 04:00 | 271.7413 | 0.80995 |  | 285.3459 | 0 | 0 | 0 | 0 | 293.3644 | 0 | 0 | 0 | 0 | 299.925 | 0.0084917 | 0 | 0 | 0.016983 | 300.168 | 0.0090187 | 0 | 0 | 0.018037 | 300.33 | 0.0093701 | 0 | 0 | 0.01874 | 300.573 | 0.0098971 | 0 | 0 | 0.019794 | 300.816 | 0.010424 | 0 | 0 | 0.020848 | 301.059 | 0.010951 | 0 | 0 | 0.021902 | 301.3829 | 0.011654 | 0 | 0 | 0.023308 | 301.6259 | 0.012181 | 0 | 0 | 0.024362 | 301.7879 | 0.012532 | 0 | 0 | 0.025065 | 302.0309 | 0.013059 | 0 | 0 | 0.026119 | 302.1929 | 0.013411 | 0 | 0 | 0.026821 | 302.4359 | 0.013938 | 0 | 0 | 0.027875 | 302.6789 | 0.014465 | 0 | 0 | 0.02893 | 302.8409 | 0.014816 | 0 | 0 | 0.029632 | 303.0838 | 0.015343 | 0 | 0 | 0.030686 | 303.3268 | 0.01587 | 0 | 0 | 0.03174 | 303.4078 | 0.016046 | 0 | 0 | 0.032092 | 303.6508 | 0.016573 | 0 | 0 | 0.033146 | 303.8938 | 0.0171 | 0 | 0 | 0.0342 | 304.0558 | 0.017451 | 0 | 0 | 0.034903 | 304.2988 | 0.017978 | 0 | 0 | 0.035957 | 304.4608 | 0.01833 | 0 | 0 | 0.036659 | 304.6228 | 0.018681 | 0 | 0 | 0.037362
2017-01-28 05:00 | 271.7946 | 0.81011 |  | 285.4019 | 0 | 0 | 0 | 0 | 293.422 | 0 | 0 | 0 | 0 | 299.9839 | 0.0086195 | 0 | 0 | 0.017239 | 300.227 | 0.0091466 | 0 | 0 | 0.018293 | 300.389 | 0.009498 | 0 | 0 | 0.018996 | 300.632 | 0.010025 | 0 | 0 | 0.02005 | 300.8751 | 0.010552 | 0 | 0 | 0.021105 | 301.1181 | 0.011079 | 0 | 0 | 0.022159 | 301.4421 | 0.011782 | 0 | 0 | 0.023565 | 301.6852 | 0.012309 | 0 | 0 | 0.024619 | 301.8472 | 0.012661 | 0 | 0 | 0.025322 | 302.0902 | 0.013188 | 0 | 0 | 0.026376 | 302.2522 | 0.013539 | 0 | 0 | 0.027079 | 302.4953 | 0.014067 | 0 | 0 | 0.028133 | 302.7383 | 0.014594 | 0 | 0 | 0.029187 | 302.9003 | 0.014945 | 0 | 0 | 0.02989 | 303.1434 | 0.015472 | 0 | 0 | 0.030945 | 303.3864 | 0.015999 | 0 | 0 | 0.031999 | 303.4674 | 0.016175 | 0 | 0 | 0.03235 | 303.7104 | 0.016702 | 0 | 0 | 0.033404 | 303.9535 | 0.017229 | 0 | 0 | 0.034459 | 304.1155 | 0.017581 | 0 | 0 | 0.035162 | 304.3585 | 0.018108 | 0 | 0 | 0.036216 | 304.5205 | 0.018459 | 0 | 0 | 0.036919 | 304.6826 | 0.018811 | 0 | 0 | 0.037622
2017-01-28 06:00 | 245.0402 | 0.73037 |  | 257.308 | 0 | 0 | 0 | 0 | 264.5387 | 0 | 0 | 0 | 0 | 270.4546 | 0 | 0 | 0 | 0 | 270.6738 | 0 | 0 | 0 | 0 | 270.8198 | 0 | 0 | 0 | 0 | 271.0389 | 0 | 0 | 0 | 0 | 271.258 | 0 | 0 | 0 | 0 | 271.4772 | 0 | 0 | 0 | 0 | 271.7693 | 0 | 0 | 0 | 0 | 271.9884 | 0 | 0 | 0 | 0 | 272.1345 | 0 | 0 | 0 | 0 | 272.3536 | 0 | 0 | 0 | 0 | 272.4997 | 0 | 0 | 0 | 0 | 272.7188 | 0 | 0 | 0 | 0 | 272.9379 | 0 | 0 | 0 | 0 | 273.084 | 0 | 0 | 0 | 0 | 273.3031 | 0 | 0 | 0 | 0 | 273.5222 | 0 | 0 | 0 | 0 | 273.5952 | 0 | 0 | 0 | 0 | 273.8143 | 0 | 0 | 0 | 0 | 274.0334 | 0 | 0 | 0 | 0 | 274.1795 | 0 | 0 | 0 | 0 | 274.3986 | 0 | 0 | 0 | 0 | 274.5447 | 0 | 0 | 0 | 0 | 274.6908 | 0 | 0 | 0 | 0
2017-01-28 07:00 | 246.0532 | 0.73339 |  | 258.3718 | 0 | 0 | 0 | 0 | 265.6323 | 0 | 0 | 0 | 0 | 271.5727 | 0 | 0 | 0 | 0 | 271.7928 | 0 | 0 | 0 | 0 | 271.9394 | 0 | 0 | 0 | 0 | 272.1595 | 0 | 0 | 0 | 0 | 272.3795 | 0 | 0 | 0 | 0 | 272.5995 | 0 | 0 | 0 | 0 | 272.8928 | 0 | 0 | 0 | 0 | 273.1129 | 0 | 0 | 0 | 0 | 273.2595 | 0 | 0 | 0 | 0 | 273.4795 | 0 | 0 | 0 | 0 | 273.6262 | 0 | 0 | 0 | 0 | 273.8462 | 0 | 0 | 0 | 0 | 274.0663 | 0 | 0 | 0 | 0 | 274.2129 | 0 | 0 | 0 | 0 | 274.4329 | 0 | 0 | 0 | 0 | 274.653 | 0 | 0 | 0 | 0 | 274.7263 | 0 | 0 | 0 | 0 | 274.9463 | 0 | 0 | 0 | 0 | 275.1663 | 0 | 0 | 0 | 0 | 275.313 | 0 | 0 | 0 | 0 | 275.533 | 0 | 0 | 0 | 0 | 275.6797 | 0 | 0 | 0 | 0 | 275.8264 | 0 | 0 | 0 | 0
2017-01-28 08:00 | 236.9799 | 0.70634 |  | 248.8442 | 0 | 0 | 0 | 0 | 255.837 | 0 | 0 | 0 | 0 | 261.5584 | 0 | 0 | 0 | 0 | 261.7703 | 0 | 0 | 0 | 0 | 261.9116 | 0 | 0 | 0 | 0 | 262.1235 | 0 | 0 | 0 | 0 | 262.3354 | 0 | 0 | 0 | 0 | 262.5473 | 0 | 0 | 0 | 0 | 262.8298 | 0 | 0 | 0 | 0 | 263.0417 | 0 | 0 | 0 | 0 | 263.183 | 0 | 0 | 0 | 0 | 263.3949 | 0 | 0 | 0 | 0 | 263.5361 | 0 | 0 | 0 | 0 | 263.748 | 0 | 0 | 0 | 0 | 263.9599 | 0 | 0 | 0 | 0 | 264.1012 | 0 | 0 | 0 | 0 | 264.3131 | 0 | 0 | 0 | 0 | 264.525 | 0 | 0 | 0 | 0 | 264.5957 | 0 | 0 | 0 | 0 | 264.8076 | 0 | 0 | 0 | 0 | 265.0195 | 0 | 0 | 0 | 0 | 265.1607 | 0 | 0 | 0 | 0 | 265.3726 | 0 | 0 | 0 | 0 | 265.5139 | 0 | 0 | 0 | 0 | 265.6552 | 0 | 0 | 0 | 0
2017-01-28 09:00 | 238.6669 | 0.71137 |  | 250.6157 | 0 | 0 | 0 | 0 | 257.6583 | 0 | 0 | 0 | 0 | 263.4204 | 0 | 0 | 0 | 0 | 263.6338 | 0 | 0 | 0 | 0 | 263.776 | 0 | 0 | 0 | 0 | 263.9895 | 0 | 0 | 0 | 0 | 264.2029 | 0 | 0 | 0 | 0 | 264.4163 | 0 | 0 | 0 | 0 | 264.7008 | 0 | 0 | 0 | 0 | 264.9142 | 0 | 0 | 0 | 0 | 265.0565 | 0 | 0 | 0 | 0 | 265.2699 | 0 | 0 | 0 | 0 | 265.4122 | 0 | 0 | 0 | 0 | 265.6256 | 0 | 0 | 0 | 0 | 265.839 | 0 | 0 | 0 | 0 | 265.9813 | 0 | 0 | 0 | 0 | 266.1947 | 0 | 0 | 0 | 0 | 266.4081 | 0 | 0 | 0 | 0 | 266.4792 | 0 | 0 | 0 | 0 | 266.6927 | 0 | 0 | 0 | 0 | 266.9061 | 0 | 0 | 0 | 0 | 267.0483 | 0 | 0 | 0 | 0 | 267.2618 | 0 | 0 | 0 | 0 | 267.404 | 0 | 0 | 0 | 0 | 267.5463 | 0 | 0 | 0 | 0
2017-01-28 10:00 | 241.2315 | 0.71901 |  | 253.3087 | 0 | 0 | 0 | 0 | 260.4269 | 0 | 0 | 0 | 0 | 266.2509 | 0 | 0 | 0 | 0 | 266.4666 | 0 | 0 | 0 | 0 | 266.6104 | 0 | 0 | 0 | 0 | 266.8261 | 0 | 0 | 0 | 0 | 267.0418 | 0 | 0 | 0 | 0 | 267.2575 | 0 | 0 | 0 | 0 | 267.5451 | 0 | 0 | 0 | 0 | 267.7609 | 0 | 0 | 0 | 0 | 267.9047 | 0 | 0 | 0 | 0 | 268.1204 | 0 | 0 | 0 | 0 | 268.2642 | 0 | 0 | 0 | 0 | 268.4799 | 0 | 0 | 0 | 0 | 268.6956 | 0 | 0 | 0 | 0 | 268.8394 | 0 | 0 | 0 | 0 | 269.0551 | 0 | 0 | 0 | 0 | 269.2708 | 0 | 0 | 0 | 0 | 269.3427 | 0 | 0 | 0 | 0 | 269.5584 | 0 | 0 | 0 | 0 | 269.7741 | 0 | 0 | 0 | 0 | 269.9179 | 0 | 0 | 0 | 0 | 270.1336 | 0 | 0 | 0 | 0 | 270.2774 | 0 | 0 | 0 | 0 | 270.4212 | 0 | 0 | 0 | 0
2017-01-28 11:00 | 239.7447 | 0.71458 |  | 251.7475 | 0 | 0 | 0 | 0 | 258.8218 | 0 | 0 | 0 | 0 | 264.61 | 0 | 0 | 0 | 0 | 264.8243 | 0 | 0 | 0 | 0 | 264.9673 | 0 | 0 | 0 | 0 | 265.1816 | 0 | 0 | 0 | 0 | 265.396 | 0 | 0 | 0 | 0 | 265.6104 | 0 | 0 | 0 | 0 | 265.8962 | 0 | 0 | 0 | 0 | 266.1106 | 0 | 0 | 0 | 0 | 266.2535 | 0 | 0 | 0 | 0 | 266.4679 | 0 | 0 | 0 | 0 | 266.6108 | 0 | 0 | 0 | 0 | 266.8252 | 0 | 0 | 0 | 0 | 267.0395 | 0 | 0 | 0 | 0 | 267.1825 | 0 | 0 | 0 | 0 | 267.3968 | 0 | 0 | 0 | 0 | 267.6112 | 0 | 0 | 0 | 0 | 267.6827 | 0 | 0 | 0 | 0 | 267.897 | 0 | 0 | 0 | 0 | 268.1114 | 0 | 0 | 0 | 0 | 268.2543 | 0 | 0 | 0 | 0 | 268.4687 | 0 | 0 | 0 | 0 | 268.6116 | 0 | 0 | 0 | 0 | 268.7545 | 0 | 0 | 0 | 0
2017-01-28 12:00 | 237.4208 | 0.70766 |  | 249.3072 | 0 | 0 | 0 | 0 | 256.313 | 0 | 0 | 0 | 0 | 262.045 | 0 | 0 | 0 | 0 | 262.2573 | 0 | 0 | 0 | 0 | 262.3988 | 0 | 0 | 0 | 0 | 262.6111 | 0 | 0 | 0 | 0 | 262.8234 | 0 | 0 | 0 | 0 | 263.0357 | 0 | 0 | 0 | 0 | 263.3188 | 0 | 0 | 0 | 0 | 263.5311 | 0 | 0 | 0 | 0 | 263.6726 | 0 | 0 | 0 | 0 | 263.8849 | 0 | 0 | 0 | 0 | 264.0265 | 0 | 0 | 0 | 0 | 264.2387 | 0 | 0 | 0 | 0 | 264.451 | 0 | 0 | 0 | 0 | 264.5926 | 0 | 0 | 0 | 0 | 264.8049 | 0 | 0 | 0 | 0 | 265.0172 | 0 | 0 | 0 | 0 | 265.0879 | 0 | 0 | 0 | 0 | 265.3002 | 0 | 0 | 0 | 0 | 265.5125 | 0 | 0 | 0 | 0 | 265.6541 | 0 | 0 | 0 | 0 | 265.8664 | 0 | 0 | 0 | 0 | 266.0079 | 0 | 0 | 0 | 0 | 266.1494 | 0 | 0 | 0 | 0
2017-01-28 13:00 | 232.6313 | 0.69338 |  | 244.2779 | 0 | 0 | 0 | 0 | 251.1423 | 0 | 0 | 0 | 0 | 256.7587 | 0 | 0 | 0 | 0 | 256.9667 | 0 | 0 | 0 | 0 | 257.1054 | 0 | 0 | 0 | 0 | 257.3134 | 0 | 0 | 0 | 0 | 257.5214 | 0 | 0 | 0 | 0 | 257.7295 | 0 | 0 | 0 | 0 | 258.0068 | 0 | 0 | 0 | 0 | 258.2148 | 0 | 0 | 0 | 0 | 258.3535 | 0 | 0 | 0 | 0 | 258.5615 | 0 | 0 | 0 | 0 | 258.7002 | 0 | 0 | 0 | 0 | 258.9082 | 0 | 0 | 0 | 0 | 259.1162 | 0 | 0 | 0 | 0 | 259.2549 | 0 | 0 | 0 | 0 | 259.4629 | 0 | 0 | 0 | 0 | 259.6709 | 0 | 0 | 0 | 0 | 259.7403 | 0 | 0 | 0 | 0 | 259.9483 | 0 | 0 | 0 | 0 | 260.1563 | 0 | 0 | 0 | 0 | 260.295 | 0 | 0 | 0 | 0 | 260.503 | 0 | 0 | 0 | 0 | 260.6417 | 0 | 0 | 0 | 0 | 260.7803 | 0 | 0 | 0 | 0
2017-01-28 14:00 | 241.539 | 0.71993 |  | 253.6316 | 0 | 0 | 0 | 0 | 260.7589 | 0 | 0 | 0 | 0 | 266.5903 | 0 | 0 | 0 | 0 | 266.8063 | 0 | 0 | 0 | 0 | 266.9503 | 0 | 0 | 0 | 0 | 267.1663 | 0 | 0 | 0 | 0 | 267.3822 | 0 | 0 | 0 | 0 | 267.5982 | 0 | 0 | 0 | 0 | 267.8862 | 0 | 0 | 0 | 0 | 268.1022 | 0 | 0 | 0 | 0 | 268.2462 | 0 | 0 | 0 | 0 | 268.4621 | 0 | 0 | 0 | 0 | 268.6061 | 0 | 0 | 0 | 0 | 268.8221 | 0 | 0 | 0 | 0 | 269.0381 | 0 | 0 | 0 | 0 | 269.1821 | 0 | 0 | 0 | 0 | 269.3981 | 0 | 0 | 0 | 0 | 269.614 | 0 | 0 | 0 | 0 | 269.686 | 0 | 0 | 0 | 0 | 269.902 | 0 | 0 | 0 | 0 | 270.118 | 0 | 0 | 0 | 0 | 270.262 | 0 | 0 | 0 | 0 | 270.478 | 0 | 0 | 0 | 0 | 270.6219 | 0 | 0 | 0 | 0 | 270.7659 | 0 | 0 | 0 | 0
2017-01-28 15:00 | 252.5882 | 0.75286 |  | 265.234 | 0 | 0 | 0 | 0 | 272.6874 | 0 | 0 | 0 | 0 | 278.7856 | 0 | 0 | 0 | 0 | 279.0114 | 0 | 0 | 0 | 0 | 279.162 | 0 | 0 | 0 | 0 | 279.3879 | 0 | 0 | 0 | 0 | 279.6137 | 0 | 0 | 0 | 0 | 279.8396 | 0 | 0 | 0 | 0 | 280.1407 | 0 | 0 | 0 | 0 | 280.3666 | 0 | 0 | 0 | 0 | 280.5171 | 0 | 0 | 0 | 0 | 280.743 | 0 | 0 | 0 | 0 | 280.8936 | 0 | 0 | 0 | 0 | 281.1194 | 0 | 0 | 0 | 0 | 281.3453 | 0 | 0 | 0 | 0 | 281.4959 | 0 | 0 | 0 | 0 | 281.7217 | 0 | 0 | 0 | 0 | 281.9476 | 0 | 0 | 0 | 0 | 282.0229 | 0 | 0 | 0 | 0 | 282.2487 | 0 | 0 | 0 | 0 | 282.4746 | 0 | 0 | 0 | 0 | 282.6252 | 0 | 0 | 0 | 0 | 282.851 | 0 | 0 | 0 | 0 | 283.0016 | 0 | 0 | 0 | 0 | 283.1522 | 0 | 0 | 0 | 0
2017-01-28 16:00 | 256.033 | 0.76313 |  | 268.8512 | 0 | 0 | 0 | 0 | 276.4062 | 0 | 0 | 0 | 0 | 282.5875 | 0 | 0 | 0 | 0 | 282.8165 | 0 | 0 | 0 | 0 | 282.9691 | 0 | 0 | 0 | 0 | 283.198 | 0 | 0 | 0 | 0 | 283.427 | 0 | 0 | 0 | 0 | 283.6559 | 0 | 0 | 0 | 0 | 283.9612 | 0 | 0 | 0 | 0 | 284.1901 | 0 | 0 | 0 | 0 | 284.3427 | 0 | 0 | 0 | 0 | 284.5717 | 0 | 0 | 0 | 0 | 284.7243 | 0 | 0 | 0 | 0 | 284.9533 | 0 | 0 | 0 | 0 | 285.1822 | 0 | 0 | 0 | 0 | 285.3348 | 0 | 0 | 0 | 0 | 285.5638 | 0 | 0 | 0 | 0 | 285.7927 | 0 | 0 | 0 | 0 | 285.869 | 0 | 0 | 0 | 0 | 286.0979 | 0 | 0 | 0 | 0 | 286.3269 | 0 | 0 | 0 | 0 | 286.4795 | 0 | 0 | 0 | 0 | 286.7085 | 0 | 0 | 0 | 0 | 286.8611 | 0 | 0 | 0 | 0 | 287.0137 | 0 | 0 | 0 | 0
2017-01-28 17:00 | 267.8536 | 0.79836 |  | 281.2636 | 0 | 0 | 0 | 0 | 289.1674 | 0 | 0 | 0 | 0 | 295.6342 | 0 | 0 | 0 | 0 | 295.8737 | 0 | 0 | 0 | 0 | 296.0333 | 5.0608e-05 | 0 | 0 | 0.00010122 | 296.2728 | 0.0005701 | 0 | 0 | 0.0011402 | 296.5124 | 0.0010896 | 0 | 0 | 0.0021792 | 296.7519 | 0.0016091 | 0 | 0 | 0.0032182 | 297.0712 | 0.0023018 | 0 | 0 | 0.0046035 | 297.3107 | 0.0028213 | 0 | 0 | 0.0056425 | 297.4704 | 0.0031676 | 0 | 0 | 0.0063352 | 297.7099 | 0.0036871 | 0 | 0 | 0.0073742 | 297.8696 | 0.0040334 | 0 | 0 | 0.0080668 | 298.1091 | 0.0045529 | 0 | 0 | 0.0091058 | 298.3486 | 0.0050724 | 0 | 0 | 0.010145 | 298.5083 | 0.0054187 | 0 | 0 | 0.010837 | 298.7478 | 0.0059382 | 0 | 0 | 0.011876 | 298.9873 | 0.0064577 | 0 | 0 | 0.012915 | 299.0671 | 0.0066309 | 0 | 0 | 0.013262 | 299.3066 | 0.0071504 | 0 | 0 | 0.014301 | 299.5461 | 0.0076699 | 0 | 0 | 0.01534 | 299.7058 | 0.0080162 | 0 | 0 | 0.016032 | 299.9453 | 0.0085357 | 0 | 0 | 0.017071 | 300.105 | 0.008882 | 0 | 0 | 0.017764 | 300.2647 | 0.0092284 | 0 | 0 | 0.018457
2017-01-28 18:00 | 278.4321 | 0.82989 |  | 292.3717 | 0 | 0 | 0 | 0 | 300.5877 | 0.009929 | 0 | 0 | 0.019858 | 307.3098 | 0.024509 | 0 | 0 | 0.049019 | 307.5588 | 0.025049 | 0 | 0 | 0.050099 | 307.7248 | 0.025409 | 0 | 0 | 0.050819 | 307.9737 | 0.025949 | 0 | 0 | 0.051899 | 308.2227 | 0.026489 | 0 | 0 | 0.052979 | 308.4717 | 0.027029 | 0 | 0 | 0.054059 | 308.8036 | 0.027749 | 0 | 0 | 0.055499 | 309.0526 | 0.028289 | 0 | 0 | 0.056579 | 309.2186 | 0.028649 | 0 | 0 | 0.057299 | 309.4675 | 0.029189 | 0 | 0 | 0.058379 | 309.6335 | 0.029549 | 0 | 0 | 0.059099 | 309.8825 | 0.030089 | 0 | 0 | 0.060179 | 310.1315 | 0.030629 | 0 | 0 | 0.061259 | 310.2974 | 0.030989 | 0 | 0 | 0.061979 | 310.5464 | 0.031529 | 0 | 0 | 0.063059 | 310.7954 | 0.032069 | 0 | 0 | 0.064139 | 310.8784 | 0.032249 | 0 | 0 | 0.064499 | 311.1273 | 0.032789 | 0 | 0 | 0.065579 | 311.3763 | 0.03333 | 0 | 0 | 0.066659 | 311.5423 | 0.03369 | 0 | 0 | 0.067379 | 311.7912 | 0.03423 | 0 | 0 | 0.068459 | 311.9572 | 0.03459 | 0 | 0 | 0.069179 | 312.1232 | 0.03495 | 0 | 0 | 0.069899
2017-01-28 19:00 | 278.4571 | 0.82997 |  | 292.398 | 0 | 0 | 0 | 0 | 300.6147 | 0.0099876 | 0 | 0 | 0.019975 | 307.3374 | 0.024569 | 0 | 0 | 0.049138 | 307.5864 | 0.025109 | 0 | 0 | 0.050219 | 307.7524 | 0.025469 | 0 | 0 | 0.050939 | 308.0014 | 0.026009 | 0 | 0 | 0.052019 | 308.2504 | 0.026549 | 0 | 0 | 0.053099 | 308.4994 | 0.02709 | 0 | 0 | 0.054179 | 308.8314 | 0.02781 | 0 | 0 | 0.055619 | 309.0804 | 0.02835 | 0 | 0 | 0.056699 | 309.2464 | 0.02871 | 0 | 0 | 0.057419 | 309.4954 | 0.02925 | 0 | 0 | 0.058499 | 309.6614 | 0.02961 | 0 | 0 | 0.05922 | 309.9103 | 0.03015 | 0 | 0 | 0.0603 | 310.1593 | 0.03069 | 0 | 0 | 0.06138 | 310.3253 | 0.03105 | 0 | 0 | 0.0621 | 310.5743 | 0.03159 | 0 | 0 | 0.06318 | 310.8233 | 0.03213 | 0 | 0 | 0.06426 | 310.9063 | 0.03231 | 0 | 0 | 0.06462 | 311.1553 | 0.03285 | 0 | 0 | 0.0657 | 311.4043 | 0.03339 | 0 | 0 | 0.06678 | 311.5703 | 0.03375 | 0 | 0 | 0.0675 | 311.8193 | 0.03429 | 0 | 0 | 0.068581 | 311.9853 | 0.03465 | 0 | 0 | 0.069301 | 312.1513 | 0.03501 | 0 | 0 | 0.070021
2017-01-28 20:00 | 274.4933 | 0.81815 |  | 288.2358 | 0 | 0 | 0 | 0 | 296.3355 | 0.00070601 | 0 | 0 | 0.001412 | 302.9626 | 0.01508 | 0 | 0 | 0.03016 | 303.208 | 0.015612 | 0 | 0 | 0.031225 | 303.3716 | 0.015967 | 0 | 0 | 0.031935 | 303.6171 | 0.0165 | 0 | 0 | 0.032999 | 303.8625 | 0.017032 | 0 | 0 | 0.034064 | 304.108 | 0.017564 | 0 | 0 | 0.035129 | 304.4352 | 0.018274 | 0 | 0 | 0.036549 | 304.6807 | 0.018807 | 0 | 0 | 0.037613 | 304.8443 | 0.019162 | 0 | 0 | 0.038323 | 305.0898 | 0.019694 | 0 | 0 | 0.039388 | 305.2534 | 0.020049 | 0 | 0 | 0.040098 | 305.4988 | 0.020581 | 0 | 0 | 0.041163 | 305.7443 | 0.021114 | 0 | 0 | 0.042227 | 305.9079 | 0.021469 | 0 | 0 | 0.042937 | 306.1534 | 0.022001 | 0 | 0 | 0.044002 | 306.3988 | 0.022533 | 0 | 0 | 0.045067 | 306.4806 | 0.022711 | 0 | 0 | 0.045422 | 306.7261 | 0.023243 | 0 | 0 | 0.046486 | 306.9715 | 0.023776 | 0 | 0 | 0.047551 | 307.1351 | 0.02413 | 0 | 0 | 0.048261 | 307.3806 | 0.024663 | 0 | 0 | 0.049326 | 307.5442 | 0.025018 | 0 | 0 | 0.050035 | 307.7078 | 0.025373 | 0 | 0 | 0.050745
2017-01-28 21:00 | 277.871 | 0.82822 |  | 291.7826 | 0 | 0 | 0 | 0 | 299.982 | 0.0086152 | 0 | 0 | 0.01723 | 306.6906 | 0.023166 | 0 | 0 | 0.046332 | 306.939 | 0.023705 | 0 | 0 | 0.04741 | 307.1047 | 0.024064 | 0 | 0 | 0.048129 | 307.3531 | 0.024603 | 0 | 0 | 0.049207 | 307.6016 | 0.025142 | 0 | 0 | 0.050284 | 307.8501 | 0.025681 | 0 | 0 | 0.051362 | 308.1814 | 0.0264 | 0 | 0 | 0.052799 | 308.4298 | 0.026939 | 0 | 0 | 0.053877 | 308.5955 | 0.027298 | 0 | 0 | 0.054596 | 308.8439 | 0.027837 | 0 | 0 | 0.055674 | 309.0096 | 0.028196 | 0 | 0 | 0.056392 | 309.2581 | 0.028735 | 0 | 0 | 0.05747 | 309.5065 | 0.029274 | 0 | 0 | 0.058548 | 309.6722 | 0.029633 | 0 | 0 | 0.059266 | 309.9206 | 0.030172 | 0 | 0 | 0.060344 | 310.1691 | 0.030711 | 0 | 0 | 0.061422 | 310.2519 | 0.030891 | 0 | 0 | 0.061781 | 310.5004 | 0.03143 | 0 | 0 | 0.062859 | 310.7489 | 0.031969 | 0 | 0 | 0.063937 | 310.9145 | 0.032328 | 0 | 0 | 0.064656 | 311.163 | 0.032867 | 0 | 0 | 0.065734 | 311.3286 | 0.033226 | 0 | 0 | 0.066452 | 311.4943 | 0.033585 | 0 | 0 | 0.067171
2017-01-28 22:00 | 283.7426 | 0.84572 |  | 297.9481 | 0.0042038 | 0 | 0 | 0.0084077 | 306.3208 | 0.022364 | 0 | 0 | 0.044728 | 313.1712 | 0.037223 | 0 | 0 | 0.074445 | 313.4249 | 0.037773 | 0 | 0 | 0.075546 | 313.594 | 0.03814 | 0 | 0 | 0.076279 | 313.8477 | 0.03869 | 0 | 0 | 0.07738 | 314.1014 | 0.03924 | 0 | 0 | 0.078481 | 314.3552 | 0.039791 | 0 | 0 | 0.079581 | 314.6935 | 0.040524 | 0 | 0 | 0.081049 | 314.9472 | 0.041075 | 0 | 0 | 0.082149 | 315.1163 | 0.041442 | 0 | 0 | 0.082883 | 315.37 | 0.041992 | 0 | 0 | 0.083984 | 315.5392 | 0.042359 | 0 | 0 | 0.084718 | 315.7929 | 0.042909 | 0 | 0 | 0.085818 | 316.0466 | 0.043459 | 0 | 0 | 0.086919 | 316.2158 | 0.043826 | 0 | 0 | 0.087653 | 316.4695 | 0.044377 | 0 | 0 | 0.088753 | 316.7232 | 0.044927 | 0 | 0 | 0.089854 | 316.8078 | 0.04511 | 0 | 0 | 0.090221 | 317.0615 | 0.045661 | 0 | 0 | 0.091321 | 317.3152 | 0.046211 | 0 | 0 | 0.092422 | 317.4843 | 0.046578 | 0 | 0 | 0.093156 | 317.7381 | 0.047128 | 0 | 0 | 0.094256 | 317.9072 | 0.047495 | 0 | 0 | 0.09499 | 318.0763 | 0.047862 | 0 | 0 | 0.095724
2017-01-28 23:00 | 286.2238 | 0.85312 |  | 300.5536 | 0.009855 | 0 | 0 | 0.01971 | 308.9994 | 0.028174 | 0 | 0 | 0.056348 | 315.9097 | 0.043162 | 0 | 0 | 0.086325 | 316.1656 | 0.043718 | 0 | 0 | 0.087435 | 316.3363 | 0.044088 | 0 | 0 | 0.088175 | 316.5922 | 0.044643 | 0 | 0 | 0.089286 | 316.8481 | 0.045198 | 0 | 0 | 0.090396 | 317.1041 | 0.045753 | 0 | 0 | 0.091506 | 317.4453 | 0.046493 | 0 | 0 | 0.092986 | 317.7012 | 0.047048 | 0 | 0 | 0.094097 | 317.8719 | 0.047418 | 0 | 0 | 0.094837 | 318.1278 | 0.047974 | 0 | 0 | 0.095947 | 318.2984 | 0.048344 | 0 | 0 | 0.096687 | 318.5544 | 0.048899 | 0 | 0 | 0.097797 | 318.8103 | 0.049454 | 0 | 0 | 0.098908 | 318.9809 | 0.049824 | 0 | 0 | 0.099648 | 319.2369 | 0.050379 | 0 | 0 | 0.10076 | 319.4928 | 0.050934 | 0 | 0 | 0.10187 | 319.5781 | 0.051119 | 0 | 0 | 0.10224 | 319.834 | 0.051674 | 0 | 0 | 0.10335 | 320.09 | 0.052229 | 0 | 0 | 0.10446 | 320.2606 | 0.0526 | 0 | 0 | 0.1052 | 320.5165 | 0.053155 | 0 | 0 | 0.10631 | 320.6872 | 0.053525 | 0 | 0 | 0.10705 | 320.8578 | 0.053895 | 0 | 0 | 0.10779
2017-01-29 | 288.0905 | 0.85868 |  | 302.5137 | 0.014107 | 0 | 0 | 0.028213 | 311.0147 | 0.032545 | 0 | 0 | 0.06509 | 317.97 | 0.047631 | 0 | 0 | 0.095262 | 318.2276 | 0.04819 | 0 | 0 | 0.09638 | 318.3993 | 0.048562 | 0 | 0 | 0.097125 | 318.6569 | 0.049121 | 0 | 0 | 0.098242 | 318.9145 | 0.04968 | 0 | 0 | 0.09936 | 319.1721 | 0.050239 | 0 | 0 | 0.10048 | 319.5156 | 0.050984 | 0 | 0 | 0.10197 | 319.7732 | 0.051542 | 0 | 0 | 0.10308 | 319.945 | 0.051915 | 0 | 0 | 0.10383 | 320.2026 | 0.052474 | 0 | 0 | 0.10495 | 320.3743 | 0.052846 | 0 | 0 | 0.10569 | 320.6319 | 0.053405 | 0 | 0 | 0.10681 | 320.8895 | 0.053964 | 0 | 0 | 0.10793 | 321.0612 | 0.054336 | 0 | 0 | 0.10867 | 321.3188 | 0.054895 | 0 | 0 | 0.10979 | 321.5764 | 0.055454 | 0 | 0 | 0.11091 | 321.6623 | 0.05564 | 0 | 0 | 0.11128 | 321.9199 | 0.056199 | 0 | 0 | 0.1124 | 322.1775 | 0.056757 | 0 | 0 | 0.11351 | 322.3493 | 0.05713 | 0 | 0 | 0.11426 | 322.6069 | 0.057689 | 0 | 0 | 0.11538 | 322.7786 | 0.058061 | 0 | 0 | 0.11612 | 322.9503 | 0.058434 | 0 | 0 | 0.11687
2017-01-29 01:00 | 293.9921 | 0.87627 |  | 308.7108 | 0.027548 | 0 | 0 | 0.055096 | 317.3858 | 0.046364 | 0 | 0 | 0.092728 | 324.4837 | 0.061759 | 0 | 0 | 0.12352 | 324.7465 | 0.06233 | 0 | 0 | 0.12466 | 324.9218 | 0.06271 | 0 | 0 | 0.12542 | 325.1847 | 0.06328 | 0 | 0 | 0.12656 | 325.4476 | 0.06385 | 0 | 0 | 0.1277 | 325.7104 | 0.06442 | 0 | 0 | 0.12884 | 326.0609 | 0.065181 | 0 | 0 | 0.13036 | 326.3238 | 0.065751 | 0 | 0 | 0.1315 | 326.4991 | 0.066131 | 0 | 0 | 0.13226 | 326.762 | 0.066701 | 0 | 0 | 0.1334 | 326.9372 | 0.067081 | 0 | 0 | 0.13416 | 327.2001 | 0.067651 | 0 | 0 | 0.1353 | 327.463 | 0.068222 | 0 | 0 | 0.13644 | 327.6382 | 0.068602 | 0 | 0 | 0.1372 | 327.9011 | 0.069172 | 0 | 0 | 0.13834 | 328.164 | 0.069742 | 0 | 0 | 0.13948 | 328.2516 | 0.069932 | 0 | 0 | 0.13986 | 328.5145 | 0.070502 | 0 | 0 | 0.141 | 328.7774 | 0.071072 | 0 | 0 | 0.14214 | 328.9526 | 0.071453 | 0 | 0 | 0.14291 | 329.2155 | 0.072023 | 0 | 0 | 0.14405 | 329.3908 | 0.072403 | 0 | 0 | 0.14481 | 329.566 | 0.072783 | 0 | 0 | 0.14557
2017-01-29 02:00 | 292.7482 | 0.87256 |  | 307.4045 | 0.024715 | 0 | 0 | 0.04943 | 316.0429 | 0.043451 | 0 | 0 | 0.086903 | 323.1107 | 0.058781 | 0 | 0 | 0.11756 | 323.3725 | 0.059349 | 0 | 0 | 0.1187 | 323.547 | 0.059728 | 0 | 0 | 0.11946 | 323.8088 | 0.060296 | 0 | 0 | 0.12059 | 324.0705 | 0.060863 | 0 | 0 | 0.12173 | 324.3323 | 0.061431 | 0 | 0 | 0.12286 | 324.6813 | 0.062188 | 0 | 0 | 0.12438 | 324.9431 | 0.062756 | 0 | 0 | 0.12551 | 325.1176 | 0.063134 | 0 | 0 | 0.12627 | 325.3794 | 0.063702 | 0 | 0 | 0.1274 | 325.5539 | 0.064081 | 0 | 0 | 0.12816 | 325.8157 | 0.064648 | 0 | 0 | 0.1293 | 326.0774 | 0.065216 | 0 | 0 | 0.13043 | 326.2519 | 0.065595 | 0 | 0 | 0.13119 | 326.5137 | 0.066163 | 0 | 0 | 0.13233 | 326.7755 | 0.06673 | 0 | 0 | 0.13346 | 326.8627 | 0.06692 | 0 | 0 | 0.13384 | 327.1245 | 0.067487 | 0 | 0 | 0.13497 | 327.3863 | 0.068055 | 0 | 0 | 0.13611 | 327.5608 | 0.068434 | 0 | 0 | 0.13687 | 327.8226 | 0.069001 | 0 | 0 | 0.138 | 327.9971 | 0.06938 | 0 | 0 | 0.13876 | 328.1716 | 0.069758 | 0 | 0 | 0.13952
2017-01-29 03:00 | 302.1331 | 0.90054 |  | 317.2593 | 0.04609 | 0 | 0 | 0.092179 | 326.1746 | 0.065427 | 0 | 0 | 0.13085 | 333.469 | 0.081248 | 0 | 0 | 0.1625 | 333.7391 | 0.081834 | 0 | 0 | 0.16367 | 333.9192 | 0.082225 | 0 | 0 | 0.16445 | 334.1894 | 0.082811 | 0 | 0 | 0.16562 | 334.4595 | 0.083397 | 0 | 0 | 0.16679 | 334.7297 | 0.083983 | 0 | 0 | 0.16797 | 335.0899 | 0.084764 | 0 | 0 | 0.16953 | 335.3601 | 0.08535 | 0 | 0 | 0.1707 | 335.5402 | 0.085741 | 0 | 0 | 0.17148 | 335.8103 | 0.086327 | 0 | 0 | 0.17265 | 335.9905 | 0.086718 | 0 | 0 | 0.17344 | 336.2606 | 0.087304 | 0 | 0 | 0.17461 | 336.5308 | 0.08789 | 0 | 0 | 0.17578 | 336.7109 | 0.08828 | 0 | 0 | 0.17656 | 336.981 | 0.088866 | 0 | 0 | 0.17773 | 337.2512 | 0.089452 | 0 | 0 | 0.1789 | 337.3413 | 0.089648 | 0 | 0 | 0.1793 | 337.6114 | 0.090233 | 0 | 0 | 0.18047 | 337.8816 | 0.090819 | 0 | 0 | 0.18164 | 338.0617 | 0.09121 | 0 | 0 | 0.18242 | 338.3319 | 0.091796 | 0 | 0 | 0.18359 | 338.512 | 0.092187 | 0 | 0 | 0.18437 | 338.6921 | 0.092577 | 0 | 0 | 0.18515
2017-01-29 04:00 | 306.159 | 0.91254 |  | 321.4868 | 0.055259 | 0 | 0 | 0.11052 | 330.5209 | 0.074854 | 0 | 0 | 0.14971 | 337.9124 | 0.090886 | 0 | 0 | 0.18177 | 338.1862 | 0.09148 | 0 | 0 | 0.18296 | 338.3687 | 0.091876 | 0 | 0 | 0.18375 | 338.6425 | 0.09247 | 0 | 0 | 0.18494 | 338.9162 | 0.093064 | 0 | 0 | 0.18613 | 339.19 | 0.093657 | 0 | 0 | 0.18731 | 339.555 | 0.094449 | 0 | 0 | 0.1889 | 339.8288 | 0.095043 | 0 | 0 | 0.19009 | 340.0113 | 0.095439 | 0 | 0 | 0.19088 | 340.285 | 0.096033 | 0 | 0 | 0.19207 | 340.4675 | 0.096428 | 0 | 0 | 0.19286 | 340.7413 | 0.097022 | 0 | 0 | 0.19404 | 341.0151 | 0.097616 | 0 | 0 | 0.19523 | 341.1976 | 0.098012 | 0 | 0 | 0.19602 | 341.4713 | 0.098606 | 0 | 0 | 0.19721 | 341.7451 | 0.099199 | 0 | 0 | 0.1984 | 341.8363 | 0.099397 | 0 | 0 | 0.19879 | 342.1101 | 0.099991 | 0 | 0 | 0.19998 | 342.3839 | 0.10058 | 0 | 0 | 0.20117 | 342.5664 | 0.10098 | 0 | 0 | 0.20196 | 342.8401 | 0.10157 | 0 | 0 | 0.20315 | 343.0226 | 0.10197 | 0 | 0 | 0.20394 | 343.2052 | 0.10237 | 0 | 0 | 0.20473
2017-01-29 05:00 | 296.9969 | 0.88523 |  | 311.8659 | 0.034392 | 0 | 0 | 0.068783 | 320.6297 | 0.0534 | 0 | 0 | 0.1068 | 327.8 | 0.068953 | 0 | 0 | 0.13791 | 328.0656 | 0.069529 | 0 | 0 | 0.13906 | 328.2427 | 0.069913 | 0 | 0 | 0.13983 | 328.5082 | 0.070489 | 0 | 0 | 0.14098 | 328.7738 | 0.071065 | 0 | 0 | 0.14213 | 329.0394 | 0.071641 | 0 | 0 | 0.14328 | 329.3935 | 0.072409 | 0 | 0 | 0.14482 | 329.659 | 0.072985 | 0 | 0 | 0.14597 | 329.8361 | 0.073369 | 0 | 0 | 0.14674 | 330.1016 | 0.073945 | 0 | 0 | 0.14789 | 330.2787 | 0.074329 | 0 | 0 | 0.14866 | 330.5443 | 0.074905 | 0 | 0 | 0.14981 | 330.8098 | 0.075481 | 0 | 0 | 0.15096 | 330.9869 | 0.075865 | 0 | 0 | 0.15173 | 331.2524 | 0.076441 | 0 | 0 | 0.15288 | 331.518 | 0.077017 | 0 | 0 | 0.15403 | 331.6065 | 0.077209 | 0 | 0 | 0.15442 | 331.8721 | 0.077785 | 0 | 0 | 0.15557 | 332.1377 | 0.078361 | 0 | 0 | 0.15672 | 332.3147 | 0.078745 | 0 | 0 | 0.15749 | 332.5803 | 0.079321 | 0 | 0 | 0.15864 | 332.7573 | 0.079705 | 0 | 0 | 0.15941 | 332.9344 | 0.080089 | 0 | 0 | 0.16018
2017-01-29 06:00 | 300.1779 | 0.89471 |  | 315.2062 | 0.041637 | 0 | 0 | 0.083273 | 324.0638 | 0.060849 | 0 | 0 | 0.1217 | 331.311 | 0.076568 | 0 | 0 | 0.15314 | 331.5794 | 0.07715 | 0 | 0 | 0.1543 | 331.7583 | 0.077538 | 0 | 0 | 0.15508 | 332.0267 | 0.07812 | 0 | 0 | 0.15624 | 332.2951 | 0.078702 | 0 | 0 | 0.1574 | 332.5636 | 0.079285 | 0 | 0 | 0.15857 | 332.9214 | 0.080061 | 0 | 0 | 0.16012 | 333.1898 | 0.080643 | 0 | 0 | 0.16129 | 333.3688 | 0.081031 | 0 | 0 | 0.16206 | 333.6372 | 0.081613 | 0 | 0 | 0.16323 | 333.8161 | 0.082002 | 0 | 0 | 0.164 | 334.0846 | 0.082584 | 0 | 0 | 0.16517 | 334.353 | 0.083166 | 0 | 0 | 0.16633 | 334.5319 | 0.083554 | 0 | 0 | 0.16711 | 334.8003 | 0.084136 | 0 | 0 | 0.16827 | 335.0687 | 0.084718 | 0 | 0 | 0.16944 | 335.1582 | 0.084912 | 0 | 0 | 0.16982 | 335.4266 | 0.085495 | 0 | 0 | 0.17099 | 335.695 | 0.086077 | 0 | 0 | 0.17215 | 335.874 | 0.086465 | 0 | 0 | 0.17293 | 336.1424 | 0.087047 | 0 | 0 | 0.17409 | 336.3213 | 0.087435 | 0 | 0 | 0.17487 | 336.5003 | 0.087823 | 0 | 0 | 0.17565
2017-01-29 07:00 | 299.4374 | 0.8925 |  | 314.4286 | 0.03995 | 0 | 0 | 0.0799 | 323.2644 | 0.059115 | 0 | 0 | 0.11823 | 330.4936 | 0.074795 | 0 | 0 | 0.14959 | 330.7614 | 0.075376 | 0 | 0 | 0.15075 | 330.9399 | 0.075763 | 0 | 0 | 0.15153 | 331.2076 | 0.076344 | 0 | 0 | 0.15269 | 331.4754 | 0.076924 | 0 | 0 | 0.15385 | 331.7432 | 0.077505 | 0 | 0 | 0.15501 | 332.1002 | 0.07828 | 0 | 0 | 0.15656 | 332.3679 | 0.07886 | 0 | 0 | 0.15772 | 332.5464 | 0.079247 | 0 | 0 | 0.15849 | 332.8142 | 0.079828 | 0 | 0 | 0.15966 | 332.9927 | 0.080215 | 0 | 0 | 0.16043 | 333.2604 | 0.080796 | 0 | 0 | 0.16159 | 333.5282 | 0.081377 | 0 | 0 | 0.16275 | 333.7067 | 0.081764 | 0 | 0 | 0.16353 | 333.9744 | 0.082345 | 0 | 0 | 0.16469 | 334.2422 | 0.082926 | 0 | 0 | 0.16585 | 334.3314 | 0.083119 | 0 | 0 | 0.16624 | 334.5992 | 0.0837 | 0 | 0 | 0.1674 | 334.8669 | 0.084281 | 0 | 0 | 0.16856 | 335.0454 | 0.084668 | 0 | 0 | 0.16934 | 335.3132 | 0.085249 | 0 | 0 | 0.1705 | 335.4917 | 0.085636 | 0 | 0 | 0.17127 | 335.6702 | 0.086023 | 0 | 0 | 0.17205
2017-01-29 08:00 | 286.6225 | 0.85431 |  | 300.9721 | 0.010763 | 0 | 0 | 0.021526 | 309.4298 | 0.029107 | 0 | 0 | 0.058215 | 316.3497 | 0.044117 | 0 | 0 | 0.088233 | 316.6059 | 0.044673 | 0 | 0 | 0.089345 | 316.7768 | 0.045043 | 0 | 0 | 0.090086 | 317.0331 | 0.045599 | 0 | 0 | 0.091198 | 317.2894 | 0.046155 | 0 | 0 | 0.09231 | 317.5457 | 0.046711 | 0 | 0 | 0.093422 | 317.8874 | 0.047452 | 0 | 0 | 0.094904 | 318.1437 | 0.048008 | 0 | 0 | 0.096016 | 318.3146 | 0.048379 | 0 | 0 | 0.096757 | 318.5709 | 0.048934 | 0 | 0 | 0.097869 | 318.7417 | 0.049305 | 0 | 0 | 0.09861 | 318.998 | 0.049861 | 0 | 0 | 0.099722 | 319.2543 | 0.050417 | 0 | 0 | 0.10083 | 319.4252 | 0.050787 | 0 | 0 | 0.10157 | 319.6815 | 0.051343 | 0 | 0 | 0.10269 | 319.9377 | 0.051899 | 0 | 0 | 0.1038 | 320.0232 | 0.052085 | 0 | 0 | 0.10417 | 320.2795 | 0.05264 | 0 | 0 | 0.10528 | 320.5358 | 0.053196 | 0 | 0 | 0.10639 | 320.7066 | 0.053567 | 0 | 0 | 0.10713 | 320.9629 | 0.054123 | 0 | 0 | 0.10825 | 321.1338 | 0.054493 | 0 | 0 | 0.10899 | 321.3046 | 0.054864 | 0 | 0 | 0.10973
2017-01-29 09:00 | 291.6475 | 0.86928 |  | 306.2488 | 0.022208 | 0 | 0 | 0.044416 | 314.8547 | 0.040874 | 0 | 0 | 0.081748 | 321.8959 | 0.056146 | 0 | 0 | 0.11229 | 322.1567 | 0.056712 | 0 | 0 | 0.11342 | 322.3305 | 0.057089 | 0 | 0 | 0.11418 | 322.5913 | 0.057655 | 0 | 0 | 0.11531 | 322.8521 | 0.058221 | 0 | 0 | 0.11644 | 323.1129 | 0.058786 | 0 | 0 | 0.11757 | 323.4606 | 0.05954 | 0 | 0 | 0.11908 | 323.7214 | 0.060106 | 0 | 0 | 0.12021 | 323.8952 | 0.060483 | 0 | 0 | 0.12097 | 324.156 | 0.061049 | 0 | 0 | 0.1221 | 324.3299 | 0.061426 | 0 | 0 | 0.12285 | 324.5907 | 0.061991 | 0 | 0 | 0.12398 | 324.8515 | 0.062557 | 0 | 0 | 0.12511 | 325.0253 | 0.062934 | 0 | 0 | 0.12587 | 325.2861 | 0.0635 | 0 | 0 | 0.127 | 325.5469 | 0.064065 | 0 | 0 | 0.12813 | 325.6338 | 0.064254 | 0 | 0 | 0.12851 | 325.8946 | 0.06482 | 0 | 0 | 0.12964 | 326.1554 | 0.065385 | 0 | 0 | 0.13077 | 326.3292 | 0.065762 | 0 | 0 | 0.13152 | 326.59 | 0.066328 | 0 | 0 | 0.13266 | 326.7639 | 0.066705 | 0 | 0 | 0.13341 | 326.9377 | 0.067082 | 0 | 0 | 0.13416
2017-01-29 10:00 | 290.1726 | 0.86489 |  | 304.7 | 0.018849 | 0 | 0 | 0.037697 | 313.2624 | 0.03742 | 0 | 0 | 0.074841 | 320.268 | 0.052616 | 0 | 0 | 0.10523 | 320.5275 | 0.053178 | 0 | 0 | 0.10636 | 320.7005 | 0.053554 | 0 | 0 | 0.10711 | 320.9599 | 0.054116 | 0 | 0 | 0.10823 | 321.2194 | 0.054679 | 0 | 0 | 0.10936 | 321.4789 | 0.055242 | 0 | 0 | 0.11048 | 321.8248 | 0.055992 | 0 | 0 | 0.11198 | 322.0843 | 0.056555 | 0 | 0 | 0.11311 | 322.2573 | 0.05693 | 0 | 0 | 0.11386 | 322.5167 | 0.057493 | 0 | 0 | 0.11499 | 322.6897 | 0.057868 | 0 | 0 | 0.11574 | 322.9492 | 0.058431 | 0 | 0 | 0.11686 | 323.2086 | 0.058994 | 0 | 0 | 0.11799 | 323.3816 | 0.059369 | 0 | 0 | 0.11874 | 323.6411 | 0.059932 | 0 | 0 | 0.11986 | 323.9005 | 0.060495 | 0 | 0 | 0.12099 | 323.987 | 0.060682 | 0 | 0 | 0.12136 | 324.2465 | 0.061245 | 0 | 0 | 0.12249 | 324.506 | 0.061808 | 0 | 0 | 0.12362 | 324.6789 | 0.062183 | 0 | 0 | 0.12437 | 324.9384 | 0.062746 | 0 | 0 | 0.12549 | 325.1114 | 0.063121 | 0 | 0 | 0.12624 | 325.2844 | 0.063496 | 0 | 0 | 0.12699
2017-01-29 11:00 | 290.7853 | 0.86671 |  | 305.3434 | 0.020244 | 0 | 0 | 0.040488 | 313.9238 | 0.038855 | 0 | 0 | 0.07771 | 320.9442 | 0.054082 | 0 | 0 | 0.10816 | 321.2042 | 0.054646 | 0 | 0 | 0.10929 | 321.3776 | 0.055022 | 0 | 0 | 0.11004 | 321.6376 | 0.055586 | 0 | 0 | 0.11117 | 321.8976 | 0.05615 | 0 | 0 | 0.1123 | 322.1576 | 0.056714 | 0 | 0 | 0.11343 | 322.5043 | 0.057466 | 0 | 0 | 0.11493 | 322.7643 | 0.05803 | 0 | 0 | 0.11606 | 322.9377 | 0.058406 | 0 | 0 | 0.11681 | 323.1977 | 0.05897 | 0 | 0 | 0.11794 | 323.371 | 0.059346 | 0 | 0 | 0.11869 | 323.631 | 0.05991 | 0 | 0 | 0.11982 | 323.891 | 0.060474 | 0 | 0 | 0.12095 | 324.0644 | 0.06085 | 0 | 0 | 0.1217 | 324.3244 | 0.061414 | 0 | 0 | 0.12283 | 324.5844 | 0.061978 | 0 | 0 | 0.12396 | 324.6711 | 0.062166 | 0 | 0 | 0.12433 | 324.9311 | 0.06273 | 0 | 0 | 0.12546 | 325.1911 | 0.063294 | 0 | 0 | 0.12659 | 325.3645 | 0.06367 | 0 | 0 | 0.12734 | 325.6245 | 0.064234 | 0 | 0 | 0.12847 | 325.7978 | 0.06461 | 0 | 0 | 0.12922 | 325.9712 | 0.064986 | 0 | 0 | 0.12997
2017-01-29 12:00 | 292.7001 | 0.87242 |  | 307.3541 | 0.024605 | 0 | 0 | 0.049211 | 315.991 | 0.043339 | 0 | 0 | 0.086678 | 323.0576 | 0.058666 | 0 | 0 | 0.11733 | 323.3194 | 0.059234 | 0 | 0 | 0.11847 | 323.4939 | 0.059612 | 0 | 0 | 0.11922 | 323.7556 | 0.06018 | 0 | 0 | 0.12036 | 324.0173 | 0.060748 | 0 | 0 | 0.1215 | 324.279 | 0.061316 | 0 | 0 | 0.12263 | 324.628 | 0.062072 | 0 | 0 | 0.12414 | 324.8897 | 0.06264 | 0 | 0 | 0.12528 | 325.0642 | 0.063019 | 0 | 0 | 0.12604 | 325.3259 | 0.063586 | 0 | 0 | 0.12717 | 325.5004 | 0.063965 | 0 | 0 | 0.12793 | 325.7622 | 0.064532 | 0 | 0 | 0.12906 | 326.0239 | 0.0651 | 0 | 0 | 0.1302 | 326.1984 | 0.065479 | 0 | 0 | 0.13096 | 326.4601 | 0.066046 | 0 | 0 | 0.13209 | 326.7218 | 0.066614 | 0 | 0 | 0.13323 | 326.8091 | 0.066803 | 0 | 0 | 0.13361 | 327.0708 | 0.067371 | 0 | 0 | 0.13474 | 327.3325 | 0.067939 | 0 | 0 | 0.13588 | 327.507 | 0.068317 | 0 | 0 | 0.13663 | 327.7687 | 0.068885 | 0 | 0 | 0.13777 | 327.9432 | 0.069263 | 0 | 0 | 0.13853 | 328.1177 | 0.069642 | 0 | 0 | 0.13928
2017-01-29 13:00 | 296.9213 | 0.885 |  | 311.7866 | 0.034219 | 0 | 0 | 0.068439 | 320.5481 | 0.053223 | 0 | 0 | 0.10645 | 327.7167 | 0.068772 | 0 | 0 | 0.13754 | 327.9822 | 0.069348 | 0 | 0 | 0.1387 | 328.1592 | 0.069732 | 0 | 0 | 0.13946 | 328.4247 | 0.070307 | 0 | 0 | 0.14061 | 328.6902 | 0.070883 | 0 | 0 | 0.14177 | 328.9557 | 0.071459 | 0 | 0 | 0.14292 | 329.3097 | 0.072227 | 0 | 0 | 0.14445 | 329.5752 | 0.072803 | 0 | 0 | 0.14561 | 329.7522 | 0.073187 | 0 | 0 | 0.14637 | 330.0177 | 0.073763 | 0 | 0 | 0.14753 | 330.1947 | 0.074147 | 0 | 0 | 0.14829 | 330.4602 | 0.074722 | 0 | 0 | 0.14944 | 330.7257 | 0.075298 | 0 | 0 | 0.1506 | 330.9027 | 0.075682 | 0 | 0 | 0.15136 | 331.1682 | 0.076258 | 0 | 0 | 0.15252 | 331.4337 | 0.076834 | 0 | 0 | 0.15367 | 331.5222 | 0.077026 | 0 | 0 | 0.15405 | 331.7877 | 0.077602 | 0 | 0 | 0.1552 | 332.0532 | 0.078178 | 0 | 0 | 0.15636 | 332.2302 | 0.078562 | 0 | 0 | 0.15712 | 332.4957 | 0.079137 | 0 | 0 | 0.15827 | 332.6727 | 0.079521 | 0 | 0 | 0.15904 | 332.8497 | 0.079905 | 0 | 0 | 0.15981
2017-01-29 14:00 | 288.2506 | 0.85916 |  | 302.6818 | 0.014471 | 0 | 0 | 0.028942 | 311.1875 | 0.03292 | 0 | 0 | 0.06584 | 318.1467 | 0.048014 | 0 | 0 | 0.096029 | 318.4044 | 0.048574 | 0 | 0 | 0.097147 | 318.5763 | 0.048946 | 0 | 0 | 0.097893 | 318.834 | 0.049505 | 0 | 0 | 0.099011 | 319.0918 | 0.050064 | 0 | 0 | 0.10013 | 319.3495 | 0.050623 | 0 | 0 | 0.10125 | 319.6932 | 0.051369 | 0 | 0 | 0.10274 | 319.9509 | 0.051928 | 0 | 0 | 0.10386 | 320.1228 | 0.052301 | 0 | 0 | 0.1046 | 320.3805 | 0.05286 | 0 | 0 | 0.10572 | 320.5523 | 0.053232 | 0 | 0 | 0.10646 | 320.8101 | 0.053791 | 0 | 0 | 0.10758 | 321.0678 | 0.05435 | 0 | 0 | 0.1087 | 321.2397 | 0.054723 | 0 | 0 | 0.10945 | 321.4974 | 0.055282 | 0 | 0 | 0.11056 | 321.7552 | 0.055841 | 0 | 0 | 0.11168 | 321.8411 | 0.056028 | 0 | 0 | 0.11206 | 322.0988 | 0.056587 | 0 | 0 | 0.11317 | 322.3566 | 0.057146 | 0 | 0 | 0.11429 | 322.5284 | 0.057518 | 0 | 0 | 0.11504 | 322.7862 | 0.058077 | 0 | 0 | 0.11615 | 322.958 | 0.05845 | 0 | 0 | 0.1169 | 323.1298 | 0.058823 | 0 | 0 | 0.11765
2017-01-29 15:00 | 284.5139 | 0.84802 |  | 298.758 | 0.0059605 | 0 | 0 | 0.011921 | 307.1535 | 0.02417 | 0 | 0 | 0.04834 | 314.0224 | 0.039069 | 0 | 0 | 0.078138 | 314.2768 | 0.039621 | 0 | 0 | 0.079242 | 314.4464 | 0.039989 | 0 | 0 | 0.079977 | 314.7009 | 0.04054 | 0 | 0 | 0.081081 | 314.9553 | 0.041092 | 0 | 0 | 0.082185 | 315.2097 | 0.041644 | 0 | 0 | 0.083288 | 315.5489 | 0.04238 | 0 | 0 | 0.08476 | 315.8033 | 0.042932 | 0 | 0 | 0.085863 | 315.9729 | 0.043299 | 0 | 0 | 0.086599 | 316.2273 | 0.043851 | 0 | 0 | 0.087703 | 316.3969 | 0.044219 | 0 | 0 | 0.088438 | 316.6513 | 0.044771 | 0 | 0 | 0.089542 | 316.9057 | 0.045323 | 0 | 0 | 0.090646 | 317.0753 | 0.045691 | 0 | 0 | 0.091381 | 317.3297 | 0.046242 | 0 | 0 | 0.092485 | 317.5841 | 0.046794 | 0 | 0 | 0.093589 | 317.6689 | 0.046978 | 0 | 0 | 0.093956 | 317.9233 | 0.04753 | 0 | 0 | 0.09506 | 318.1777 | 0.048082 | 0 | 0 | 0.096164 | 318.3473 | 0.04845 | 0 | 0 | 0.096899 | 318.6018 | 0.049002 | 0 | 0 | 0.098003 | 318.7714 | 0.049369 | 0 | 0 | 0.098739 | 318.941 | 0.049737 | 0 | 0 | 0.099475
2017-01-29 16:00 | 278.3462 | 0.82964 |  | 292.2815 | 0 | 0 | 0 | 0 | 300.4949 | 0.0097278 | 0 | 0 | 0.019456 | 307.215 | 0.024304 | 0 | 0 | 0.048607 | 307.4639 | 0.024844 | 0 | 0 | 0.049687 | 307.6298 | 0.025203 | 0 | 0 | 0.050407 | 307.8787 | 0.025743 | 0 | 0 | 0.051487 | 308.1276 | 0.026283 | 0 | 0 | 0.052566 | 308.3765 | 0.026823 | 0 | 0 | 0.053646 | 308.7084 | 0.027543 | 0 | 0 | 0.055085 | 308.9573 | 0.028083 | 0 | 0 | 0.056165 | 309.1232 | 0.028442 | 0 | 0 | 0.056885 | 309.3721 | 0.028982 | 0 | 0 | 0.057965 | 309.538 | 0.029342 | 0 | 0 | 0.058684 | 309.7869 | 0.029882 | 0 | 0 | 0.059764 | 310.0358 | 0.030422 | 0 | 0 | 0.060844 | 310.2017 | 0.030782 | 0 | 0 | 0.061564 | 310.4506 | 0.031322 | 0 | 0 | 0.062643 | 310.6995 | 0.031862 | 0 | 0 | 0.063723 | 310.7825 | 0.032041 | 0 | 0 | 0.064083 | 311.0313 | 0.032581 | 0 | 0 | 0.065163 | 311.2802 | 0.033121 | 0 | 0 | 0.066242 | 311.4462 | 0.033481 | 0 | 0 | 0.066962 | 311.6951 | 0.034021 | 0 | 0 | 0.068042 | 311.861 | 0.034381 | 0 | 0 | 0.068762 | 312.0269 | 0.034741 | 0 | 0 | 0.069481
2017-01-29 17:00 | 273.9864 | 0.81664 |  | 287.7034 | 0 | 0 | 0 | 0 | 295.7882 | 0 | 0 | 0 | 0 | 302.403 | 0.013866 | 0 | 0 | 0.027733 | 302.648 | 0.014398 | 0 | 0 | 0.028796 | 302.8113 | 0.014752 | 0 | 0 | 0.029504 | 303.0563 | 0.015284 | 0 | 0 | 0.030567 | 303.3013 | 0.015815 | 0 | 0 | 0.03163 | 303.5463 | 0.016346 | 0 | 0 | 0.032693 | 303.873 | 0.017055 | 0 | 0 | 0.03411 | 304.118 | 0.017586 | 0 | 0 | 0.035172 | 304.2813 | 0.01794 | 0 | 0 | 0.035881 | 304.5263 | 0.018472 | 0 | 0 | 0.036944 | 304.6896 | 0.018826 | 0 | 0 | 0.037652 | 304.9346 | 0.019357 | 0 | 0 | 0.038715 | 305.1796 | 0.019889 | 0 | 0 | 0.039778 | 305.3429 | 0.020243 | 0 | 0 | 0.040486 | 305.5879 | 0.020775 | 0 | 0 | 0.041549 | 305.8329 | 0.021306 | 0 | 0 | 0.042612 | 305.9146 | 0.021483 | 0 | 0 | 0.042966 | 306.1596 | 0.022014 | 0 | 0 | 0.044029 | 306.4046 | 0.022546 | 0 | 0 | 0.045092 | 306.5679 | 0.0229 | 0 | 0 | 0.0458 | 306.8129 | 0.023431 | 0 | 0 | 0.046863 | 306.9762 | 0.023786 | 0 | 0 | 0.047571 | 307.1396 | 0.02414 | 0 | 0 | 0.04828
2017-01-29 18:00 | 272.7293 | 0.8129 |  | 286.3834 | 0 | 0 | 0 | 0 | 294.431 | 0 | 0 | 0 | 0 | 301.0155 | 0.010857 | 0 | 0 | 0.021714 | 301.2594 | 0.011386 | 0 | 0 | 0.022772 | 301.422 | 0.011739 | 0 | 0 | 0.023477 | 301.6658 | 0.012267 | 0 | 0 | 0.024535 | 301.9097 | 0.012796 | 0 | 0 | 0.025593 | 302.1536 | 0.013325 | 0 | 0 | 0.026651 | 302.4787 | 0.014031 | 0 | 0 | 0.028061 | 302.7226 | 0.01456 | 0 | 0 | 0.029119 | 302.8852 | 0.014912 | 0 | 0 | 0.029824 | 303.129 | 0.015441 | 0 | 0 | 0.030882 | 303.2916 | 0.015794 | 0 | 0 | 0.031588 | 303.5355 | 0.016323 | 0 | 0 | 0.032646 | 303.7794 | 0.016852 | 0 | 0 | 0.033703 | 303.9419 | 0.017204 | 0 | 0 | 0.034409 | 304.1858 | 0.017733 | 0 | 0 | 0.035467 | 304.4297 | 0.018262 | 0 | 0 | 0.036525 | 304.511 | 0.018439 | 0 | 0 | 0.036877 | 304.7548 | 0.018968 | 0 | 0 | 0.037935 | 304.9987 | 0.019496 | 0 | 0 | 0.038993 | 305.1613 | 0.019849 | 0 | 0 | 0.039698 | 305.4051 | 0.020378 | 0 | 0 | 0.040756 | 305.5677 | 0.020731 | 0 | 0 | 0.041461 | 305.7303 | 0.021083 | 0 | 0 | 0.042167
2017-01-29 19:00 | 267.54 | 0.79743 |  | 280.9343 | 0 | 0 | 0 | 0 | 288.8288 | 0 | 0 | 0 | 0 | 295.288 | 0 | 0 | 0 | 0 | 295.5272 | 0 | 0 | 0 | 0 | 295.6867 | 0 | 0 | 0 | 0 | 295.9259 | 0 | 0 | 0 | 0 | 296.1652 | 0.00033657 | 0 | 0 | 0.00067314 | 296.4044 | 0.00085546 | 0 | 0 | 0.0017109 | 296.7234 | 0.0015473 | 0 | 0 | 0.0030946 | 296.9626 | 0.0020662 | 0 | 0 | 0.0041324 | 297.1221 | 0.0024121 | 0 | 0 | 0.0048242 | 297.3613 | 0.002931 | 0 | 0 | 0.005862 | 297.5208 | 0.0032769 | 0 | 0 | 0.0065539 | 297.76 | 0.0037958 | 0 | 0 | 0.0075916 | 297.9993 | 0.0043147 | 0 | 0 | 0.0086294 | 298.1587 | 0.0046606 | 0 | 0 | 0.0093213 | 298.398 | 0.0051795 | 0 | 0 | 0.010359 | 298.6372 | 0.0056984 | 0 | 0 | 0.011397 | 298.7169 | 0.0058714 | 0 | 0 | 0.011743 | 298.9562 | 0.0063903 | 0 | 0 | 0.012781 | 299.1954 | 0.0069091 | 0 | 0 | 0.013818 | 299.3549 | 0.0072551 | 0 | 0 | 0.01451 | 299.5941 | 0.007774 | 0 | 0 | 0.015548 | 299.7536 | 0.0081199 | 0 | 0 | 0.01624 | 299.9131 | 0.0084658 | 0 | 0 | 0.016932
2017-01-29 20:00 | 265.657 | 0.79182 |  | 278.957 | 0 | 0 | 0 | 0 | 286.796 | 0 | 0 | 0 | 0 | 293.2097 | 0 | 0 | 0 | 0 | 293.4473 | 0 | 0 | 0 | 0 | 293.6057 | 0 | 0 | 0 | 0 | 293.8432 | 0 | 0 | 0 | 0 | 294.0807 | 0 | 0 | 0 | 0 | 294.3183 | 0 | 0 | 0 | 0 | 294.635 | 0 | 0 | 0 | 0 | 294.8726 | 0 | 0 | 0 | 0 | 295.0309 | 0 | 0 | 0 | 0 | 295.2685 | 0 | 0 | 0 | 0 | 295.4268 | 0 | 0 | 0 | 0 | 295.6644 | 0 | 0 | 0 | 0 | 295.9019 | 0 | 0 | 0 | 0 | 296.0603 | 0.00010907 | 0 | 0 | 0.00021813 | 296.2978 | 0.0006243 | 0 | 0 | 0.0012486 | 296.5354 | 0.0011395 | 0 | 0 | 0.0022791 | 296.6146 | 0.0013113 | 0 | 0 | 0.0026226 | 296.8521 | 0.0018265 | 0 | 0 | 0.003653 | 297.0896 | 0.0023418 | 0 | 0 | 0.0046835 | 297.248 | 0.0026852 | 0 | 0 | 0.0053705 | 297.4856 | 0.0032005 | 0 | 0 | 0.006401 | 297.6439 | 0.003544 | 0 | 0 | 0.0070879 | 297.8023 | 0.0038875 | 0 | 0 | 0.0077749
2017-01-29 21:00 | 275.1587 | 0.82014 |  | 288.9345 | 0 | 0 | 0 | 0 | 297.0538 | 0.0022641 | 0 | 0 | 0.0045282 | 303.697 | 0.016673 | 0 | 0 | 0.033346 | 303.943 | 0.017207 | 0 | 0 | 0.034413 | 304.107 | 0.017562 | 0 | 0 | 0.035125 | 304.3531 | 0.018096 | 0 | 0 | 0.036192 | 304.5991 | 0.01863 | 0 | 0 | 0.03726 | 304.8452 | 0.019163 | 0 | 0 | 0.038327 | 305.1732 | 0.019875 | 0 | 0 | 0.03975 | 305.4192 | 0.020409 | 0 | 0 | 0.040817 | 305.5833 | 0.020764 | 0 | 0 | 0.041529 | 305.8293 | 0.021298 | 0 | 0 | 0.042596 | 305.9933 | 0.021654 | 0 | 0 | 0.043308 | 306.2394 | 0.022188 | 0 | 0 | 0.044375 | 306.4854 | 0.022721 | 0 | 0 | 0.045442 | 306.6495 | 0.023077 | 0 | 0 | 0.046154 | 306.8955 | 0.023611 | 0 | 0 | 0.047221 | 307.1415 | 0.024144 | 0 | 0 | 0.048289 | 307.2236 | 0.024322 | 0 | 0 | 0.048644 | 307.4696 | 0.024856 | 0 | 0 | 0.049712 | 307.7156 | 0.02539 | 0 | 0 | 0.050779 | 307.8797 | 0.025745 | 0 | 0 | 0.051491 | 308.1257 | 0.026279 | 0 | 0 | 0.052558 | 308.2897 | 0.026635 | 0 | 0 | 0.053269 | 308.4538 | 0.026991 | 0 | 0 | 0.053981
2017-01-29 22:00 | 279.3822 | 0.83273 |  | 293.3694 | 0 | 0 | 0 | 0 | 301.6134 | 0.012154 | 0 | 0 | 0.024307 | 308.3584 | 0.026784 | 0 | 0 | 0.053568 | 308.6083 | 0.027326 | 0 | 0 | 0.054651 | 308.7748 | 0.027687 | 0 | 0 | 0.055374 | 309.0246 | 0.028229 | 0 | 0 | 0.056457 | 309.2744 | 0.028771 | 0 | 0 | 0.057541 | 309.5243 | 0.029312 | 0 | 0 | 0.058625 | 309.8574 | 0.030035 | 0 | 0 | 0.06007 | 310.1072 | 0.030577 | 0 | 0 | 0.061154 | 310.2737 | 0.030938 | 0 | 0 | 0.061876 | 310.5235 | 0.03148 | 0 | 0 | 0.06296 | 310.6901 | 0.031841 | 0 | 0 | 0.063682 | 310.9399 | 0.032383 | 0 | 0 | 0.064766 | 311.1897 | 0.032925 | 0 | 0 | 0.06585 | 311.3563 | 0.033286 | 0 | 0 | 0.066572 | 311.6061 | 0.033828 | 0 | 0 | 0.067656 | 311.8559 | 0.03437 | 0 | 0 | 0.06874 | 311.9392 | 0.03455 | 0 | 0 | 0.069101 | 312.189 | 0.035092 | 0 | 0 | 0.070184 | 312.4388 | 0.035634 | 0 | 0 | 0.071268 | 312.6054 | 0.035995 | 0 | 0 | 0.071991 | 312.8552 | 0.036537 | 0 | 0 | 0.073074 | 313.0217 | 0.036898 | 0 | 0 | 0.073797 | 313.1883 | 0.03726 | 0 | 0 | 0.074519
2017-01-29 23:00 | 278.8975 | 0.83128 |  | 292.8604 | 0 | 0 | 0 | 0 | 301.0901 | 0.011019 | 0 | 0 | 0.022038 | 307.8235 | 0.025624 | 0 | 0 | 0.051247 | 308.0729 | 0.026164 | 0 | 0 | 0.052329 | 308.2392 | 0.026525 | 0 | 0 | 0.05305 | 308.4885 | 0.027066 | 0 | 0 | 0.054132 | 308.7379 | 0.027607 | 0 | 0 | 0.055214 | 308.9873 | 0.028148 | 0 | 0 | 0.056296 | 309.3198 | 0.028869 | 0 | 0 | 0.057738 | 309.5692 | 0.02941 | 0 | 0 | 0.05882 | 309.7355 | 0.029771 | 0 | 0 | 0.059541 | 309.9848 | 0.030311 | 0 | 0 | 0.060623 | 310.1511 | 0.030672 | 0 | 0 | 0.061344 | 310.4005 | 0.031213 | 0 | 0 | 0.062426 | 310.6499 | 0.031754 | 0 | 0 | 0.063508 | 310.8161 | 0.032114 | 0 | 0 | 0.064229 | 311.0655 | 0.032655 | 0 | 0 | 0.065311 | 311.3149 | 0.033196 | 0 | 0 | 0.066393 | 311.398 | 0.033377 | 0 | 0 | 0.066753 | 311.6474 | 0.033918 | 0 | 0 | 0.067835 | 311.8968 | 0.034458 | 0 | 0 | 0.068917 | 312.0631 | 0.034819 | 0 | 0 | 0.069638 | 312.3124 | 0.03536 | 0 | 0 | 0.07072 | 312.4787 | 0.035721 | 0 | 0 | 0.071441 | 312.6449 | 0.036081 | 0 | 0 | 0.072162
2017-01-30 | 278.8412 | 0.83111 |  | 292.8013 | 0 | 0 | 0 | 0 | 301.0294 | 0.010887 | 0 | 0 | 0.021774 | 307.7614 | 0.025489 | 0 | 0 | 0.050977 | 308.0107 | 0.02603 | 0 | 0 | 0.052059 | 308.1769 | 0.02639 | 0 | 0 | 0.05278 | 308.4263 | 0.026931 | 0 | 0 | 0.053862 | 308.6756 | 0.027472 | 0 | 0 | 0.054943 | 308.9249 | 0.028012 | 0 | 0 | 0.056025 | 309.2574 | 0.028734 | 0 | 0 | 0.057467 | 309.5067 | 0.029274 | 0 | 0 | 0.058549 | 309.6729 | 0.029635 | 0 | 0 | 0.05927 | 309.9223 | 0.030176 | 0 | 0 | 0.060351 | 310.0885 | 0.030536 | 0 | 0 | 0.061072 | 310.3378 | 0.031077 | 0 | 0 | 0.062154 | 310.5872 | 0.031618 | 0 | 0 | 0.063236 | 310.7534 | 0.031978 | 0 | 0 | 0.063957 | 311.0027 | 0.032519 | 0 | 0 | 0.065038 | 311.252 | 0.03306 | 0 | 0 | 0.06612 | 311.3352 | 0.03324 | 0 | 0 | 0.066481 | 311.5845 | 0.033781 | 0 | 0 | 0.067562 | 311.8338 | 0.034322 | 0 | 0 | 0.068644 | 312.0001 | 0.034682 | 0 | 0 | 0.069365 | 312.2494 | 0.035223 | 0 | 0 | 0.070446 | 312.4156 | 0.035584 | 0 | 0 | 0.071168 | 312.5818 | 0.035944 | 0 | 0 | 0.071889
2017-01-30 01:00 | 284.8935 | 0.84915 |  | 299.1566 | 0.006825 | 0 | 0 | 0.01365 | 307.5632 | 0.025059 | 0 | 0 | 0.050118 | 314.4414 | 0.039978 | 0 | 0 | 0.079955 | 314.6961 | 0.04053 | 0 | 0 | 0.08106 | 314.8659 | 0.040899 | 0 | 0 | 0.081797 | 315.1207 | 0.041451 | 0 | 0 | 0.082902 | 315.3754 | 0.042004 | 0 | 0 | 0.084007 | 315.6302 | 0.042556 | 0 | 0 | 0.085112 | 315.9698 | 0.043293 | 0 | 0 | 0.086586 | 316.2246 | 0.043845 | 0 | 0 | 0.087691 | 316.3944 | 0.044214 | 0 | 0 | 0.088428 | 316.6492 | 0.044766 | 0 | 0 | 0.089533 | 316.819 | 0.045135 | 0 | 0 | 0.090269 | 317.0737 | 0.045687 | 0 | 0 | 0.091374 | 317.3285 | 0.04624 | 0 | 0 | 0.09248 | 317.4983 | 0.046608 | 0 | 0 | 0.093216 | 317.7531 | 0.047161 | 0 | 0 | 0.094321 | 318.0078 | 0.047713 | 0 | 0 | 0.095426 | 318.0927 | 0.047897 | 0 | 0 | 0.095795 | 318.3475 | 0.04845 | 0 | 0 | 0.0969 | 318.6022 | 0.049002 | 0 | 0 | 0.098005 | 318.772 | 0.049371 | 0 | 0 | 0.098742 | 319.0268 | 0.049923 | 0 | 0 | 0.099847 | 319.1966 | 0.050292 | 0 | 0 | 0.10058 | 319.3664 | 0.05066 | 0 | 0 | 0.10132
2017-01-30 02:00 | 289.9682 | 0.86428 |  | 304.4854 | 0.018383 | 0 | 0 | 0.036766 | 313.0418 | 0.036942 | 0 | 0 | 0.073884 | 320.0424 | 0.052126 | 0 | 0 | 0.10425 | 320.3017 | 0.052689 | 0 | 0 | 0.10538 | 320.4746 | 0.053064 | 0 | 0 | 0.10613 | 320.7338 | 0.053626 | 0 | 0 | 0.10725 | 320.9931 | 0.054188 | 0 | 0 | 0.10838 | 321.2524 | 0.054751 | 0 | 0 | 0.1095 | 321.5981 | 0.055501 | 0 | 0 | 0.111 | 321.8574 | 0.056063 | 0 | 0 | 0.11213 | 322.0303 | 0.056438 | 0 | 0 | 0.11288 | 322.2895 | 0.057 | 0 | 0 | 0.114 | 322.4624 | 0.057375 | 0 | 0 | 0.11475 | 322.7217 | 0.057938 | 0 | 0 | 0.11588 | 322.981 | 0.0585 | 0 | 0 | 0.117 | 323.1538 | 0.058875 | 0 | 0 | 0.11775 | 323.4131 | 0.059437 | 0 | 0 | 0.11887 | 323.6724 | 0.06 | 0 | 0 | 0.12 | 323.7588 | 0.060187 | 0 | 0 | 0.12037 | 324.0181 | 0.06075 | 0 | 0 | 0.1215 | 324.2774 | 0.061312 | 0 | 0 | 0.12262 | 324.4502 | 0.061687 | 0 | 0 | 0.12337 | 324.7095 | 0.062249 | 0 | 0 | 0.1245 | 324.8824 | 0.062624 | 0 | 0 | 0.12525 | 325.0552 | 0.062999 | 0 | 0 | 0.126
2017-01-30 03:00 | 293.6247 | 0.87518 |  | 308.3249 | 0.026711 | 0 | 0 | 0.053422 | 316.9892 | 0.045504 | 0 | 0 | 0.091008 | 324.0781 | 0.06088 | 0 | 0 | 0.12176 | 324.3407 | 0.061449 | 0 | 0 | 0.1229 | 324.5157 | 0.061829 | 0 | 0 | 0.12366 | 324.7782 | 0.062398 | 0 | 0 | 0.1248 | 325.0408 | 0.062968 | 0 | 0 | 0.12594 | 325.3033 | 0.063537 | 0 | 0 | 0.12707 | 325.6534 | 0.064297 | 0 | 0 | 0.12859 | 325.916 | 0.064866 | 0 | 0 | 0.12973 | 326.091 | 0.065246 | 0 | 0 | 0.13049 | 326.3536 | 0.065815 | 0 | 0 | 0.13163 | 326.5286 | 0.066195 | 0 | 0 | 0.13239 | 326.7911 | 0.066764 | 0 | 0 | 0.13353 | 327.0537 | 0.067334 | 0 | 0 | 0.13467 | 327.2287 | 0.067713 | 0 | 0 | 0.13543 | 327.4913 | 0.068283 | 0 | 0 | 0.13657 | 327.7538 | 0.068852 | 0 | 0 | 0.1377 | 327.8414 | 0.069042 | 0 | 0 | 0.13808 | 328.1039 | 0.069612 | 0 | 0 | 0.13922 | 328.3665 | 0.070181 | 0 | 0 | 0.14036 | 328.5415 | 0.070561 | 0 | 0 | 0.14112 | 328.8041 | 0.07113 | 0 | 0 | 0.14226 | 328.9791 | 0.07151 | 0 | 0 | 0.14302 | 329.1541 | 0.07189 | 0 | 0 | 0.14378
2017-01-30 04:00 | 285.6381 | 0.85137 |  | 299.9385 | 0.0085208 | 0 | 0 | 0.017042 | 308.367 | 0.026802 | 0 | 0 | 0.053605 | 315.2632 | 0.04176 | 0 | 0 | 0.08352 | 315.5186 | 0.042314 | 0 | 0 | 0.084628 | 315.6888 | 0.042683 | 0 | 0 | 0.085367 | 315.9443 | 0.043237 | 0 | 0 | 0.086475 | 316.1997 | 0.043791 | 0 | 0 | 0.087583 | 316.4551 | 0.044345 | 0 | 0 | 0.088691 | 316.7956 | 0.045084 | 0 | 0 | 0.090168 | 317.051 | 0.045638 | 0 | 0 | 0.091276 | 317.2213 | 0.046007 | 0 | 0 | 0.092015 | 317.4767 | 0.046561 | 0 | 0 | 0.093123 | 317.647 | 0.046931 | 0 | 0 | 0.093861 | 317.9024 | 0.047485 | 0 | 0 | 0.094969 | 318.1578 | 0.048039 | 0 | 0 | 0.096077 | 318.3281 | 0.048408 | 0 | 0 | 0.096816 | 318.5835 | 0.048962 | 0 | 0 | 0.097924 | 318.8389 | 0.049516 | 0 | 0 | 0.099032 | 318.9241 | 0.049701 | 0 | 0 | 0.099401 | 319.1795 | 0.050255 | 0 | 0 | 0.10051 | 319.4349 | 0.050809 | 0 | 0 | 0.10162 | 319.6052 | 0.051178 | 0 | 0 | 0.10236 | 319.8606 | 0.051732 | 0 | 0 | 0.10346 | 320.0308 | 0.052101 | 0 | 0 | 0.1042 | 320.2011 | 0.052471 | 0 | 0 | 0.10494
2017-01-30 05:00 | 278.0845 | 0.82886 |  | 292.0068 | 0 | 0 | 0 | 0 | 300.2125 | 0.0091151 | 0 | 0 | 0.01823 | 306.9262 | 0.023677 | 0 | 0 | 0.047355 | 307.1749 | 0.024217 | 0 | 0 | 0.048433 | 307.3406 | 0.024576 | 0 | 0 | 0.049152 | 307.5893 | 0.025116 | 0 | 0 | 0.050231 | 307.838 | 0.025655 | 0 | 0 | 0.05131 | 308.0866 | 0.026194 | 0 | 0 | 0.052388 | 308.4182 | 0.026913 | 0 | 0 | 0.053827 | 308.6668 | 0.027453 | 0 | 0 | 0.054905 | 308.8326 | 0.027812 | 0 | 0 | 0.055624 | 309.0812 | 0.028352 | 0 | 0 | 0.056703 | 309.247 | 0.028711 | 0 | 0 | 0.057422 | 309.4957 | 0.02925 | 0 | 0 | 0.058501 | 309.7443 | 0.02979 | 0 | 0 | 0.05958 | 309.9101 | 0.030149 | 0 | 0 | 0.060299 | 310.1588 | 0.030689 | 0 | 0 | 0.061377 | 310.4074 | 0.031228 | 0 | 0 | 0.062456 | 310.4903 | 0.031408 | 0 | 0 | 0.062816 | 310.739 | 0.031947 | 0 | 0 | 0.063894 | 310.9876 | 0.032486 | 0 | 0 | 0.064973 | 311.1534 | 0.032846 | 0 | 0 | 0.065692 | 311.4021 | 0.033385 | 0 | 0 | 0.066771 | 311.5678 | 0.033745 | 0 | 0 | 0.06749 | 311.7336 | 0.034104 | 0 | 0 | 0.068209
2017-01-30 06:00 | 278.4928 | 0.83008 |  | 292.4354 | 0 | 0 | 0 | 0 | 300.6532 | 0.010071 | 0 | 0 | 0.020142 | 307.3768 | 0.024655 | 0 | 0 | 0.049309 | 307.6258 | 0.025195 | 0 | 0 | 0.050389 | 307.7918 | 0.025555 | 0 | 0 | 0.05111 | 308.0408 | 0.026095 | 0 | 0 | 0.05219 | 308.2899 | 0.026635 | 0 | 0 | 0.05327 | 308.5389 | 0.027175 | 0 | 0 | 0.05435 | 308.8709 | 0.027895 | 0 | 0 | 0.055791 | 309.1199 | 0.028435 | 0 | 0 | 0.056871 | 309.286 | 0.028796 | 0 | 0 | 0.057591 | 309.535 | 0.029336 | 0 | 0 | 0.058671 | 309.701 | 0.029696 | 0 | 0 | 0.059392 | 309.95 | 0.030236 | 0 | 0 | 0.060472 | 310.199 | 0.030776 | 0 | 0 | 0.061552 | 310.3651 | 0.031136 | 0 | 0 | 0.062272 | 310.6141 | 0.031676 | 0 | 0 | 0.063352 | 310.8631 | 0.032216 | 0 | 0 | 0.064433 | 310.9461 | 0.032396 | 0 | 0 | 0.064793 | 311.1951 | 0.032937 | 0 | 0 | 0.065873 | 311.4442 | 0.033477 | 0 | 0 | 0.066953 | 311.6102 | 0.033837 | 0 | 0 | 0.067674 | 311.8592 | 0.034377 | 0 | 0 | 0.068754 | 312.0252 | 0.034737 | 0 | 0 | 0.069474 | 312.1912 | 0.035097 | 0 | 0 | 0.070194
2017-01-30 07:00 | 278.9526 | 0.83145 |  | 292.9183 | 0 | 0 | 0 | 0 | 301.1496 | 0.011148 | 0 | 0 | 0.022296 | 307.8843 | 0.025755 | 0 | 0 | 0.051511 | 308.1338 | 0.026296 | 0 | 0 | 0.052593 | 308.3001 | 0.026657 | 0 | 0 | 0.053314 | 308.5495 | 0.027198 | 0 | 0 | 0.054396 | 308.7989 | 0.027739 | 0 | 0 | 0.055478 | 309.0484 | 0.02828 | 0 | 0 | 0.05656 | 309.3809 | 0.029002 | 0 | 0 | 0.058003 | 309.6304 | 0.029543 | 0 | 0 | 0.059085 | 309.7967 | 0.029903 | 0 | 0 | 0.059807 | 310.0461 | 0.030444 | 0 | 0 | 0.060889 | 310.2124 | 0.030805 | 0 | 0 | 0.06161 | 310.4618 | 0.031346 | 0 | 0 | 0.062692 | 310.7112 | 0.031887 | 0 | 0 | 0.063774 | 310.8775 | 0.032248 | 0 | 0 | 0.064495 | 311.127 | 0.032789 | 0 | 0 | 0.065577 | 311.3764 | 0.03333 | 0 | 0 | 0.066659 | 311.4595 | 0.03351 | 0 | 0 | 0.06702 | 311.709 | 0.034051 | 0 | 0 | 0.068102 | 311.9584 | 0.034592 | 0 | 0 | 0.069184 | 312.1247 | 0.034953 | 0 | 0 | 0.069906 | 312.3741 | 0.035494 | 0 | 0 | 0.070988 | 312.5404 | 0.035854 | 0 | 0 | 0.071709 | 312.7067 | 0.036215 | 0 | 0 | 0.07243
2017-01-30 08:00 | 272.8153 | 0.81315 |  | 286.4737 | 0 | 0 | 0 | 0 | 294.5239 | 0 | 0 | 0 | 0 | 301.1105 | 0.011063 | 0 | 0 | 0.022126 | 301.3544 | 0.011592 | 0 | 0 | 0.023184 | 301.517 | 0.011945 | 0 | 0 | 0.02389 | 301.761 | 0.012474 | 0 | 0 | 0.024948 | 302.0049 | 0.013003 | 0 | 0 | 0.026006 | 302.2489 | 0.013532 | 0 | 0 | 0.027064 | 302.5741 | 0.014238 | 0 | 0 | 0.028475 | 302.8181 | 0.014767 | 0 | 0 | 0.029533 | 302.9807 | 0.015119 | 0 | 0 | 0.030239 | 303.2247 | 0.015649 | 0 | 0 | 0.031297 | 303.3873 | 0.016001 | 0 | 0 | 0.032003 | 303.6312 | 0.01653 | 0 | 0 | 0.033061 | 303.8752 | 0.01706 | 0 | 0 | 0.034119 | 304.0378 | 0.017412 | 0 | 0 | 0.034825 | 304.2818 | 0.017941 | 0 | 0 | 0.035883 | 304.5257 | 0.018471 | 0 | 0 | 0.036941 | 304.607 | 0.018647 | 0 | 0 | 0.037294 | 304.851 | 0.019176 | 0 | 0 | 0.038352 | 305.0949 | 0.019705 | 0 | 0 | 0.03941 | 305.2575 | 0.020058 | 0 | 0 | 0.040116 | 305.5015 | 0.020587 | 0 | 0 | 0.041174 | 305.6641 | 0.02094 | 0 | 0 | 0.04188 | 305.8268 | 0.021293 | 0 | 0 | 0.042585
2017-01-30 09:00 | 276.7126 | 0.82477 |  | 290.5662 | 0 | 0 | 0 | 0 | 298.7314 | 0.0059027 | 0 | 0 | 0.011805 | 305.412 | 0.020393 | 0 | 0 | 0.040786 | 305.6594 | 0.02093 | 0 | 0 | 0.041859 | 305.8244 | 0.021287 | 0 | 0 | 0.042575 | 306.0718 | 0.021824 | 0 | 0 | 0.043648 | 306.3192 | 0.022361 | 0 | 0 | 0.044722 | 306.5667 | 0.022897 | 0 | 0 | 0.045795 | 306.8966 | 0.023613 | 0 | 0 | 0.047226 | 307.144 | 0.02415 | 0 | 0 | 0.048299 | 307.309 | 0.024507 | 0 | 0 | 0.049015 | 307.5564 | 0.025044 | 0 | 0 | 0.050088 | 307.7214 | 0.025402 | 0 | 0 | 0.050804 | 307.9688 | 0.025939 | 0 | 0 | 0.051877 | 308.2162 | 0.026475 | 0 | 0 | 0.052951 | 308.3812 | 0.026833 | 0 | 0 | 0.053666 | 308.6286 | 0.02737 | 0 | 0 | 0.054739 | 308.876 | 0.027906 | 0 | 0 | 0.055813 | 308.9585 | 0.028085 | 0 | 0 | 0.056171 | 309.2059 | 0.028622 | 0 | 0 | 0.057244 | 309.4534 | 0.029159 | 0 | 0 | 0.058317 | 309.6183 | 0.029516 | 0 | 0 | 0.059033 | 309.8658 | 0.030053 | 0 | 0 | 0.060106 | 310.0307 | 0.030411 | 0 | 0 | 0.060822 | 310.1957 | 0.030769 | 0 | 0 | 0.061537
2017-01-30 10:00 | 270.9818 | 0.80769 |  | 284.5484 | 0 | 0 | 0 | 0 | 292.5445 | 0 | 0 | 0 | 0 | 299.0868 | 0.0066736 | 0 | 0 | 0.013347 | 299.3291 | 0.0071991 | 0 | 0 | 0.014398 | 299.4906 | 0.0075495 | 0 | 0 | 0.015099 | 299.7329 | 0.0080751 | 0 | 0 | 0.01615 | 299.9752 | 0.0086006 | 0 | 0 | 0.017201 | 300.2176 | 0.0091262 | 0 | 0 | 0.018252 | 300.5406 | 0.0098269 | 0 | 0 | 0.019654 | 300.7829 | 0.010352 | 0 | 0 | 0.020705 | 300.9445 | 0.010703 | 0 | 0 | 0.021406 | 301.1868 | 0.011228 | 0 | 0 | 0.022457 | 301.3483 | 0.011579 | 0 | 0 | 0.023158 | 301.5906 | 0.012104 | 0 | 0 | 0.024209 | 301.8329 | 0.01263 | 0 | 0 | 0.02526 | 301.9945 | 0.01298 | 0 | 0 | 0.025961 | 302.2368 | 0.013506 | 0 | 0 | 0.027012 | 302.4791 | 0.014031 | 0 | 0 | 0.028063 | 302.5598 | 0.014207 | 0 | 0 | 0.028413 | 302.8022 | 0.014732 | 0 | 0 | 0.029464 | 303.0445 | 0.015258 | 0 | 0 | 0.030515 | 303.206 | 0.015608 | 0 | 0 | 0.031216 | 303.4483 | 0.016134 | 0 | 0 | 0.032267 | 303.6098 | 0.016484 | 0 | 0 | 0.032968 | 303.7714 | 0.016834 | 0 | 0 | 0.033669
2017-01-30 11:00 | 259.1841 | 0.77252 |  | 272.16 | 0 | 0 | 0 | 0 | 279.808 | 0 | 0 | 0 | 0 | 286.0655 | 0 | 0 | 0 | 0 | 286.2972 | 0 | 0 | 0 | 0 | 286.4517 | 0 | 0 | 0 | 0 | 286.6835 | 0 | 0 | 0 | 0 | 286.9152 | 0 | 0 | 0 | 0 | 287.147 | 0 | 0 | 0 | 0 | 287.456 | 0 | 0 | 0 | 0 | 287.6878 | 0 | 0 | 0 | 0 | 287.8423 | 0 | 0 | 0 | 0 | 288.074 | 0 | 0 | 0 | 0 | 288.2285 | 0 | 0 | 0 | 0 | 288.4603 | 0 | 0 | 0 | 0 | 288.692 | 0 | 0 | 0 | 0 | 288.8466 | 0 | 0 | 0 | 0 | 289.0783 | 0 | 0 | 0 | 0 | 289.3101 | 0 | 0 | 0 | 0 | 289.3873 | 0 | 0 | 0 | 0 | 289.6191 | 0 | 0 | 0 | 0 | 289.8508 | 0 | 0 | 0 | 0 | 290.0053 | 0 | 0 | 0 | 0 | 290.2371 | 0 | 0 | 0 | 0 | 290.3916 | 0 | 0 | 0 | 0 | 290.5461 | 0 | 0 | 0 | 0
2017-01-30 12:00 | 253.7615 | 0.75636 |  | 266.466 | 0 | 0 | 0 | 0 | 273.9539 | 0 | 0 | 0 | 0 | 280.0805 | 0 | 0 | 0 | 0 | 280.3074 | 0 | 0 | 0 | 0 | 280.4586 | 0 | 0 | 0 | 0 | 280.6855 | 0 | 0 | 0 | 0 | 280.9125 | 0 | 0 | 0 | 0 | 281.1394 | 0 | 0 | 0 | 0 | 281.4419 | 0 | 0 | 0 | 0 | 281.6688 | 0 | 0 | 0 | 0 | 281.8201 | 0 | 0 | 0 | 0 | 282.047 | 0 | 0 | 0 | 0 | 282.1983 | 0 | 0 | 0 | 0 | 282.4252 | 0 | 0 | 0 | 0 | 282.6521 | 0 | 0 | 0 | 0 | 282.8034 | 0 | 0 | 0 | 0 | 283.0303 | 0 | 0 | 0 | 0 | 283.2572 | 0 | 0 | 0 | 0 | 283.3328 | 0 | 0 | 0 | 0 | 283.5597 | 0 | 0 | 0 | 0 | 283.7866 | 0 | 0 | 0 | 0 | 283.9379 | 0 | 0 | 0 | 0 | 284.1648 | 0 | 0 | 0 | 0 | 284.3161 | 0 | 0 | 0 | 0 | 284.4673 | 0 | 0 | 0 | 0
2017-01-30 13:00 | 274.8597 | 0.81925 |  | 288.6204 | 0 | 0 | 0 | 0 | 296.731 | 0.0015638 | 0 | 0 | 0.0031276 | 303.3669 | 0.015957 | 0 | 0 | 0.031914 | 303.6126 | 0.01649 | 0 | 0 | 0.03298 | 303.7765 | 0.016846 | 0 | 0 | 0.033691 | 304.0223 | 0.017379 | 0 | 0 | 0.034757 | 304.268 | 0.017912 | 0 | 0 | 0.035823 | 304.5138 | 0.018445 | 0 | 0 | 0.03689 | 304.8415 | 0.019156 | 0 | 0 | 0.038311 | 305.0873 | 0.019689 | 0 | 0 | 0.039377 | 305.2511 | 0.020044 | 0 | 0 | 0.040088 | 305.4969 | 0.020577 | 0 | 0 | 0.041154 | 305.6608 | 0.020932 | 0 | 0 | 0.041865 | 305.9065 | 0.021466 | 0 | 0 | 0.042931 | 306.1523 | 0.021999 | 0 | 0 | 0.043997 | 306.3162 | 0.022354 | 0 | 0 | 0.044708 | 306.5619 | 0.022887 | 0 | 0 | 0.045774 | 306.8077 | 0.02342 | 0 | 0 | 0.04684 | 306.8896 | 0.023598 | 0 | 0 | 0.047196 | 307.1354 | 0.024131 | 0 | 0 | 0.048262 | 307.3812 | 0.024664 | 0 | 0 | 0.049328 | 307.545 | 0.025019 | 0 | 0 | 0.050039 | 307.7908 | 0.025553 | 0 | 0 | 0.051105 | 307.9546 | 0.025908 | 0 | 0 | 0.051816 | 308.1185 | 0.026263 | 0 | 0 | 0.052527
2017-01-30 14:00 | 258.0126 | 0.76903 |  | 270.9299 | 0 | 0 | 0 | 0 | 278.5433 | 0 | 0 | 0 | 0 | 284.7725 | 0 | 0 | 0 | 0 | 285.0032 | 0 | 0 | 0 | 0 | 285.157 | 0 | 0 | 0 | 0 | 285.3877 | 0 | 0 | 0 | 0 | 285.6184 | 0 | 0 | 0 | 0 | 285.8491 | 0 | 0 | 0 | 0 | 286.1567 | 0 | 0 | 0 | 0 | 286.3874 | 0 | 0 | 0 | 0 | 286.5413 | 0 | 0 | 0 | 0 | 286.772 | 0 | 0 | 0 | 0 | 286.9258 | 0 | 0 | 0 | 0 | 287.1565 | 0 | 0 | 0 | 0 | 287.3872 | 0 | 0 | 0 | 0 | 287.541 | 0 | 0 | 0 | 0 | 287.7717 | 0 | 0 | 0 | 0 | 288.0024 | 0 | 0 | 0 | 0 | 288.0793 | 0 | 0 | 0 | 0 | 288.31 | 0 | 0 | 0 | 0 | 288.5407 | 0 | 0 | 0 | 0 | 288.6945 | 0 | 0 | 0 | 0 | 288.9253 | 0 | 0 | 0 | 0 | 289.0791 | 0 | 0 | 0 | 0 | 289.2329 | 0 | 0 | 0 | 0
2017-01-30 15:00 | 259.5457 | 0.7736 |  | 272.5397 | 0 | 0 | 0 | 0 | 280.1984 | 0 | 0 | 0 | 0 | 286.4646 | 0 | 0 | 0 | 0 | 286.6966 | 0 | 0 | 0 | 0 | 286.8514 | 0 | 0 | 0 | 0 | 287.0834 | 0 | 0 | 0 | 0 | 287.3155 | 0 | 0 | 0 | 0 | 287.5476 | 0 | 0 | 0 | 0 | 287.857 | 0 | 0 | 0 | 0 | 288.0891 | 0 | 0 | 0 | 0 | 288.2438 | 0 | 0 | 0 | 0 | 288.4759 | 0 | 0 | 0 | 0 | 288.6306 | 0 | 0 | 0 | 0 | 288.8627 | 0 | 0 | 0 | 0 | 289.0948 | 0 | 0 | 0 | 0 | 289.2495 | 0 | 0 | 0 | 0 | 289.4816 | 0 | 0 | 0 | 0 | 289.7137 | 0 | 0 | 0 | 0 | 289.791 | 0 | 0 | 0 | 0 | 290.0231 | 0 | 0 | 0 | 0 | 290.2552 | 0 | 0 | 0 | 0 | 290.4099 | 0 | 0 | 0 | 0 | 290.642 | 0 | 0 | 0 | 0 | 290.7967 | 0 | 0 | 0 | 0 | 290.9514 | 0 | 0 | 0 | 0
2017-01-30 16:00 | 270.3538 | 0.80582 |  | 283.889 | 0 | 0 | 0 | 0 | 291.8666 | 0 | 0 | 0 | 0 | 298.3937 | 0.0051702 | 0 | 0 | 0.01034 | 298.6354 | 0.0056945 | 0 | 0 | 0.011389 | 298.7966 | 0.0060441 | 0 | 0 | 0.012088 | 299.0383 | 0.0065684 | 0 | 0 | 0.013137 | 299.2801 | 0.0070928 | 0 | 0 | 0.014186 | 299.5218 | 0.0076171 | 0 | 0 | 0.015234 | 299.8441 | 0.0083163 | 0 | 0 | 0.016633 | 300.0859 | 0.0088406 | 0 | 0 | 0.017681 | 300.2471 | 0.0091902 | 0 | 0 | 0.01838 | 300.4888 | 0.0097145 | 0 | 0 | 0.019429 | 300.65 | 0.010064 | 0 | 0 | 0.020128 | 300.8917 | 0.010588 | 0 | 0 | 0.021177 | 301.1334 | 0.011113 | 0 | 0 | 0.022226 | 301.2946 | 0.011462 | 0 | 0 | 0.022925 | 301.5364 | 0.011987 | 0 | 0 | 0.023973 | 301.7781 | 0.012511 | 0 | 0 | 0.025022 | 301.8587 | 0.012686 | 0 | 0 | 0.025372 | 302.1004 | 0.01321 | 0 | 0 | 0.02642 | 302.3422 | 0.013734 | 0 | 0 | 0.027469 | 302.5033 | 0.014084 | 0 | 0 | 0.028168 | 302.7451 | 0.014608 | 0 | 0 | 0.029217 | 302.9062 | 0.014958 | 0 | 0 | 0.029916 | 303.0674 | 0.015308 | 0 | 0 | 0.030615
2017-01-30 17:00 | 275.3949 | 0.82084 |  | 289.1825 | 0 | 0 | 0 | 0 | 297.3088 | 0.0028171 | 0 | 0 | 0.0056343 | 303.9576 | 0.017238 | 0 | 0 | 0.034477 | 304.2039 | 0.017773 | 0 | 0 | 0.035545 | 304.3681 | 0.018129 | 0 | 0 | 0.036257 | 304.6143 | 0.018663 | 0 | 0 | 0.037326 | 304.8606 | 0.019197 | 0 | 0 | 0.038394 | 305.1068 | 0.019731 | 0 | 0 | 0.039462 | 305.4352 | 0.020443 | 0 | 0 | 0.040886 | 305.6814 | 0.020977 | 0 | 0 | 0.041955 | 305.8456 | 0.021333 | 0 | 0 | 0.042667 | 306.0918 | 0.021867 | 0 | 0 | 0.043735 | 306.256 | 0.022224 | 0 | 0 | 0.044447 | 306.5022 | 0.022758 | 0 | 0 | 0.045515 | 306.7485 | 0.023292 | 0 | 0 | 0.046584 | 306.9127 | 0.023648 | 0 | 0 | 0.047296 | 307.1589 | 0.024182 | 0 | 0 | 0.048364 | 307.4052 | 0.024716 | 0 | 0 | 0.049432 | 307.4873 | 0.024894 | 0 | 0 | 0.049788 | 307.7335 | 0.025428 | 0 | 0 | 0.050857 | 307.9798 | 0.025962 | 0 | 0 | 0.051925 | 308.1439 | 0.026318 | 0 | 0 | 0.052637 | 308.3902 | 0.026853 | 0 | 0 | 0.053705 | 308.5544 | 0.027209 | 0 | 0 | 0.054417 | 308.7185 | 0.027565 | 0 | 0 | 0.05513
2017-01-30 18:00 | 282.7552 | 0.84278 |  | 296.9112 | 0.0019548 | 0 | 0 | 0.0039096 | 305.2548 | 0.020052 | 0 | 0 | 0.040104 | 312.0813 | 0.034859 | 0 | 0 | 0.069717 | 312.3341 | 0.035407 | 0 | 0 | 0.070814 | 312.5027 | 0.035773 | 0 | 0 | 0.071545 | 312.7555 | 0.036321 | 0 | 0 | 0.072642 | 313.0083 | 0.036869 | 0 | 0 | 0.073739 | 313.2612 | 0.037418 | 0 | 0 | 0.074836 | 313.5983 | 0.038149 | 0 | 0 | 0.076298 | 313.8511 | 0.038697 | 0 | 0 | 0.077395 | 314.0197 | 0.039063 | 0 | 0 | 0.078126 | 314.2725 | 0.039611 | 0 | 0 | 0.079223 | 314.4411 | 0.039977 | 0 | 0 | 0.079954 | 314.6939 | 0.040525 | 0 | 0 | 0.081051 | 314.9467 | 0.041074 | 0 | 0 | 0.082148 | 315.1153 | 0.041439 | 0 | 0 | 0.082879 | 315.3681 | 0.041988 | 0 | 0 | 0.083976 | 315.621 | 0.042536 | 0 | 0 | 0.085072 | 315.7052 | 0.042719 | 0 | 0 | 0.085438 | 315.9581 | 0.043267 | 0 | 0 | 0.086535 | 316.2109 | 0.043816 | 0 | 0 | 0.087632 | 316.3795 | 0.044181 | 0 | 0 | 0.088363 | 316.6323 | 0.04473 | 0 | 0 | 0.089459 | 316.8008 | 0.045095 | 0 | 0 | 0.090191 | 316.9694 | 0.045461 | 0 | 0 | 0.090922
2017-01-30 19:00 | 283.2915 | 0.84438 |  | 297.4744 | 0.0031762 | 0 | 0 | 0.0063525 | 305.8337 | 0.021308 | 0 | 0 | 0.042615 | 312.6732 | 0.036142 | 0 | 0 | 0.072285 | 312.9265 | 0.036692 | 0 | 0 | 0.073384 | 313.0954 | 0.037058 | 0 | 0 | 0.074116 | 313.3487 | 0.037608 | 0 | 0 | 0.075215 | 313.602 | 0.038157 | 0 | 0 | 0.076314 | 313.8553 | 0.038706 | 0 | 0 | 0.077413 | 314.1931 | 0.039439 | 0 | 0 | 0.078878 | 314.4464 | 0.039989 | 0 | 0 | 0.079977 | 314.6153 | 0.040355 | 0 | 0 | 0.08071 | 314.8686 | 0.040904 | 0 | 0 | 0.081808 | 315.0374 | 0.041271 | 0 | 0 | 0.082541 | 315.2908 | 0.04182 | 0 | 0 | 0.08364 | 315.5441 | 0.042369 | 0 | 0 | 0.084739 | 315.7129 | 0.042736 | 0 | 0 | 0.085471 | 315.9663 | 0.043285 | 0 | 0 | 0.08657 | 316.2196 | 0.043835 | 0 | 0 | 0.087669 | 316.304 | 0.044018 | 0 | 0 | 0.088035 | 316.5573 | 0.044567 | 0 | 0 | 0.089134 | 316.8106 | 0.045117 | 0 | 0 | 0.090233 | 316.9795 | 0.045483 | 0 | 0 | 0.090966 | 317.2328 | 0.046032 | 0 | 0 | 0.092065 | 317.4017 | 0.046399 | 0 | 0 | 0.092797 | 317.5706 | 0.046765 | 0 | 0 | 0.09353
2017-01-30 20:00 | 282.0337 | 0.84063 |  | 296.1537 | 0.00031162 | 0 | 0 | 0.00062324 | 304.4759 | 0.018363 | 0 | 0 | 0.036725 | 311.285 | 0.033131 | 0 | 0 | 0.066263 | 311.5372 | 0.033678 | 0 | 0 | 0.067357 | 311.7053 | 0.034043 | 0 | 0 | 0.068086 | 311.9575 | 0.03459 | 0 | 0 | 0.06918 | 312.2097 | 0.035137 | 0 | 0 | 0.070274 | 312.4619 | 0.035684 | 0 | 0 | 0.071368 | 312.7981 | 0.036413 | 0 | 0 | 0.072827 | 313.0503 | 0.03696 | 0 | 0 | 0.073921 | 313.2184 | 0.037325 | 0 | 0 | 0.07465 | 313.4706 | 0.037872 | 0 | 0 | 0.075744 | 313.6388 | 0.038237 | 0 | 0 | 0.076474 | 313.8909 | 0.038784 | 0 | 0 | 0.077568 | 314.1431 | 0.039331 | 0 | 0 | 0.078662 | 314.3113 | 0.039695 | 0 | 0 | 0.079391 | 314.5635 | 0.040242 | 0 | 0 | 0.080485 | 314.8156 | 0.040789 | 0 | 0 | 0.081579 | 314.8997 | 0.040972 | 0 | 0 | 0.081944 | 315.1519 | 0.041519 | 0 | 0 | 0.083038 | 315.4041 | 0.042066 | 0 | 0 | 0.084132 | 315.5722 | 0.04243 | 0 | 0 | 0.084861 | 315.8244 | 0.042977 | 0 | 0 | 0.085955 | 315.9925 | 0.043342 | 0 | 0 | 0.086684 | 316.1606 | 0.043707 | 0 | 0 | 0.087414
2017-01-30 21:00 | 290.6539 | 0.86632 |  | 305.2054 | 0.019945 | 0 | 0 | 0.03989 | 313.782 | 0.038547 | 0 | 0 | 0.077095 | 320.7992 | 0.053768 | 0 | 0 | 0.10754 | 321.0591 | 0.054331 | 0 | 0 | 0.10866 | 321.2323 | 0.054707 | 0 | 0 | 0.10941 | 321.4922 | 0.055271 | 0 | 0 | 0.11054 | 321.7521 | 0.055835 | 0 | 0 | 0.11167 | 322.012 | 0.056398 | 0 | 0 | 0.1128 | 322.3586 | 0.05715 | 0 | 0 | 0.1143 | 322.6185 | 0.057714 | 0 | 0 | 0.11543 | 322.7917 | 0.05809 | 0 | 0 | 0.11618 | 323.0516 | 0.058653 | 0 | 0 | 0.11731 | 323.2249 | 0.059029 | 0 | 0 | 0.11806 | 323.4848 | 0.059593 | 0 | 0 | 0.11919 | 323.7447 | 0.060157 | 0 | 0 | 0.12031 | 323.9179 | 0.060532 | 0 | 0 | 0.12106 | 324.1778 | 0.061096 | 0 | 0 | 0.12219 | 324.4377 | 0.06166 | 0 | 0 | 0.12332 | 324.5244 | 0.061848 | 0 | 0 | 0.1237 | 324.7843 | 0.062411 | 0 | 0 | 0.12482 | 325.0442 | 0.062975 | 0 | 0 | 0.12595 | 325.2174 | 0.063351 | 0 | 0 | 0.1267 | 325.4773 | 0.063915 | 0 | 0 | 0.12783 | 325.6506 | 0.06429 | 0 | 0 | 0.12858 | 325.8238 | 0.064666 | 0 | 0 | 0.12933
2017-01-30 22:00 | 300.9525 | 0.89702 |  | 316.0196 | 0.043401 | 0 | 0 | 0.086802 | 324.9001 | 0.062663 | 0 | 0 | 0.12533 | 332.1659 | 0.078422 | 0 | 0 | 0.15684 | 332.435 | 0.079006 | 0 | 0 | 0.15801 | 332.6145 | 0.079395 | 0 | 0 | 0.15879 | 332.8836 | 0.079979 | 0 | 0 | 0.15996 | 333.1527 | 0.080562 | 0 | 0 | 0.16112 | 333.4218 | 0.081146 | 0 | 0 | 0.16229 | 333.7806 | 0.081924 | 0 | 0 | 0.16385 | 334.0497 | 0.082508 | 0 | 0 | 0.16502 | 334.2291 | 0.082897 | 0 | 0 | 0.16579 | 334.4982 | 0.083481 | 0 | 0 | 0.16696 | 334.6776 | 0.08387 | 0 | 0 | 0.16774 | 334.9467 | 0.084454 | 0 | 0 | 0.16891 | 335.2158 | 0.085037 | 0 | 0 | 0.17007 | 335.3952 | 0.085427 | 0 | 0 | 0.17085 | 335.6643 | 0.08601 | 0 | 0 | 0.17202 | 335.9334 | 0.086594 | 0 | 0 | 0.17319 | 336.0231 | 0.086788 | 0 | 0 | 0.17358 | 336.2922 | 0.087372 | 0 | 0 | 0.17474 | 336.5613 | 0.087956 | 0 | 0 | 0.17591 | 336.7407 | 0.088345 | 0 | 0 | 0.17669 | 337.0098 | 0.088929 | 0 | 0 | 0.17786 | 337.1892 | 0.089318 | 0 | 0 | 0.17864 | 337.3687 | 0.089707 | 0 | 0 | 0.17941
2017-01-30 23:00 | 294.283 | 0.87714 |  | 309.0162 | 0.028211 | 0 | 0 | 0.056421 | 317.6999 | 0.047045 | 0 | 0 | 0.094091 | 324.8047 | 0.062456 | 0 | 0 | 0.12491 | 325.0679 | 0.063027 | 0 | 0 | 0.12605 | 325.2433 | 0.063407 | 0 | 0 | 0.12681 | 325.5064 | 0.063978 | 0 | 0 | 0.12796 | 325.7696 | 0.064549 | 0 | 0 | 0.1291 | 326.0327 | 0.065119 | 0 | 0 | 0.13024 | 326.3836 | 0.06588 | 0 | 0 | 0.13176 | 326.6467 | 0.066451 | 0 | 0 | 0.1329 | 326.8222 | 0.066832 | 0 | 0 | 0.13366 | 327.0853 | 0.067402 | 0 | 0 | 0.1348 | 327.2607 | 0.067783 | 0 | 0 | 0.13557 | 327.5239 | 0.068354 | 0 | 0 | 0.13671 | 327.787 | 0.068924 | 0 | 0 | 0.13785 | 327.9624 | 0.069305 | 0 | 0 | 0.13861 | 328.2256 | 0.069876 | 0 | 0 | 0.13975 | 328.4887 | 0.070446 | 0 | 0 | 0.14089 | 328.5764 | 0.070637 | 0 | 0 | 0.14127 | 328.8396 | 0.071207 | 0 | 0 | 0.14241 | 329.1027 | 0.071778 | 0 | 0 | 0.14356 | 329.2781 | 0.072159 | 0 | 0 | 0.14432 | 329.5413 | 0.072729 | 0 | 0 | 0.14546 | 329.7167 | 0.07311 | 0 | 0 | 0.14622 | 329.8921 | 0.07349 | 0 | 0 | 0.14698
2017-01-31 | 296.1163 | 0.8826 |  | 310.9413 | 0.032386 | 0 | 0 | 0.064772 | 319.6791 | 0.051338 | 0 | 0 | 0.10268 | 326.8282 | 0.066845 | 0 | 0 | 0.13369 | 327.093 | 0.067419 | 0 | 0 | 0.13484 | 327.2695 | 0.067802 | 0 | 0 | 0.1356 | 327.5343 | 0.068376 | 0 | 0 | 0.13675 | 327.799 | 0.06895 | 0 | 0 | 0.1379 | 328.0638 | 0.069525 | 0 | 0 | 0.13905 | 328.4169 | 0.070291 | 0 | 0 | 0.14058 | 328.6817 | 0.070865 | 0 | 0 | 0.14173 | 328.8582 | 0.071248 | 0 | 0 | 0.1425 | 329.123 | 0.071822 | 0 | 0 | 0.14364 | 329.2995 | 0.072205 | 0 | 0 | 0.14441 | 329.5643 | 0.072779 | 0 | 0 | 0.14556 | 329.829 | 0.073353 | 0 | 0 | 0.14671 | 330.0056 | 0.073736 | 0 | 0 | 0.14747 | 330.2703 | 0.074311 | 0 | 0 | 0.14862 | 330.5351 | 0.074885 | 0 | 0 | 0.14977 | 330.6234 | 0.075076 | 0 | 0 | 0.15015 | 330.8882 | 0.075651 | 0 | 0 | 0.1513 | 331.1529 | 0.076225 | 0 | 0 | 0.15245 | 331.3295 | 0.076608 | 0 | 0 | 0.15322 | 331.5942 | 0.077182 | 0 | 0 | 0.15436 | 331.7708 | 0.077565 | 0 | 0 | 0.15513 | 331.9473 | 0.077948 | 0 | 0 | 0.1559
2017-01-31 01:00 | 290.8401 | 0.86688 |  | 305.4009 | 0.020369 | 0 | 0 | 0.040738 | 313.983 | 0.038983 | 0 | 0 | 0.077967 | 321.0047 | 0.054213 | 0 | 0 | 0.10843 | 321.2647 | 0.054778 | 0 | 0 | 0.10956 | 321.4381 | 0.055154 | 0 | 0 | 0.11031 | 321.6982 | 0.055718 | 0 | 0 | 0.11144 | 321.9583 | 0.056282 | 0 | 0 | 0.11256 | 322.2183 | 0.056846 | 0 | 0 | 0.11369 | 322.5651 | 0.057598 | 0 | 0 | 0.1152 | 322.8251 | 0.058162 | 0 | 0 | 0.11632 | 322.9985 | 0.058538 | 0 | 0 | 0.11708 | 323.2586 | 0.059102 | 0 | 0 | 0.1182 | 323.4319 | 0.059478 | 0 | 0 | 0.11896 | 323.692 | 0.060042 | 0 | 0 | 0.12008 | 323.9521 | 0.060606 | 0 | 0 | 0.12121 | 324.1254 | 0.060982 | 0 | 0 | 0.12196 | 324.3855 | 0.061546 | 0 | 0 | 0.12309 | 324.6456 | 0.062111 | 0 | 0 | 0.12422 | 324.7323 | 0.062299 | 0 | 0 | 0.1246 | 324.9923 | 0.062863 | 0 | 0 | 0.12573 | 325.2524 | 0.063427 | 0 | 0 | 0.12685 | 325.4258 | 0.063803 | 0 | 0 | 0.12761 | 325.6858 | 0.064367 | 0 | 0 | 0.12873 | 325.8592 | 0.064743 | 0 | 0 | 0.12949 | 326.0326 | 0.065119 | 0 | 0 | 0.13024
2017-01-31 02:00 | 294.3208 | 0.87725 |  | 309.0559 | 0.028297 | 0 | 0 | 0.056593 | 317.7407 | 0.047134 | 0 | 0 | 0.094268 | 324.8464 | 0.062546 | 0 | 0 | 0.12509 | 325.1096 | 0.063117 | 0 | 0 | 0.12623 | 325.285 | 0.063498 | 0 | 0 | 0.127 | 325.5482 | 0.064068 | 0 | 0 | 0.12814 | 325.8114 | 0.064639 | 0 | 0 | 0.12928 | 326.0746 | 0.06521 | 0 | 0 | 0.13042 | 326.4255 | 0.065971 | 0 | 0 | 0.13194 | 326.6886 | 0.066542 | 0 | 0 | 0.13308 | 326.8641 | 0.066923 | 0 | 0 | 0.13385 | 327.1273 | 0.067493 | 0 | 0 | 0.13499 | 327.3027 | 0.067874 | 0 | 0 | 0.13575 | 327.5659 | 0.068445 | 0 | 0 | 0.13689 | 327.8291 | 0.069016 | 0 | 0 | 0.13803 | 328.0045 | 0.069396 | 0 | 0 | 0.13879 | 328.2677 | 0.069967 | 0 | 0 | 0.13993 | 328.5309 | 0.070538 | 0 | 0 | 0.14108 | 328.6186 | 0.070728 | 0 | 0 | 0.14146 | 328.8818 | 0.071299 | 0 | 0 | 0.1426 | 329.145 | 0.07187 | 0 | 0 | 0.14374 | 329.3204 | 0.07225 | 0 | 0 | 0.1445 | 329.5836 | 0.072821 | 0 | 0 | 0.14564 | 329.759 | 0.073202 | 0 | 0 | 0.1464 | 329.9345 | 0.073582 | 0 | 0 | 0.14716
2017-01-31 03:00 | 293.9577 | 0.87617 |  | 308.6747 | 0.02747 | 0 | 0 | 0.054939 | 317.3487 | 0.046284 | 0 | 0 | 0.092567 | 324.4457 | 0.061677 | 0 | 0 | 0.12335 | 324.7086 | 0.062247 | 0 | 0 | 0.12449 | 324.8838 | 0.062627 | 0 | 0 | 0.12525 | 325.1467 | 0.063197 | 0 | 0 | 0.12639 | 325.4095 | 0.063768 | 0 | 0 | 0.12754 | 325.6724 | 0.064338 | 0 | 0 | 0.12868 | 326.0228 | 0.065098 | 0 | 0 | 0.1302 | 326.2857 | 0.065668 | 0 | 0 | 0.13134 | 326.4609 | 0.066048 | 0 | 0 | 0.1321 | 326.7238 | 0.066618 | 0 | 0 | 0.13324 | 326.899 | 0.066998 | 0 | 0 | 0.134 | 327.1618 | 0.067568 | 0 | 0 | 0.13514 | 327.4247 | 0.068138 | 0 | 0 | 0.13628 | 327.5999 | 0.068519 | 0 | 0 | 0.13704 | 327.8628 | 0.069089 | 0 | 0 | 0.13818 | 328.1256 | 0.069659 | 0 | 0 | 0.13932 | 328.2133 | 0.069849 | 0 | 0 | 0.1397 | 328.4761 | 0.070419 | 0 | 0 | 0.14084 | 328.739 | 0.070989 | 0 | 0 | 0.14198 | 328.9142 | 0.071369 | 0 | 0 | 0.14274 | 329.177 | 0.071939 | 0 | 0 | 0.14388 | 329.3523 | 0.072319 | 0 | 0 | 0.14464 | 329.5275 | 0.072699 | 0 | 0 | 0.1454
2017-01-31 04:00 | 295.2003 | 0.87987 |  | 309.9794 | 0.0303 | 0 | 0 | 0.060599 | 318.6901 | 0.049193 | 0 | 0 | 0.098386 | 325.8171 | 0.064652 | 0 | 0 | 0.1293 | 326.0811 | 0.065224 | 0 | 0 | 0.13045 | 326.257 | 0.065606 | 0 | 0 | 0.13121 | 326.521 | 0.066178 | 0 | 0 | 0.13236 | 326.785 | 0.066751 | 0 | 0 | 0.1335 | 327.0489 | 0.067323 | 0 | 0 | 0.13465 | 327.4009 | 0.068087 | 0 | 0 | 0.13617 | 327.6648 | 0.068659 | 0 | 0 | 0.13732 | 327.8408 | 0.069041 | 0 | 0 | 0.13808 | 328.1048 | 0.069614 | 0 | 0 | 0.13923 | 328.2807 | 0.069995 | 0 | 0 | 0.13999 | 328.5447 | 0.070568 | 0 | 0 | 0.14114 | 328.8087 | 0.07114 | 0 | 0 | 0.14228 | 328.9846 | 0.071522 | 0 | 0 | 0.14304 | 329.2486 | 0.072095 | 0 | 0 | 0.14419 | 329.5126 | 0.072667 | 0 | 0 | 0.14533 | 329.6006 | 0.072858 | 0 | 0 | 0.14572 | 329.8645 | 0.07343 | 0 | 0 | 0.14686 | 330.1285 | 0.074003 | 0 | 0 | 0.14801 | 330.3045 | 0.074385 | 0 | 0 | 0.14877 | 330.5684 | 0.074957 | 0 | 0 | 0.14991 | 330.7444 | 0.075339 | 0 | 0 | 0.15068 | 330.9204 | 0.075721 | 0 | 0 | 0.15144
2017-01-31 05:00 | 290.1083 | 0.8647 |  | 304.6325 | 0.018702 | 0 | 0 | 0.037404 | 313.193 | 0.03727 | 0 | 0 | 0.07454 | 320.197 | 0.052462 | 0 | 0 | 0.10492 | 320.4564 | 0.053024 | 0 | 0 | 0.10605 | 320.6294 | 0.053399 | 0 | 0 | 0.1068 | 320.8888 | 0.053962 | 0 | 0 | 0.10792 | 321.1482 | 0.054525 | 0 | 0 | 0.10905 | 321.4076 | 0.055087 | 0 | 0 | 0.11017 | 321.7535 | 0.055838 | 0 | 0 | 0.11168 | 322.0129 | 0.0564 | 0 | 0 | 0.1128 | 322.1858 | 0.056775 | 0 | 0 | 0.11355 | 322.4453 | 0.057338 | 0 | 0 | 0.11468 | 322.6182 | 0.057713 | 0 | 0 | 0.11543 | 322.8776 | 0.058276 | 0 | 0 | 0.11655 | 323.137 | 0.058838 | 0 | 0 | 0.11768 | 323.3099 | 0.059214 | 0 | 0 | 0.11843 | 323.5694 | 0.059776 | 0 | 0 | 0.11955 | 323.8288 | 0.060339 | 0 | 0 | 0.12068 | 323.9152 | 0.060526 | 0 | 0 | 0.12105 | 324.1746 | 0.061089 | 0 | 0 | 0.12218 | 324.4341 | 0.061652 | 0 | 0 | 0.1233 | 324.607 | 0.062027 | 0 | 0 | 0.12405 | 324.8664 | 0.06259 | 0 | 0 | 0.12518 | 325.0393 | 0.062965 | 0 | 0 | 0.12593 | 325.2123 | 0.06334 | 0 | 0 | 0.12668
2017-01-31 06:00 | 293.1786 | 0.87385 |  | 307.8565 | 0.025695 | 0 | 0 | 0.05139 | 316.5076 | 0.044459 | 0 | 0 | 0.088919 | 323.5858 | 0.059812 | 0 | 0 | 0.11962 | 323.8479 | 0.06038 | 0 | 0 | 0.12076 | 324.0227 | 0.06076 | 0 | 0 | 0.12152 | 324.2848 | 0.061328 | 0 | 0 | 0.12266 | 324.547 | 0.061897 | 0 | 0 | 0.12379 | 324.8091 | 0.062465 | 0 | 0 | 0.12493 | 325.1587 | 0.063223 | 0 | 0 | 0.12645 | 325.4208 | 0.063792 | 0 | 0 | 0.12758 | 325.5956 | 0.064171 | 0 | 0 | 0.12834 | 325.8578 | 0.06474 | 0 | 0 | 0.12948 | 326.0325 | 0.065119 | 0 | 0 | 0.13024 | 326.2947 | 0.065687 | 0 | 0 | 0.13137 | 326.5568 | 0.066256 | 0 | 0 | 0.13251 | 326.7316 | 0.066635 | 0 | 0 | 0.13327 | 326.9938 | 0.067204 | 0 | 0 | 0.13441 | 327.2559 | 0.067772 | 0 | 0 | 0.13554 | 327.3433 | 0.067962 | 0 | 0 | 0.13592 | 327.6055 | 0.068531 | 0 | 0 | 0.13706 | 327.8676 | 0.069099 | 0 | 0 | 0.1382 | 328.0424 | 0.069478 | 0 | 0 | 0.13896 | 328.3045 | 0.070047 | 0 | 0 | 0.14009 | 328.4793 | 0.070426 | 0 | 0 | 0.14085 | 328.6541 | 0.070805 | 0 | 0 | 0.14161
2017-01-31 07:00 | 295.2369 | 0.87998 |  | 310.0178 | 0.030383 | 0 | 0 | 0.060766 | 318.7296 | 0.049279 | 0 | 0 | 0.098558 | 325.8575 | 0.064739 | 0 | 0 | 0.12948 | 326.1215 | 0.065312 | 0 | 0 | 0.13062 | 326.2975 | 0.065694 | 0 | 0 | 0.13139 | 326.5615 | 0.066266 | 0 | 0 | 0.13253 | 326.8255 | 0.066839 | 0 | 0 | 0.13368 | 327.0895 | 0.067411 | 0 | 0 | 0.13482 | 327.4415 | 0.068175 | 0 | 0 | 0.13635 | 327.7055 | 0.068747 | 0 | 0 | 0.13749 | 327.8815 | 0.069129 | 0 | 0 | 0.13826 | 328.1455 | 0.069702 | 0 | 0 | 0.1394 | 328.3215 | 0.070084 | 0 | 0 | 0.14017 | 328.5855 | 0.070656 | 0 | 0 | 0.14131 | 328.8494 | 0.071229 | 0 | 0 | 0.14246 | 329.0254 | 0.07161 | 0 | 0 | 0.14322 | 329.2894 | 0.072183 | 0 | 0 | 0.14437 | 329.5534 | 0.072756 | 0 | 0 | 0.14551 | 329.6414 | 0.072947 | 0 | 0 | 0.14589 | 329.9054 | 0.073519 | 0 | 0 | 0.14704 | 330.1694 | 0.074092 | 0 | 0 | 0.14818 | 330.3454 | 0.074474 | 0 | 0 | 0.14895 | 330.6094 | 0.075046 | 0 | 0 | 0.15009 | 330.7854 | 0.075428 | 0 | 0 | 0.15086 | 330.9614 | 0.07581 | 0 | 0 | 0.15162
2017-01-31 08:00 | 289.3404 | 0.86241 |  | 303.8261 | 0.016953 | 0 | 0 | 0.033906 | 312.364 | 0.035472 | 0 | 0 | 0.070943 | 319.3495 | 0.050623 | 0 | 0 | 0.10125 | 319.6082 | 0.051184 | 0 | 0 | 0.10237 | 319.7807 | 0.051559 | 0 | 0 | 0.10312 | 320.0394 | 0.05212 | 0 | 0 | 0.10424 | 320.2981 | 0.052681 | 0 | 0 | 0.10536 | 320.5568 | 0.053242 | 0 | 0 | 0.10648 | 320.9018 | 0.05399 | 0 | 0 | 0.10798 | 321.1605 | 0.054551 | 0 | 0 | 0.1091 | 321.333 | 0.054926 | 0 | 0 | 0.10985 | 321.5917 | 0.055487 | 0 | 0 | 0.11097 | 321.7642 | 0.055861 | 0 | 0 | 0.11172 | 322.0229 | 0.056422 | 0 | 0 | 0.11284 | 322.2816 | 0.056983 | 0 | 0 | 0.11397 | 322.4541 | 0.057357 | 0 | 0 | 0.11471 | 322.7128 | 0.057918 | 0 | 0 | 0.11584 | 322.9716 | 0.05848 | 0 | 0 | 0.11696 | 323.0578 | 0.058667 | 0 | 0 | 0.11733 | 323.3165 | 0.059228 | 0 | 0 | 0.11846 | 323.5753 | 0.059789 | 0 | 0 | 0.11958 | 323.7477 | 0.060163 | 0 | 0 | 0.12033 | 324.0065 | 0.060724 | 0 | 0 | 0.12145 | 324.1789 | 0.061098 | 0 | 0 | 0.1222 | 324.3514 | 0.061473 | 0 | 0 | 0.12295
2017-01-31 09:00 | 292.379 | 0.87146 |  | 307.0168 | 0.023874 | 0 | 0 | 0.047748 | 315.6443 | 0.042587 | 0 | 0 | 0.085174 | 322.7032 | 0.057898 | 0 | 0 | 0.1158 | 322.9646 | 0.058465 | 0 | 0 | 0.11693 | 323.1389 | 0.058843 | 0 | 0 | 0.11769 | 323.4004 | 0.05941 | 0 | 0 | 0.11882 | 323.6618 | 0.059977 | 0 | 0 | 0.11995 | 323.9233 | 0.060544 | 0 | 0 | 0.12109 | 324.2718 | 0.0613 | 0 | 0 | 0.1226 | 324.5333 | 0.061867 | 0 | 0 | 0.12373 | 324.7076 | 0.062245 | 0 | 0 | 0.12449 | 324.969 | 0.062812 | 0 | 0 | 0.12562 | 325.1433 | 0.06319 | 0 | 0 | 0.12638 | 325.4047 | 0.063757 | 0 | 0 | 0.12751 | 325.6662 | 0.064324 | 0 | 0 | 0.12865 | 325.8405 | 0.064702 | 0 | 0 | 0.1294 | 326.1019 | 0.065269 | 0 | 0 | 0.13054 | 326.3634 | 0.065836 | 0 | 0 | 0.13167 | 326.4505 | 0.066025 | 0 | 0 | 0.13205 | 326.7119 | 0.066593 | 0 | 0 | 0.13319 | 326.9734 | 0.06716 | 0 | 0 | 0.13432 | 327.1477 | 0.067538 | 0 | 0 | 0.13508 | 327.4091 | 0.068105 | 0 | 0 | 0.13621 | 327.5834 | 0.068483 | 0 | 0 | 0.13697 | 327.7577 | 0.068861 | 0 | 0 | 0.13772
2017-01-31 10:00 | 285.5642 | 0.85115 |  | 299.8609 | 0.0083526 | 0 | 0 | 0.016705 | 308.2873 | 0.026629 | 0 | 0 | 0.053259 | 315.1816 | 0.041583 | 0 | 0 | 0.083167 | 315.437 | 0.042137 | 0 | 0 | 0.084274 | 315.6072 | 0.042506 | 0 | 0 | 0.085013 | 315.8626 | 0.04306 | 0 | 0 | 0.08612 | 316.1179 | 0.043614 | 0 | 0 | 0.087228 | 316.3732 | 0.044168 | 0 | 0 | 0.088336 | 316.7137 | 0.044906 | 0 | 0 | 0.089813 | 316.9691 | 0.04546 | 0 | 0 | 0.09092 | 317.1393 | 0.045829 | 0 | 0 | 0.091659 | 317.3946 | 0.046383 | 0 | 0 | 0.092767 | 317.5649 | 0.046752 | 0 | 0 | 0.093505 | 317.8202 | 0.047306 | 0 | 0 | 0.094613 | 318.0756 | 0.04786 | 0 | 0 | 0.09572 | 318.2458 | 0.048229 | 0 | 0 | 0.096459 | 318.5011 | 0.048783 | 0 | 0 | 0.097567 | 318.7565 | 0.049337 | 0 | 0 | 0.098674 | 318.8416 | 0.049522 | 0 | 0 | 0.099043 | 319.0969 | 0.050076 | 0 | 0 | 0.10015 | 319.3523 | 0.050629 | 0 | 0 | 0.10126 | 319.5225 | 0.050999 | 0 | 0 | 0.102 | 319.7779 | 0.051552 | 0 | 0 | 0.1031 | 319.9481 | 0.051922 | 0 | 0 | 0.10384 | 320.1183 | 0.052291 | 0 | 0 | 0.10458
2017-01-31 11:00 | 293.4057 | 0.87452 |  | 308.095 | 0.026212 | 0 | 0 | 0.052425 | 316.7528 | 0.044991 | 0 | 0 | 0.089982 | 323.8365 | 0.060356 | 0 | 0 | 0.12071 | 324.0988 | 0.060925 | 0 | 0 | 0.12185 | 324.2737 | 0.061304 | 0 | 0 | 0.12261 | 324.5361 | 0.061873 | 0 | 0 | 0.12375 | 324.7984 | 0.062442 | 0 | 0 | 0.12488 | 325.0608 | 0.063011 | 0 | 0 | 0.12602 | 325.4106 | 0.06377 | 0 | 0 | 0.12754 | 325.673 | 0.064339 | 0 | 0 | 0.12868 | 325.8479 | 0.064718 | 0 | 0 | 0.12944 | 326.1102 | 0.065287 | 0 | 0 | 0.13057 | 326.2851 | 0.065667 | 0 | 0 | 0.13133 | 326.5475 | 0.066236 | 0 | 0 | 0.13247 | 326.8099 | 0.066805 | 0 | 0 | 0.13361 | 326.9848 | 0.067184 | 0 | 0 | 0.13437 | 327.2471 | 0.067753 | 0 | 0 | 0.13551 | 327.5095 | 0.068322 | 0 | 0 | 0.13664 | 327.5969 | 0.068512 | 0 | 0 | 0.13702 | 327.8593 | 0.069081 | 0 | 0 | 0.13816 | 328.1216 | 0.06965 | 0 | 0 | 0.1393 | 328.2965 | 0.07003 | 0 | 0 | 0.14006 | 328.5589 | 0.070599 | 0 | 0 | 0.1412 | 328.7338 | 0.070978 | 0 | 0 | 0.14196 | 328.9087 | 0.071357 | 0 | 0 | 0.14271
2017-01-31 12:00 | 296.4093 | 0.88348 |  | 311.249 | 0.033053 | 0 | 0 | 0.066107 | 319.9954 | 0.052024 | 0 | 0 | 0.10405 | 327.1516 | 0.067546 | 0 | 0 | 0.13509 | 327.4166 | 0.068121 | 0 | 0 | 0.13624 | 327.5933 | 0.068504 | 0 | 0 | 0.13701 | 327.8584 | 0.069079 | 0 | 0 | 0.13816 | 328.1234 | 0.069654 | 0 | 0 | 0.13931 | 328.3884 | 0.070229 | 0 | 0 | 0.14046 | 328.7418 | 0.070995 | 0 | 0 | 0.14199 | 329.0069 | 0.07157 | 0 | 0 | 0.14314 | 329.1836 | 0.071953 | 0 | 0 | 0.14391 | 329.4486 | 0.072528 | 0 | 0 | 0.14506 | 329.6253 | 0.072912 | 0 | 0 | 0.14582 | 329.8904 | 0.073486 | 0 | 0 | 0.14697 | 330.1554 | 0.074061 | 0 | 0 | 0.14812 | 330.3321 | 0.074445 | 0 | 0 | 0.14889 | 330.5971 | 0.075019 | 0 | 0 | 0.15004 | 330.8622 | 0.075594 | 0 | 0 | 0.15119 | 330.9505 | 0.075786 | 0 | 0 | 0.15157 | 331.2156 | 0.076361 | 0 | 0 | 0.15272 | 331.4806 | 0.076936 | 0 | 0 | 0.15387 | 331.6573 | 0.077319 | 0 | 0 | 0.15464 | 331.9223 | 0.077894 | 0 | 0 | 0.15579 | 332.099 | 0.078277 | 0 | 0 | 0.15655 | 332.2757 | 0.07866 | 0 | 0 | 0.15732
2017-01-31 13:00 | 295.7061 | 0.88138 |  | 310.5106 | 0.031452 | 0 | 0 | 0.062904 | 319.2363 | 0.050378 | 0 | 0 | 0.10076 | 326.3754 | 0.065863 | 0 | 0 | 0.13173 | 326.6399 | 0.066436 | 0 | 0 | 0.13287 | 326.8161 | 0.066818 | 0 | 0 | 0.13364 | 327.0805 | 0.067392 | 0 | 0 | 0.13478 | 327.345 | 0.067966 | 0 | 0 | 0.13593 | 327.6094 | 0.068539 | 0 | 0 | 0.13708 | 327.9619 | 0.069304 | 0 | 0 | 0.13861 | 328.2263 | 0.069877 | 0 | 0 | 0.13975 | 328.4026 | 0.07026 | 0 | 0 | 0.14052 | 328.667 | 0.070833 | 0 | 0 | 0.14167 | 328.8433 | 0.071215 | 0 | 0 | 0.14243 | 329.1077 | 0.071789 | 0 | 0 | 0.14358 | 329.3721 | 0.072362 | 0 | 0 | 0.14472 | 329.5484 | 0.072745 | 0 | 0 | 0.14549 | 329.8128 | 0.073318 | 0 | 0 | 0.14664 | 330.0772 | 0.073892 | 0 | 0 | 0.14778 | 330.1654 | 0.074083 | 0 | 0 | 0.14817 | 330.4298 | 0.074657 | 0 | 0 | 0.14931 | 330.6942 | 0.07523 | 0 | 0 | 0.15046 | 330.8705 | 0.075612 | 0 | 0 | 0.15122 | 331.1349 | 0.076186 | 0 | 0 | 0.15237 | 331.3112 | 0.076568 | 0 | 0 | 0.15314 | 331.4874 | 0.076951 | 0 | 0 | 0.1539
2017-01-31 14:00 | 295.0169 | 0.87933 |  | 309.7868 | 0.029882 | 0 | 0 | 0.059764 | 318.4922 | 0.048764 | 0 | 0 | 0.097528 | 325.6147 | 0.064213 | 0 | 0 | 0.12843 | 325.8785 | 0.064785 | 0 | 0 | 0.12957 | 326.0544 | 0.065166 | 0 | 0 | 0.13033 | 326.3182 | 0.065738 | 0 | 0 | 0.13148 | 326.582 | 0.066311 | 0 | 0 | 0.13262 | 326.8458 | 0.066883 | 0 | 0 | 0.13377 | 327.1975 | 0.067646 | 0 | 0 | 0.13529 | 327.4613 | 0.068218 | 0 | 0 | 0.13644 | 327.6372 | 0.068599 | 0 | 0 | 0.1372 | 327.901 | 0.069172 | 0 | 0 | 0.13834 | 328.0768 | 0.069553 | 0 | 0 | 0.13911 | 328.3406 | 0.070125 | 0 | 0 | 0.14025 | 328.6044 | 0.070697 | 0 | 0 | 0.14139 | 328.7803 | 0.071079 | 0 | 0 | 0.14216 | 329.0441 | 0.071651 | 0 | 0 | 0.1433 | 329.3079 | 0.072223 | 0 | 0 | 0.14445 | 329.3958 | 0.072414 | 0 | 0 | 0.14483 | 329.6596 | 0.072986 | 0 | 0 | 0.14597 | 329.9234 | 0.073558 | 0 | 0 | 0.14712 | 330.0993 | 0.07394 | 0 | 0 | 0.14788 | 330.3631 | 0.074512 | 0 | 0 | 0.14902 | 330.539 | 0.074893 | 0 | 0 | 0.14979 | 330.7148 | 0.075275 | 0 | 0 | 0.15055
2017-01-31 15:00 | 292.013 | 0.87037 |  | 306.6325 | 0.02304 | 0 | 0 | 0.04608 | 315.2492 | 0.04173 | 0 | 0 | 0.08346 | 322.2992 | 0.057021 | 0 | 0 | 0.11404 | 322.5603 | 0.057588 | 0 | 0 | 0.11518 | 322.7344 | 0.057965 | 0 | 0 | 0.11593 | 322.9955 | 0.058532 | 0 | 0 | 0.11706 | 323.2566 | 0.059098 | 0 | 0 | 0.1182 | 323.5178 | 0.059664 | 0 | 0 | 0.11933 | 323.8659 | 0.060419 | 0 | 0 | 0.12084 | 324.127 | 0.060986 | 0 | 0 | 0.12197 | 324.3011 | 0.061363 | 0 | 0 | 0.12273 | 324.5622 | 0.06193 | 0 | 0 | 0.12386 | 324.7363 | 0.062307 | 0 | 0 | 0.12461 | 324.9974 | 0.062874 | 0 | 0 | 0.12575 | 325.2585 | 0.06344 | 0 | 0 | 0.12688 | 325.4326 | 0.063818 | 0 | 0 | 0.12764 | 325.6937 | 0.064384 | 0 | 0 | 0.12877 | 325.9548 | 0.06495 | 0 | 0 | 0.1299 | 326.0418 | 0.065139 | 0 | 0 | 0.13028 | 326.3029 | 0.065705 | 0 | 0 | 0.13141 | 326.5641 | 0.066272 | 0 | 0 | 0.13254 | 326.7381 | 0.066649 | 0 | 0 | 0.1333 | 326.9992 | 0.067216 | 0 | 0 | 0.13443 | 327.1733 | 0.067593 | 0 | 0 | 0.13519 | 327.3474 | 0.067971 | 0 | 0 | 0.13594
2017-01-31 16:00 | 289.1915 | 0.86196 |  | 303.6698 | 0.016614 | 0 | 0 | 0.033228 | 312.2032 | 0.035123 | 0 | 0 | 0.070246 | 319.1851 | 0.050267 | 0 | 0 | 0.10053 | 319.4437 | 0.050828 | 0 | 0 | 0.10166 | 319.6161 | 0.051202 | 0 | 0 | 0.1024 | 319.8747 | 0.051762 | 0 | 0 | 0.10352 | 320.1333 | 0.052323 | 0 | 0 | 0.10465 | 320.3918 | 0.052884 | 0 | 0 | 0.10577 | 320.7366 | 0.053632 | 0 | 0 | 0.10726 | 320.9952 | 0.054193 | 0 | 0 | 0.10839 | 321.1676 | 0.054567 | 0 | 0 | 0.10913 | 321.4262 | 0.055128 | 0 | 0 | 0.11026 | 321.5986 | 0.055502 | 0 | 0 | 0.111 | 321.8572 | 0.056063 | 0 | 0 | 0.11213 | 322.1158 | 0.056623 | 0 | 0 | 0.11325 | 322.2882 | 0.056997 | 0 | 0 | 0.11399 | 322.5468 | 0.057558 | 0 | 0 | 0.11512 | 322.8053 | 0.058119 | 0 | 0 | 0.11624 | 322.8915 | 0.058306 | 0 | 0 | 0.11661 | 323.1501 | 0.058867 | 0 | 0 | 0.11773 | 323.4087 | 0.059428 | 0 | 0 | 0.11886 | 323.5811 | 0.059802 | 0 | 0 | 0.1196 | 323.8397 | 0.060363 | 0 | 0 | 0.12073 | 324.0121 | 0.060737 | 0 | 0 | 0.12147 | 324.1845 | 0.06111 | 0 | 0 | 0.12222
2017-01-31 17:00 | 291.3427 | 0.86838 |  | 305.9287 | 0.021514 | 0 | 0 | 0.043027 | 314.5256 | 0.04016 | 0 | 0 | 0.080321 | 321.5594 | 0.055417 | 0 | 0 | 0.11083 | 321.8199 | 0.055982 | 0 | 0 | 0.11196 | 321.9936 | 0.056358 | 0 | 0 | 0.11272 | 322.2541 | 0.056923 | 0 | 0 | 0.11385 | 322.5146 | 0.057489 | 0 | 0 | 0.11498 | 322.7751 | 0.058054 | 0 | 0 | 0.11611 | 323.1225 | 0.058807 | 0 | 0 | 0.11761 | 323.383 | 0.059372 | 0 | 0 | 0.11874 | 323.5567 | 0.059749 | 0 | 0 | 0.1195 | 323.8172 | 0.060314 | 0 | 0 | 0.12063 | 323.9909 | 0.06069 | 0 | 0 | 0.12138 | 324.2514 | 0.061256 | 0 | 0 | 0.12251 | 324.5119 | 0.061821 | 0 | 0 | 0.12364 | 324.6856 | 0.062197 | 0 | 0 | 0.12439 | 324.9461 | 0.062762 | 0 | 0 | 0.12552 | 325.2066 | 0.063327 | 0 | 0 | 0.12665 | 325.2934 | 0.063516 | 0 | 0 | 0.12703 | 325.5539 | 0.064081 | 0 | 0 | 0.12816 | 325.8145 | 0.064646 | 0 | 0 | 0.12929 | 325.9881 | 0.065023 | 0 | 0 | 0.13005 | 326.2486 | 0.065588 | 0 | 0 | 0.13118 | 326.4223 | 0.065964 | 0 | 0 | 0.13193 | 326.596 | 0.066341 | 0 | 0 | 0.13268
2017-01-31 18:00 | 290.5477 | 0.86601 |  | 305.0938 | 0.019703 | 0 | 0 | 0.039406 | 313.6673 | 0.038299 | 0 | 0 | 0.076597 | 320.6819 | 0.053513 | 0 | 0 | 0.10703 | 320.9417 | 0.054077 | 0 | 0 | 0.10815 | 321.1149 | 0.054453 | 0 | 0 | 0.10891 | 321.3748 | 0.055016 | 0 | 0 | 0.11003 | 321.6346 | 0.05558 | 0 | 0 | 0.11116 | 321.8944 | 0.056143 | 0 | 0 | 0.11229 | 322.2408 | 0.056895 | 0 | 0 | 0.11379 | 322.5006 | 0.057458 | 0 | 0 | 0.11492 | 322.6738 | 0.057834 | 0 | 0 | 0.11567 | 322.9336 | 0.058397 | 0 | 0 | 0.11679 | 323.1068 | 0.058773 | 0 | 0 | 0.11755 | 323.3666 | 0.059336 | 0 | 0 | 0.11867 | 323.6264 | 0.0599 | 0 | 0 | 0.1198 | 323.7996 | 0.060276 | 0 | 0 | 0.12055 | 324.0594 | 0.060839 | 0 | 0 | 0.12168 | 324.3192 | 0.061403 | 0 | 0 | 0.12281 | 324.4058 | 0.06159 | 0 | 0 | 0.12318 | 324.6656 | 0.062154 | 0 | 0 | 0.12431 | 324.9254 | 0.062717 | 0 | 0 | 0.12543 | 325.0986 | 0.063093 | 0 | 0 | 0.12619 | 325.3584 | 0.063657 | 0 | 0 | 0.12731 | 325.5316 | 0.064032 | 0 | 0 | 0.12806 | 325.7048 | 0.064408 | 0 | 0 | 0.12882
2017-01-31 19:00 | 290.9289 | 0.86714 |  | 305.4942 | 0.020571 | 0 | 0 | 0.041142 | 314.0789 | 0.039191 | 0 | 0 | 0.078383 | 321.1027 | 0.054426 | 0 | 0 | 0.10885 | 321.3629 | 0.05499 | 0 | 0 | 0.10998 | 321.5363 | 0.055367 | 0 | 0 | 0.11073 | 321.7964 | 0.055931 | 0 | 0 | 0.11186 | 322.0566 | 0.056495 | 0 | 0 | 0.11299 | 322.3167 | 0.057059 | 0 | 0 | 0.11412 | 322.6636 | 0.057812 | 0 | 0 | 0.11562 | 322.9237 | 0.058376 | 0 | 0 | 0.11675 | 323.0971 | 0.058752 | 0 | 0 | 0.1175 | 323.3573 | 0.059316 | 0 | 0 | 0.11863 | 323.5307 | 0.059692 | 0 | 0 | 0.11938 | 323.7909 | 0.060257 | 0 | 0 | 0.12051 | 324.051 | 0.060821 | 0 | 0 | 0.12164 | 324.2244 | 0.061197 | 0 | 0 | 0.12239 | 324.4846 | 0.061761 | 0 | 0 | 0.12352 | 324.7447 | 0.062326 | 0 | 0 | 0.12465 | 324.8314 | 0.062514 | 0 | 0 | 0.12503 | 325.0916 | 0.063078 | 0 | 0 | 0.12616 | 325.3517 | 0.063642 | 0 | 0 | 0.12728 | 325.5251 | 0.064018 | 0 | 0 | 0.12804 | 325.7853 | 0.064583 | 0 | 0 | 0.12917 | 325.9587 | 0.064959 | 0 | 0 | 0.12992 | 326.1321 | 0.065335 | 0 | 0 | 0.13067
2017-01-31 20:00 | 290.0846 | 0.86463 |  | 304.6076 | 0.018648 | 0 | 0 | 0.037296 | 313.1674 | 0.037214 | 0 | 0 | 0.074429 | 320.1709 | 0.052405 | 0 | 0 | 0.10481 | 320.4303 | 0.052968 | 0 | 0 | 0.10594 | 320.6032 | 0.053343 | 0 | 0 | 0.10669 | 320.8626 | 0.053905 | 0 | 0 | 0.10781 | 321.122 | 0.054468 | 0 | 0 | 0.10894 | 321.3814 | 0.05503 | 0 | 0 | 0.11006 | 321.7272 | 0.055781 | 0 | 0 | 0.11156 | 321.9866 | 0.056343 | 0 | 0 | 0.11269 | 322.1595 | 0.056718 | 0 | 0 | 0.11344 | 322.4189 | 0.057281 | 0 | 0 | 0.11456 | 322.5918 | 0.057656 | 0 | 0 | 0.11531 | 322.8512 | 0.058219 | 0 | 0 | 0.11644 | 323.1106 | 0.058781 | 0 | 0 | 0.11756 | 323.2835 | 0.059156 | 0 | 0 | 0.11831 | 323.5429 | 0.059719 | 0 | 0 | 0.11944 | 323.8023 | 0.060282 | 0 | 0 | 0.12056 | 323.8888 | 0.060469 | 0 | 0 | 0.12094 | 324.1482 | 0.061032 | 0 | 0 | 0.12206 | 324.4075 | 0.061594 | 0 | 0 | 0.12319 | 324.5805 | 0.061969 | 0 | 0 | 0.12394 | 324.8399 | 0.062532 | 0 | 0 | 0.12506 | 325.0128 | 0.062907 | 0 | 0 | 0.12581 | 325.1857 | 0.063282 | 0 | 0 | 0.12656
2017-01-31 21:00 | 296.1172 | 0.88261 |  | 310.9423 | 0.032388 | 0 | 0 | 0.064776 | 319.6801 | 0.05134 | 0 | 0 | 0.10268 | 326.8292 | 0.066847 | 0 | 0 | 0.13369 | 327.094 | 0.067421 | 0 | 0 | 0.13484 | 327.2705 | 0.067804 | 0 | 0 | 0.13561 | 327.5353 | 0.068378 | 0 | 0 | 0.13676 | 327.8001 | 0.068953 | 0 | 0 | 0.13791 | 328.0648 | 0.069527 | 0 | 0 | 0.13905 | 328.4179 | 0.070293 | 0 | 0 | 0.14059 | 328.6827 | 0.070867 | 0 | 0 | 0.14173 | 328.8592 | 0.07125 | 0 | 0 | 0.1425 | 329.124 | 0.071824 | 0 | 0 | 0.14365 | 329.3005 | 0.072207 | 0 | 0 | 0.14441 | 329.5653 | 0.072781 | 0 | 0 | 0.14556 | 329.8301 | 0.073356 | 0 | 0 | 0.14671 | 330.0066 | 0.073739 | 0 | 0 | 0.14748 | 330.2714 | 0.074313 | 0 | 0 | 0.14863 | 330.5361 | 0.074887 | 0 | 0 | 0.14977 | 330.6244 | 0.075079 | 0 | 0 | 0.15016 | 330.8892 | 0.075653 | 0 | 0 | 0.15131 | 331.154 | 0.076227 | 0 | 0 | 0.15245 | 331.3305 | 0.07661 | 0 | 0 | 0.15322 | 331.5953 | 0.077184 | 0 | 0 | 0.15437 | 331.7718 | 0.077567 | 0 | 0 | 0.15513 | 331.9483 | 0.07795 | 0 | 0 | 0.1559
2017-01-31 22:00 | 302.1983 | 0.90073 |  | 317.3278 | 0.046238 | 0 | 0 | 0.092476 | 326.245 | 0.06558 | 0 | 0 | 0.13116 | 333.5409 | 0.081405 | 0 | 0 | 0.16281 | 333.8112 | 0.081991 | 0 | 0 | 0.16398 | 333.9913 | 0.082381 | 0 | 0 | 0.16476 | 334.2615 | 0.082968 | 0 | 0 | 0.16594 | 334.5317 | 0.083554 | 0 | 0 | 0.16711 | 334.802 | 0.08414 | 0 | 0 | 0.16828 | 335.1622 | 0.084921 | 0 | 0 | 0.16984 | 335.4325 | 0.085507 | 0 | 0 | 0.17101 | 335.6126 | 0.085898 | 0 | 0 | 0.1718 | 335.8828 | 0.086484 | 0 | 0 | 0.17297 | 336.063 | 0.086875 | 0 | 0 | 0.17375 | 336.3332 | 0.087461 | 0 | 0 | 0.17492 | 336.6034 | 0.088047 | 0 | 0 | 0.17609 | 336.7836 | 0.088438 | 0 | 0 | 0.17688 | 337.0538 | 0.089024 | 0 | 0 | 0.17805 | 337.324 | 0.08961 | 0 | 0 | 0.17922 | 337.4141 | 0.089805 | 0 | 0 | 0.17961 | 337.6843 | 0.090392 | 0 | 0 | 0.18078 | 337.9545 | 0.090978 | 0 | 0 | 0.18196 | 338.1347 | 0.091368 | 0 | 0 | 0.18274 | 338.4049 | 0.091955 | 0 | 0 | 0.18391 | 338.585 | 0.092345 | 0 | 0 | 0.18469 | 338.7652 | 0.092736 | 0 | 0 | 0.18547
2017-01-31 23:00 | 304.287 | 0.90696 |  | 319.5211 | 0.050996 | 0 | 0 | 0.10199 | 328.5 | 0.070471 | 0 | 0 | 0.14094 | 335.8463 | 0.086405 | 0 | 0 | 0.17281 | 336.1184 | 0.086995 | 0 | 0 | 0.17399 | 336.2998 | 0.087389 | 0 | 0 | 0.17478 | 336.5719 | 0.087979 | 0 | 0 | 0.17596 | 336.844 | 0.088569 | 0 | 0 | 0.17714 | 337.1161 | 0.089159 | 0 | 0 | 0.17832 | 337.4788 | 0.089946 | 0 | 0 | 0.17989 | 337.7509 | 0.090536 | 0 | 0 | 0.18107 | 337.9323 | 0.090929 | 0 | 0 | 0.18186 | 338.2044 | 0.09152 | 0 | 0 | 0.18304 | 338.3858 | 0.091913 | 0 | 0 | 0.18383 | 338.6579 | 0.092503 | 0 | 0 | 0.18501 | 338.93 | 0.093093 | 0 | 0 | 0.18619 | 339.1114 | 0.093487 | 0 | 0 | 0.18697 | 339.3834 | 0.094077 | 0 | 0 | 0.18815 | 339.6555 | 0.094667 | 0 | 0 | 0.18933 | 339.7462 | 0.094864 | 0 | 0 | 0.18973 | 340.0183 | 0.095454 | 0 | 0 | 0.19091 | 340.2904 | 0.096044 | 0 | 0 | 0.19209 | 340.4718 | 0.096438 | 0 | 0 | 0.19288 | 340.7439 | 0.097028 | 0 | 0 | 0.19406 | 340.9253 | 0.097421 | 0 | 0 | 0.19484 | 341.1067 | 0.097815 | 0 | 0 | 0.19563
2017-02-01 | 300.1953 | 0.89476 |  | 315.2245 | 0.041676 | 0 | 0 | 0.083353 | 324.0826 | 0.06089 | 0 | 0 | 0.12178 | 331.3302 | 0.07661 | 0 | 0 | 0.15322 | 331.5986 | 0.077192 | 0 | 0 | 0.15438 | 331.7776 | 0.07758 | 0 | 0 | 0.15516 | 332.046 | 0.078162 | 0 | 0 | 0.15632 | 332.3144 | 0.078744 | 0 | 0 | 0.15749 | 332.5829 | 0.079327 | 0 | 0 | 0.15865 | 332.9408 | 0.080103 | 0 | 0 | 0.16021 | 333.2092 | 0.080685 | 0 | 0 | 0.16137 | 333.3882 | 0.081073 | 0 | 0 | 0.16215 | 333.6566 | 0.081655 | 0 | 0 | 0.16331 | 333.8355 | 0.082044 | 0 | 0 | 0.16409 | 334.104 | 0.082626 | 0 | 0 | 0.16525 | 334.3724 | 0.083208 | 0 | 0 | 0.16642 | 334.5514 | 0.083596 | 0 | 0 | 0.16719 | 334.8198 | 0.084178 | 0 | 0 | 0.16836 | 335.0882 | 0.084761 | 0 | 0 | 0.16952 | 335.1777 | 0.084955 | 0 | 0 | 0.16991 | 335.4461 | 0.085537 | 0 | 0 | 0.17107 | 335.7145 | 0.086119 | 0 | 0 | 0.17224 | 335.8935 | 0.086507 | 0 | 0 | 0.17301 | 336.1619 | 0.08709 | 0 | 0 | 0.17418 | 336.3409 | 0.087478 | 0 | 0 | 0.17496 | 336.5198 | 0.087866 | 0 | 0 | 0.17573
2017-02-01 01:00 | 291.2819 | 0.86819 |  | 305.8649 | 0.021375 | 0 | 0 | 0.04275 | 314.46 | 0.040018 | 0 | 0 | 0.080036 | 321.4924 | 0.055271 | 0 | 0 | 0.11054 | 321.7528 | 0.055836 | 0 | 0 | 0.11167 | 321.9265 | 0.056213 | 0 | 0 | 0.11243 | 322.1869 | 0.056778 | 0 | 0 | 0.11356 | 322.4474 | 0.057343 | 0 | 0 | 0.11469 | 322.7078 | 0.057908 | 0 | 0 | 0.11582 | 323.0551 | 0.058661 | 0 | 0 | 0.11732 | 323.3156 | 0.059226 | 0 | 0 | 0.11845 | 323.4892 | 0.059602 | 0 | 0 | 0.1192 | 323.7497 | 0.060167 | 0 | 0 | 0.12033 | 323.9233 | 0.060544 | 0 | 0 | 0.12109 | 324.1838 | 0.061109 | 0 | 0 | 0.12222 | 324.4442 | 0.061674 | 0 | 0 | 0.12335 | 324.6179 | 0.06205 | 0 | 0 | 0.1241 | 324.8783 | 0.062615 | 0 | 0 | 0.12523 | 325.1388 | 0.06318 | 0 | 0 | 0.12636 | 325.2256 | 0.063369 | 0 | 0 | 0.12674 | 325.4861 | 0.063934 | 0 | 0 | 0.12787 | 325.7465 | 0.064499 | 0 | 0 | 0.129 | 325.9202 | 0.064875 | 0 | 0 | 0.12975 | 326.1806 | 0.06544 | 0 | 0 | 0.13088 | 326.3543 | 0.065817 | 0 | 0 | 0.13163 | 326.5279 | 0.066193 | 0 | 0 | 0.13239
2017-02-01 02:00 | 287.9099 | 0.85814 |  | 302.324 | 0.013695 | 0 | 0 | 0.02739 | 310.8197 | 0.032122 | 0 | 0 | 0.064244 | 317.7706 | 0.047199 | 0 | 0 | 0.094398 | 318.0281 | 0.047757 | 0 | 0 | 0.095514 | 318.1997 | 0.048129 | 0 | 0 | 0.096259 | 318.4571 | 0.048688 | 0 | 0 | 0.097376 | 318.7146 | 0.049246 | 0 | 0 | 0.098492 | 318.972 | 0.049805 | 0 | 0 | 0.099609 | 319.3153 | 0.050549 | 0 | 0 | 0.1011 | 319.5727 | 0.051108 | 0 | 0 | 0.10222 | 319.7444 | 0.05148 | 0 | 0 | 0.10296 | 320.0018 | 0.052038 | 0 | 0 | 0.10408 | 320.1734 | 0.05241 | 0 | 0 | 0.10482 | 320.4309 | 0.052969 | 0 | 0 | 0.10594 | 320.6883 | 0.053527 | 0 | 0 | 0.10705 | 320.8599 | 0.0539 | 0 | 0 | 0.1078 | 321.1174 | 0.054458 | 0 | 0 | 0.10892 | 321.3748 | 0.055016 | 0 | 0 | 0.11003 | 321.4606 | 0.055202 | 0 | 0 | 0.1104 | 321.7181 | 0.055761 | 0 | 0 | 0.11152 | 321.9755 | 0.056319 | 0 | 0 | 0.11264 | 322.1472 | 0.056691 | 0 | 0 | 0.11338 | 322.4046 | 0.05725 | 0 | 0 | 0.1145 | 322.5762 | 0.057622 | 0 | 0 | 0.11524 | 322.7479 | 0.057994 | 0 | 0 | 0.11599
2017-02-01 03:00 | 285.6641 | 0.85145 |  | 299.9658 | 0.0085802 | 0 | 0 | 0.01716 | 308.3952 | 0.026863 | 0 | 0 | 0.053727 | 315.2919 | 0.041822 | 0 | 0 | 0.083645 | 315.5473 | 0.042377 | 0 | 0 | 0.084753 | 315.7176 | 0.042746 | 0 | 0 | 0.085492 | 315.9731 | 0.0433 | 0 | 0 | 0.0866 | 316.2285 | 0.043854 | 0 | 0 | 0.087708 | 316.4839 | 0.044408 | 0 | 0 | 0.088816 | 316.8245 | 0.045147 | 0 | 0 | 0.090293 | 317.08 | 0.045701 | 0 | 0 | 0.091401 | 317.2502 | 0.04607 | 0 | 0 | 0.09214 | 317.5057 | 0.046624 | 0 | 0 | 0.093248 | 317.676 | 0.046993 | 0 | 0 | 0.093987 | 317.9314 | 0.047548 | 0 | 0 | 0.095095 | 318.1868 | 0.048102 | 0 | 0 | 0.096203 | 318.3571 | 0.048471 | 0 | 0 | 0.096942 | 318.6126 | 0.049025 | 0 | 0 | 0.09805 | 318.868 | 0.049579 | 0 | 0 | 0.099158 | 318.9531 | 0.049764 | 0 | 0 | 0.099527 | 319.2086 | 0.050318 | 0 | 0 | 0.10064 | 319.464 | 0.050872 | 0 | 0 | 0.10174 | 319.6343 | 0.051241 | 0 | 0 | 0.10248 | 319.8897 | 0.051795 | 0 | 0 | 0.10359 | 320.06 | 0.052165 | 0 | 0 | 0.10433 | 320.2303 | 0.052534 | 0 | 0 | 0.10507
2017-02-01 04:00 | 278.9709 | 0.8315 |  | 292.9375 | 0 | 0 | 0 | 0 | 301.1693 | 0.011191 | 0 | 0 | 0.022381 | 307.9045 | 0.025799 | 0 | 0 | 0.051598 | 308.1539 | 0.02634 | 0 | 0 | 0.05268 | 308.3202 | 0.026701 | 0 | 0 | 0.053402 | 308.5697 | 0.027242 | 0 | 0 | 0.054484 | 308.8191 | 0.027783 | 0 | 0 | 0.055566 | 309.0686 | 0.028324 | 0 | 0 | 0.056648 | 309.4012 | 0.029045 | 0 | 0 | 0.058091 | 309.6506 | 0.029587 | 0 | 0 | 0.059173 | 309.8169 | 0.029947 | 0 | 0 | 0.059894 | 310.0664 | 0.030488 | 0 | 0 | 0.060977 | 310.2327 | 0.030849 | 0 | 0 | 0.061698 | 310.4821 | 0.03139 | 0 | 0 | 0.06278 | 310.7316 | 0.031931 | 0 | 0 | 0.063862 | 310.8979 | 0.032292 | 0 | 0 | 0.064584 | 311.1473 | 0.032833 | 0 | 0 | 0.065666 | 311.3968 | 0.033374 | 0 | 0 | 0.066748 | 311.4799 | 0.033554 | 0 | 0 | 0.067109 | 311.7294 | 0.034095 | 0 | 0 | 0.068191 | 311.9788 | 0.034636 | 0 | 0 | 0.069273 | 312.1451 | 0.034997 | 0 | 0 | 0.069994 | 312.3946 | 0.035538 | 0 | 0 | 0.071076 | 312.5609 | 0.035899 | 0 | 0 | 0.071798 | 312.7272 | 0.03626 | 0 | 0 | 0.072519
2017-02-01 05:00 | 281.534 | 0.83914 |  | 295.629 | 0 | 0 | 0 | 0 | 303.9364 | 0.017192 | 0 | 0 | 0.034385 | 310.7335 | 0.031935 | 0 | 0 | 0.06387 | 310.9852 | 0.032481 | 0 | 0 | 0.064962 | 311.153 | 0.032845 | 0 | 0 | 0.06569 | 311.4048 | 0.033391 | 0 | 0 | 0.066783 | 311.6565 | 0.033937 | 0 | 0 | 0.067875 | 311.9083 | 0.034483 | 0 | 0 | 0.068967 | 312.2439 | 0.035211 | 0 | 0 | 0.070423 | 312.4957 | 0.035757 | 0 | 0 | 0.071515 | 312.6635 | 0.036121 | 0 | 0 | 0.072243 | 312.9152 | 0.036667 | 0 | 0 | 0.073335 | 313.0831 | 0.037031 | 0 | 0 | 0.074063 | 313.3348 | 0.037577 | 0 | 0 | 0.075155 | 313.5865 | 0.038124 | 0 | 0 | 0.076247 | 313.7544 | 0.038488 | 0 | 0 | 0.076975 | 314.0061 | 0.039034 | 0 | 0 | 0.078067 | 314.2579 | 0.03958 | 0 | 0 | 0.079159 | 314.3418 | 0.039762 | 0 | 0 | 0.079523 | 314.5935 | 0.040308 | 0 | 0 | 0.080615 | 314.8453 | 0.040854 | 0 | 0 | 0.081707 | 315.0131 | 0.041218 | 0 | 0 | 0.082435 | 315.2648 | 0.041764 | 0 | 0 | 0.083527 | 315.4327 | 0.042128 | 0 | 0 | 0.084255 | 315.6005 | 0.042492 | 0 | 0 | 0.084983
2017-02-01 06:00 | 272.2276 | 0.8114 |  | 285.8566 | 0 | 0 | 0 | 0 | 293.8895 | 0 | 0 | 0 | 0 | 300.4618 | 0.009656 | 0 | 0 | 0.019312 | 300.7053 | 0.010184 | 0 | 0 | 0.020368 | 300.8675 | 0.010536 | 0 | 0 | 0.021072 | 301.111 | 0.011064 | 0 | 0 | 0.022128 | 301.3544 | 0.011592 | 0 | 0 | 0.023184 | 301.5978 | 0.01212 | 0 | 0 | 0.02424 | 301.9224 | 0.012824 | 0 | 0 | 0.025648 | 302.1658 | 0.013352 | 0 | 0 | 0.026704 | 302.3281 | 0.013704 | 0 | 0 | 0.027408 | 302.5715 | 0.014232 | 0 | 0 | 0.028464 | 302.7338 | 0.014584 | 0 | 0 | 0.029168 | 302.9772 | 0.015112 | 0 | 0 | 0.030224 | 303.2206 | 0.01564 | 0 | 0 | 0.03128 | 303.3829 | 0.015992 | 0 | 0 | 0.031984 | 303.6263 | 0.01652 | 0 | 0 | 0.03304 | 303.8697 | 0.017048 | 0 | 0 | 0.034095 | 303.9509 | 0.017224 | 0 | 0 | 0.034447 | 304.1943 | 0.017752 | 0 | 0 | 0.035503 | 304.4377 | 0.01828 | 0 | 0 | 0.036559 | 304.6 | 0.018632 | 0 | 0 | 0.037263 | 304.8434 | 0.01916 | 0 | 0 | 0.038319 | 305.0057 | 0.019512 | 0 | 0 | 0.039023 | 305.168 | 0.019864 | 0 | 0 | 0.039727
2017-02-01 07:00 | 278.6039 | 0.83041 |  | 292.5521 | 0 | 0 | 0 | 0 | 300.7731 | 0.010331 | 0 | 0 | 0.020662 | 307.4994 | 0.024921 | 0 | 0 | 0.049841 | 307.7486 | 0.025461 | 0 | 0 | 0.050922 | 307.9146 | 0.025821 | 0 | 0 | 0.051642 | 308.1638 | 0.026361 | 0 | 0 | 0.052723 | 308.4129 | 0.026902 | 0 | 0 | 0.053804 | 308.662 | 0.027442 | 0 | 0 | 0.054884 | 308.9942 | 0.028163 | 0 | 0 | 0.056325 | 309.2433 | 0.028703 | 0 | 0 | 0.057406 | 309.4094 | 0.029063 | 0 | 0 | 0.058126 | 309.6585 | 0.029604 | 0 | 0 | 0.059207 | 309.8246 | 0.029964 | 0 | 0 | 0.059928 | 310.0737 | 0.030504 | 0 | 0 | 0.061008 | 310.3228 | 0.031044 | 0 | 0 | 0.062089 | 310.4889 | 0.031405 | 0 | 0 | 0.062809 | 310.738 | 0.031945 | 0 | 0 | 0.06389 | 310.9871 | 0.032485 | 0 | 0 | 0.064971 | 311.0702 | 0.032666 | 0 | 0 | 0.065331 | 311.3193 | 0.033206 | 0 | 0 | 0.066412 | 311.5684 | 0.033746 | 0 | 0 | 0.067492 | 311.7345 | 0.034106 | 0 | 0 | 0.068213 | 311.9836 | 0.034647 | 0 | 0 | 0.069294 | 312.1497 | 0.035007 | 0 | 0 | 0.070014 | 312.3158 | 0.035367 | 0 | 0 | 0.070734
2017-02-01 08:00 | 278.0653 | 0.8288 |  | 291.9866 | 0 | 0 | 0 | 0 | 300.1917 | 0.0090701 | 0 | 0 | 0.01814 | 306.905 | 0.023631 | 0 | 0 | 0.047262 | 307.1536 | 0.024171 | 0 | 0 | 0.048341 | 307.3194 | 0.02453 | 0 | 0 | 0.04906 | 307.568 | 0.025069 | 0 | 0 | 0.050139 | 307.8167 | 0.025609 | 0 | 0 | 0.051217 | 308.0653 | 0.026148 | 0 | 0 | 0.052296 | 308.3968 | 0.026867 | 0 | 0 | 0.053734 | 308.6455 | 0.027406 | 0 | 0 | 0.054813 | 308.8112 | 0.027766 | 0 | 0 | 0.055532 | 309.0599 | 0.028305 | 0 | 0 | 0.05661 | 309.2256 | 0.028665 | 0 | 0 | 0.057329 | 309.4743 | 0.029204 | 0 | 0 | 0.058408 | 309.7229 | 0.029743 | 0 | 0 | 0.059487 | 309.8887 | 0.030103 | 0 | 0 | 0.060206 | 310.1373 | 0.030642 | 0 | 0 | 0.061284 | 310.3859 | 0.031181 | 0 | 0 | 0.062363 | 310.4688 | 0.031361 | 0 | 0 | 0.062722 | 310.7175 | 0.0319 | 0 | 0 | 0.063801 | 310.9661 | 0.03244 | 0 | 0 | 0.06488 | 311.1319 | 0.032799 | 0 | 0 | 0.065599 | 311.3805 | 0.033339 | 0 | 0 | 0.066677 | 311.5463 | 0.033698 | 0 | 0 | 0.067396 | 311.712 | 0.034058 | 0 | 0 | 0.068115
2017-02-01 09:00 | 293.282 | 0.87416 |  | 307.9651 | 0.025931 | 0 | 0 | 0.051861 | 316.6192 | 0.044701 | 0 | 0 | 0.089403 | 323.6999 | 0.060059 | 0 | 0 | 0.12012 | 323.9621 | 0.060628 | 0 | 0 | 0.12126 | 324.137 | 0.061007 | 0 | 0 | 0.12201 | 324.3992 | 0.061576 | 0 | 0 | 0.12315 | 324.6615 | 0.062145 | 0 | 0 | 0.12429 | 324.9237 | 0.062714 | 0 | 0 | 0.12543 | 325.2734 | 0.063472 | 0 | 0 | 0.12694 | 325.5356 | 0.064041 | 0 | 0 | 0.12808 | 325.7105 | 0.06442 | 0 | 0 | 0.12884 | 325.9727 | 0.064989 | 0 | 0 | 0.12998 | 326.1475 | 0.065368 | 0 | 0 | 0.13074 | 326.4098 | 0.065937 | 0 | 0 | 0.13187 | 326.672 | 0.066506 | 0 | 0 | 0.13301 | 326.8469 | 0.066885 | 0 | 0 | 0.13377 | 327.1091 | 0.067454 | 0 | 0 | 0.13491 | 327.3713 | 0.068023 | 0 | 0 | 0.13605 | 327.4588 | 0.068212 | 0 | 0 | 0.13642 | 327.721 | 0.068781 | 0 | 0 | 0.13756 | 327.9833 | 0.06935 | 0 | 0 | 0.1387 | 328.1581 | 0.069729 | 0 | 0 | 0.13946 | 328.4203 | 0.070298 | 0 | 0 | 0.1406 | 328.5952 | 0.070677 | 0 | 0 | 0.14135 | 328.77 | 0.071056 | 0 | 0 | 0.14211
2017-02-01 10:00 | 293.9049 | 0.87601 |  | 308.6191 | 0.027349 | 0 | 0 | 0.054698 | 317.2916 | 0.04616 | 0 | 0 | 0.09232 | 324.3873 | 0.06155 | 0 | 0 | 0.1231 | 324.6502 | 0.06212 | 0 | 0 | 0.12424 | 324.8254 | 0.062501 | 0 | 0 | 0.125 | 325.0882 | 0.063071 | 0 | 0 | 0.12614 | 325.351 | 0.063641 | 0 | 0 | 0.12728 | 325.6138 | 0.064211 | 0 | 0 | 0.12842 | 325.9642 | 0.064971 | 0 | 0 | 0.12994 | 326.227 | 0.065541 | 0 | 0 | 0.13108 | 326.4022 | 0.065921 | 0 | 0 | 0.13184 | 326.665 | 0.066491 | 0 | 0 | 0.13298 | 326.8402 | 0.066871 | 0 | 0 | 0.13374 | 327.103 | 0.067441 | 0 | 0 | 0.13488 | 327.3658 | 0.068011 | 0 | 0 | 0.13602 | 327.541 | 0.068391 | 0 | 0 | 0.13678 | 327.8038 | 0.068961 | 0 | 0 | 0.13792 | 328.0666 | 0.069531 | 0 | 0 | 0.13906 | 328.1542 | 0.069721 | 0 | 0 | 0.13944 | 328.417 | 0.070291 | 0 | 0 | 0.14058 | 328.6798 | 0.070861 | 0 | 0 | 0.14172 | 328.855 | 0.071241 | 0 | 0 | 0.14248 | 329.1178 | 0.071811 | 0 | 0 | 0.14362 | 329.293 | 0.072191 | 0 | 0 | 0.14438 | 329.4682 | 0.072571 | 0 | 0 | 0.14514
2017-02-01 11:00 | 293.5236 | 0.87488 |  | 308.2188 | 0.026481 | 0 | 0 | 0.052962 | 316.88 | 0.045267 | 0 | 0 | 0.090534 | 323.9665 | 0.060638 | 0 | 0 | 0.12128 | 324.229 | 0.061207 | 0 | 0 | 0.12241 | 324.404 | 0.061587 | 0 | 0 | 0.12317 | 324.6664 | 0.062156 | 0 | 0 | 0.12431 | 324.9289 | 0.062725 | 0 | 0 | 0.12545 | 325.1914 | 0.063294 | 0 | 0 | 0.12659 | 325.5413 | 0.064053 | 0 | 0 | 0.12811 | 325.8038 | 0.064623 | 0 | 0 | 0.12925 | 325.9787 | 0.065002 | 0 | 0 | 0.13 | 326.2412 | 0.065571 | 0 | 0 | 0.13114 | 326.4162 | 0.065951 | 0 | 0 | 0.1319 | 326.6786 | 0.06652 | 0 | 0 | 0.13304 | 326.9411 | 0.06709 | 0 | 0 | 0.13418 | 327.1161 | 0.067469 | 0 | 0 | 0.13494 | 327.3785 | 0.068038 | 0 | 0 | 0.13608 | 327.641 | 0.068608 | 0 | 0 | 0.13722 | 327.7285 | 0.068797 | 0 | 0 | 0.13759 | 327.991 | 0.069367 | 0 | 0 | 0.13873 | 328.2534 | 0.069936 | 0 | 0 | 0.13987 | 328.4284 | 0.070316 | 0 | 0 | 0.14063 | 328.6909 | 0.070885 | 0 | 0 | 0.14177 | 328.8658 | 0.071264 | 0 | 0 | 0.14253 | 329.0408 | 0.071644 | 0 | 0 | 0.14329
2017-02-01 12:00 | 272.8871 | 0.81337 |  | 286.5491 | 0 | 0 | 0 | 0 | 294.6015 | 0 | 0 | 0 | 0 | 301.1897 | 0.011235 | 0 | 0 | 0.02247 | 301.4338 | 0.011764 | 0 | 0 | 0.023528 | 301.5964 | 0.012117 | 0 | 0 | 0.024234 | 301.8404 | 0.012646 | 0 | 0 | 0.025292 | 302.0844 | 0.013175 | 0 | 0 | 0.026351 | 302.3285 | 0.013705 | 0 | 0 | 0.027409 | 302.6538 | 0.01441 | 0 | 0 | 0.028821 | 302.8978 | 0.01494 | 0 | 0 | 0.029879 | 303.0605 | 0.015293 | 0 | 0 | 0.030585 | 303.3045 | 0.015822 | 0 | 0 | 0.031644 | 303.4672 | 0.016175 | 0 | 0 | 0.032349 | 303.7112 | 0.016704 | 0 | 0 | 0.033408 | 303.9552 | 0.017233 | 0 | 0 | 0.034466 | 304.1179 | 0.017586 | 0 | 0 | 0.035172 | 304.3619 | 0.018115 | 0 | 0 | 0.03623 | 304.6059 | 0.018644 | 0 | 0 | 0.037289 | 304.6872 | 0.018821 | 0 | 0 | 0.037642 | 304.9312 | 0.01935 | 0 | 0 | 0.0387 | 305.1752 | 0.019879 | 0 | 0 | 0.039759 | 305.3379 | 0.020232 | 0 | 0 | 0.040465 | 305.5819 | 0.020762 | 0 | 0 | 0.041523 | 305.7446 | 0.021114 | 0 | 0 | 0.042229 | 305.9073 | 0.021467 | 0 | 0 | 0.042934
2017-02-01 13:00 | 290.5458 | 0.866 |  | 305.0919 | 0.019699 | 0 | 0 | 0.039397 | 313.6653 | 0.038294 | 0 | 0 | 0.076589 | 320.6799 | 0.053509 | 0 | 0 | 0.10702 | 320.9397 | 0.054072 | 0 | 0 | 0.10814 | 321.1129 | 0.054448 | 0 | 0 | 0.1089 | 321.3727 | 0.055012 | 0 | 0 | 0.11002 | 321.6325 | 0.055575 | 0 | 0 | 0.11115 | 321.8923 | 0.056139 | 0 | 0 | 0.11228 | 322.2387 | 0.05689 | 0 | 0 | 0.11378 | 322.4985 | 0.057454 | 0 | 0 | 0.11491 | 322.6717 | 0.057829 | 0 | 0 | 0.11566 | 322.9315 | 0.058393 | 0 | 0 | 0.11679 | 323.1047 | 0.058768 | 0 | 0 | 0.11754 | 323.3645 | 0.059332 | 0 | 0 | 0.11866 | 323.6243 | 0.059895 | 0 | 0 | 0.11979 | 323.7975 | 0.060271 | 0 | 0 | 0.12054 | 324.0573 | 0.060835 | 0 | 0 | 0.12167 | 324.3171 | 0.061398 | 0 | 0 | 0.1228 | 324.4037 | 0.061586 | 0 | 0 | 0.12317 | 324.6635 | 0.062149 | 0 | 0 | 0.1243 | 324.9233 | 0.062713 | 0 | 0 | 0.12543 | 325.0965 | 0.063089 | 0 | 0 | 0.12618 | 325.3563 | 0.063652 | 0 | 0 | 0.1273 | 325.5295 | 0.064028 | 0 | 0 | 0.12806 | 325.7027 | 0.064403 | 0 | 0 | 0.12881
2017-02-01 14:00 | 289.3381 | 0.8624 |  | 303.8237 | 0.016948 | 0 | 0 | 0.033896 | 312.3614 | 0.035466 | 0 | 0 | 0.070933 | 319.3469 | 0.050618 | 0 | 0 | 0.10124 | 319.6056 | 0.051179 | 0 | 0 | 0.10236 | 319.7781 | 0.051553 | 0 | 0 | 0.10311 | 320.0368 | 0.052114 | 0 | 0 | 0.10423 | 320.2955 | 0.052675 | 0 | 0 | 0.10535 | 320.5542 | 0.053236 | 0 | 0 | 0.10647 | 320.8992 | 0.053985 | 0 | 0 | 0.10797 | 321.1579 | 0.054546 | 0 | 0 | 0.10909 | 321.3304 | 0.05492 | 0 | 0 | 0.10984 | 321.5891 | 0.055481 | 0 | 0 | 0.11096 | 321.7616 | 0.055855 | 0 | 0 | 0.11171 | 322.0203 | 0.056416 | 0 | 0 | 0.11283 | 322.2791 | 0.056978 | 0 | 0 | 0.11396 | 322.4515 | 0.057352 | 0 | 0 | 0.1147 | 322.7103 | 0.057913 | 0 | 0 | 0.11583 | 322.969 | 0.058474 | 0 | 0 | 0.11695 | 323.0552 | 0.058661 | 0 | 0 | 0.11732 | 323.3139 | 0.059222 | 0 | 0 | 0.11844 | 323.5727 | 0.059783 | 0 | 0 | 0.11957 | 323.7451 | 0.060158 | 0 | 0 | 0.12032 | 324.0039 | 0.060719 | 0 | 0 | 0.12144 | 324.1763 | 0.061093 | 0 | 0 | 0.12219 | 324.3488 | 0.061467 | 0 | 0 | 0.12293
2017-02-01 15:00 | 288.8617 | 0.86098 |  | 303.3235 | 0.015863 | 0 | 0 | 0.031726 | 311.8472 | 0.034351 | 0 | 0 | 0.068702 | 318.8212 | 0.049477 | 0 | 0 | 0.098955 | 319.0795 | 0.050038 | 0 | 0 | 0.10008 | 319.2517 | 0.050411 | 0 | 0 | 0.10082 | 319.51 | 0.050971 | 0 | 0 | 0.10194 | 319.7683 | 0.051532 | 0 | 0 | 0.10306 | 320.0266 | 0.052092 | 0 | 0 | 0.10418 | 320.3709 | 0.052839 | 0 | 0 | 0.10568 | 320.6292 | 0.053399 | 0 | 0 | 0.1068 | 320.8014 | 0.053773 | 0 | 0 | 0.10755 | 321.0597 | 0.054333 | 0 | 0 | 0.10867 | 321.2319 | 0.054706 | 0 | 0 | 0.10941 | 321.4902 | 0.055267 | 0 | 0 | 0.11053 | 321.7485 | 0.055827 | 0 | 0 | 0.11165 | 321.9207 | 0.0562 | 0 | 0 | 0.1124 | 322.179 | 0.056761 | 0 | 0 | 0.11352 | 322.4373 | 0.057321 | 0 | 0 | 0.11464 | 322.5234 | 0.057508 | 0 | 0 | 0.11502 | 322.7817 | 0.058068 | 0 | 0 | 0.11614 | 323.04 | 0.058628 | 0 | 0 | 0.11726 | 323.2122 | 0.059002 | 0 | 0 | 0.118 | 323.4705 | 0.059562 | 0 | 0 | 0.11912 | 323.6427 | 0.059935 | 0 | 0 | 0.11987 | 323.8149 | 0.060309 | 0 | 0 | 0.12062
2017-02-01 16:00 | 294.5789 | 0.87802 |  | 309.3269 | 0.028884 | 0 | 0 | 0.057769 | 318.0193 | 0.047738 | 0 | 0 | 0.095476 | 325.1312 | 0.063164 | 0 | 0 | 0.12633 | 325.3947 | 0.063735 | 0 | 0 | 0.12747 | 325.5703 | 0.064116 | 0 | 0 | 0.12823 | 325.8337 | 0.064688 | 0 | 0 | 0.12938 | 326.0971 | 0.065259 | 0 | 0 | 0.13052 | 326.3605 | 0.06583 | 0 | 0 | 0.13166 | 326.7117 | 0.066592 | 0 | 0 | 0.13318 | 326.9751 | 0.067163 | 0 | 0 | 0.13433 | 327.1507 | 0.067544 | 0 | 0 | 0.13509 | 327.4141 | 0.068116 | 0 | 0 | 0.13623 | 327.5897 | 0.068496 | 0 | 0 | 0.13699 | 327.8531 | 0.069068 | 0 | 0 | 0.13814 | 328.1165 | 0.069639 | 0 | 0 | 0.13928 | 328.2921 | 0.07002 | 0 | 0 | 0.14004 | 328.5555 | 0.070591 | 0 | 0 | 0.14118 | 328.8189 | 0.071163 | 0 | 0 | 0.14233 | 328.9067 | 0.071353 | 0 | 0 | 0.14271 | 329.1701 | 0.071924 | 0 | 0 | 0.14385 | 329.4336 | 0.072496 | 0 | 0 | 0.14499 | 329.6092 | 0.072877 | 0 | 0 | 0.14575 | 329.8726 | 0.073448 | 0 | 0 | 0.1469 | 330.0482 | 0.073829 | 0 | 0 | 0.14766 | 330.2238 | 0.07421 | 0 | 0 | 0.14842
2017-02-01 17:00 | 290.9125 | 0.86709 |  | 305.477 | 0.020534 | 0 | 0 | 0.041068 | 314.0612 | 0.039153 | 0 | 0 | 0.078306 | 321.0847 | 0.054387 | 0 | 0 | 0.10877 | 321.3448 | 0.054951 | 0 | 0 | 0.1099 | 321.5182 | 0.055327 | 0 | 0 | 0.11065 | 321.7784 | 0.055892 | 0 | 0 | 0.11178 | 322.0385 | 0.056456 | 0 | 0 | 0.11291 | 322.2986 | 0.05702 | 0 | 0 | 0.11404 | 322.6454 | 0.057772 | 0 | 0 | 0.11554 | 322.9056 | 0.058337 | 0 | 0 | 0.11667 | 323.079 | 0.058713 | 0 | 0 | 0.11743 | 323.3391 | 0.059277 | 0 | 0 | 0.11855 | 323.5125 | 0.059653 | 0 | 0 | 0.11931 | 323.7727 | 0.060217 | 0 | 0 | 0.12043 | 324.0328 | 0.060781 | 0 | 0 | 0.12156 | 324.2062 | 0.061158 | 0 | 0 | 0.12232 | 324.4663 | 0.061722 | 0 | 0 | 0.12344 | 324.7265 | 0.062286 | 0 | 0 | 0.12457 | 324.8132 | 0.062474 | 0 | 0 | 0.12495 | 325.0733 | 0.063038 | 0 | 0 | 0.12608 | 325.3334 | 0.063603 | 0 | 0 | 0.12721 | 325.5069 | 0.063979 | 0 | 0 | 0.12796 | 325.767 | 0.064543 | 0 | 0 | 0.12909 | 325.9404 | 0.064919 | 0 | 0 | 0.12984 | 326.1138 | 0.065295 | 0 | 0 | 0.13059
2017-02-01 18:00 | 292.6722 | 0.87234 |  | 307.3247 | 0.024542 | 0 | 0 | 0.049083 | 315.9609 | 0.043273 | 0 | 0 | 0.086547 | 323.0268 | 0.058599 | 0 | 0 | 0.1172 | 323.2885 | 0.059167 | 0 | 0 | 0.11833 | 323.463 | 0.059545 | 0 | 0 | 0.11909 | 323.7247 | 0.060113 | 0 | 0 | 0.12023 | 323.9864 | 0.060681 | 0 | 0 | 0.12136 | 324.2481 | 0.061248 | 0 | 0 | 0.1225 | 324.597 | 0.062005 | 0 | 0 | 0.12401 | 324.8587 | 0.062573 | 0 | 0 | 0.12515 | 325.0332 | 0.062951 | 0 | 0 | 0.1259 | 325.2949 | 0.063519 | 0 | 0 | 0.12704 | 325.4693 | 0.063897 | 0 | 0 | 0.12779 | 325.7311 | 0.064465 | 0 | 0 | 0.12893 | 325.9928 | 0.065033 | 0 | 0 | 0.13007 | 326.1672 | 0.065411 | 0 | 0 | 0.13082 | 326.4289 | 0.065979 | 0 | 0 | 0.13196 | 326.6906 | 0.066546 | 0 | 0 | 0.13309 | 326.7779 | 0.066735 | 0 | 0 | 0.13347 | 327.0396 | 0.067303 | 0 | 0 | 0.13461 | 327.3013 | 0.067871 | 0 | 0 | 0.13574 | 327.4757 | 0.068249 | 0 | 0 | 0.1365 | 327.7374 | 0.068817 | 0 | 0 | 0.13763 | 327.9119 | 0.069195 | 0 | 0 | 0.13839 | 328.0864 | 0.069574 | 0 | 0 | 0.13915
2017-02-01 19:00 | 293.0701 | 0.87352 |  | 307.7426 | 0.025448 | 0 | 0 | 0.050896 | 316.3905 | 0.044205 | 0 | 0 | 0.08841 | 323.466 | 0.059552 | 0 | 0 | 0.1191 | 323.7281 | 0.06012 | 0 | 0 | 0.12024 | 323.9028 | 0.060499 | 0 | 0 | 0.121 | 324.1648 | 0.061068 | 0 | 0 | 0.12214 | 324.4269 | 0.061636 | 0 | 0 | 0.12327 | 324.6889 | 0.062205 | 0 | 0 | 0.12441 | 325.0383 | 0.062962 | 0 | 0 | 0.12592 | 325.3004 | 0.063531 | 0 | 0 | 0.12706 | 325.4751 | 0.06391 | 0 | 0 | 0.12782 | 325.7372 | 0.064478 | 0 | 0 | 0.12896 | 325.9119 | 0.064857 | 0 | 0 | 0.12971 | 326.1739 | 0.065426 | 0 | 0 | 0.13085 | 326.436 | 0.065994 | 0 | 0 | 0.13199 | 326.6107 | 0.066373 | 0 | 0 | 0.13275 | 326.8727 | 0.066941 | 0 | 0 | 0.13388 | 327.1348 | 0.06751 | 0 | 0 | 0.13502 | 327.2222 | 0.067699 | 0 | 0 | 0.1354 | 327.4842 | 0.068268 | 0 | 0 | 0.13654 | 327.7463 | 0.068836 | 0 | 0 | 0.13767 | 327.921 | 0.069215 | 0 | 0 | 0.13843 | 328.183 | 0.069783 | 0 | 0 | 0.13957 | 328.3577 | 0.070162 | 0 | 0 | 0.14032 | 328.5324 | 0.070541 | 0 | 0 | 0.14108
2017-02-01 20:00 | 293.9912 | 0.87627 |  | 308.7098 | 0.027546 | 0 | 0 | 0.055092 | 317.3849 | 0.046362 | 0 | 0 | 0.092724 | 324.4827 | 0.061757 | 0 | 0 | 0.12351 | 324.7456 | 0.062327 | 0 | 0 | 0.12465 | 324.9208 | 0.062708 | 0 | 0 | 0.12542 | 325.1837 | 0.063278 | 0 | 0 | 0.12656 | 325.4466 | 0.063848 | 0 | 0 | 0.1277 | 325.7095 | 0.064418 | 0 | 0 | 0.12884 | 326.06 | 0.065178 | 0 | 0 | 0.13036 | 326.3229 | 0.065749 | 0 | 0 | 0.1315 | 326.4981 | 0.066129 | 0 | 0 | 0.13226 | 326.761 | 0.066699 | 0 | 0 | 0.1334 | 326.9362 | 0.067079 | 0 | 0 | 0.13416 | 327.1991 | 0.067649 | 0 | 0 | 0.1353 | 327.462 | 0.068219 | 0 | 0 | 0.13644 | 327.6373 | 0.0686 | 0 | 0 | 0.1372 | 327.9001 | 0.06917 | 0 | 0 | 0.13834 | 328.163 | 0.06974 | 0 | 0 | 0.13948 | 328.2506 | 0.06993 | 0 | 0 | 0.13986 | 328.5135 | 0.0705 | 0 | 0 | 0.141 | 328.7764 | 0.07107 | 0 | 0 | 0.14214 | 328.9517 | 0.07145 | 0 | 0 | 0.1429 | 329.2145 | 0.072021 | 0 | 0 | 0.14404 | 329.3898 | 0.072401 | 0 | 0 | 0.1448 | 329.5651 | 0.072781 | 0 | 0 | 0.14556
2017-02-01 21:00 | 299.2335 | 0.89189 |  | 314.2146 | 0.039486 | 0 | 0 | 0.078971 | 323.0443 | 0.058637 | 0 | 0 | 0.11727 | 330.2687 | 0.074307 | 0 | 0 | 0.14861 | 330.5363 | 0.074887 | 0 | 0 | 0.14977 | 330.7146 | 0.075274 | 0 | 0 | 0.15055 | 330.9822 | 0.075855 | 0 | 0 | 0.15171 | 331.2498 | 0.076435 | 0 | 0 | 0.15287 | 331.5173 | 0.077015 | 0 | 0 | 0.15403 | 331.8741 | 0.077789 | 0 | 0 | 0.15558 | 332.1417 | 0.07837 | 0 | 0 | 0.15674 | 332.32 | 0.078756 | 0 | 0 | 0.15751 | 332.5876 | 0.079337 | 0 | 0 | 0.15867 | 332.766 | 0.079724 | 0 | 0 | 0.15945 | 333.0336 | 0.080304 | 0 | 0 | 0.16061 | 333.3011 | 0.080884 | 0 | 0 | 0.16177 | 333.4795 | 0.081271 | 0 | 0 | 0.16254 | 333.7471 | 0.081852 | 0 | 0 | 0.1637 | 334.0146 | 0.082432 | 0 | 0 | 0.16486 | 334.1038 | 0.082626 | 0 | 0 | 0.16525 | 334.3714 | 0.083206 | 0 | 0 | 0.16641 | 334.639 | 0.083786 | 0 | 0 | 0.16757 | 334.8174 | 0.084173 | 0 | 0 | 0.16835 | 335.0849 | 0.084754 | 0 | 0 | 0.16951 | 335.2633 | 0.08514 | 0 | 0 | 0.17028 | 335.4417 | 0.085527 | 0 | 0 | 0.17105
2017-02-01 22:00 | 302.1525 | 0.9006 |  | 317.2797 | 0.046134 | 0 | 0 | 0.092268 | 326.1956 | 0.065473 | 0 | 0 | 0.13095 | 333.4904 | 0.081295 | 0 | 0 | 0.16259 | 333.7606 | 0.081881 | 0 | 0 | 0.16376 | 333.9407 | 0.082272 | 0 | 0 | 0.16454 | 334.2109 | 0.082858 | 0 | 0 | 0.16572 | 334.481 | 0.083444 | 0 | 0 | 0.16689 | 334.7512 | 0.08403 | 0 | 0 | 0.16806 | 335.1115 | 0.084811 | 0 | 0 | 0.16962 | 335.3816 | 0.085397 | 0 | 0 | 0.17079 | 335.5618 | 0.085788 | 0 | 0 | 0.17158 | 335.8319 | 0.086374 | 0 | 0 | 0.17275 | 336.0121 | 0.086764 | 0 | 0 | 0.17353 | 336.2822 | 0.08735 | 0 | 0 | 0.1747 | 336.5524 | 0.087936 | 0 | 0 | 0.17587 | 336.7325 | 0.088327 | 0 | 0 | 0.17665 | 337.0027 | 0.088913 | 0 | 0 | 0.17783 | 337.2729 | 0.089499 | 0 | 0 | 0.179 | 337.363 | 0.089695 | 0 | 0 | 0.17939 | 337.6331 | 0.090281 | 0 | 0 | 0.18056 | 337.9033 | 0.090867 | 0 | 0 | 0.18173 | 338.0834 | 0.091257 | 0 | 0 | 0.18251 | 338.3536 | 0.091843 | 0 | 0 | 0.18369 | 338.5337 | 0.092234 | 0 | 0 | 0.18447 | 338.7138 | 0.092625 | 0 | 0 | 0.18525
2017-02-01 23:00 | 299.0473 | 0.89134 |  | 314.0191 | 0.039062 | 0 | 0 | 0.078123 | 322.8433 | 0.058201 | 0 | 0 | 0.1164 | 330.0632 | 0.073861 | 0 | 0 | 0.14772 | 330.3306 | 0.074441 | 0 | 0 | 0.14888 | 330.5089 | 0.074828 | 0 | 0 | 0.14966 | 330.7763 | 0.075408 | 0 | 0 | 0.15082 | 331.0437 | 0.075988 | 0 | 0 | 0.15198 | 331.3111 | 0.076568 | 0 | 0 | 0.15314 | 331.6676 | 0.077341 | 0 | 0 | 0.15468 | 331.935 | 0.077921 | 0 | 0 | 0.15584 | 332.1133 | 0.078308 | 0 | 0 | 0.15662 | 332.3807 | 0.078888 | 0 | 0 | 0.15778 | 332.5589 | 0.079275 | 0 | 0 | 0.15855 | 332.8263 | 0.079855 | 0 | 0 | 0.15971 | 333.0937 | 0.080435 | 0 | 0 | 0.16087 | 333.272 | 0.080821 | 0 | 0 | 0.16164 | 333.5394 | 0.081401 | 0 | 0 | 0.1628 | 333.8068 | 0.081981 | 0 | 0 | 0.16396 | 333.8959 | 0.082175 | 0 | 0 | 0.16435 | 334.1633 | 0.082755 | 0 | 0 | 0.16551 | 334.4307 | 0.083335 | 0 | 0 | 0.16667 | 334.609 | 0.083721 | 0 | 0 | 0.16744 | 334.8764 | 0.084301 | 0 | 0 | 0.1686 | 335.0547 | 0.084688 | 0 | 0 | 0.16938 | 335.233 | 0.085075 | 0 | 0 | 0.17015
2017-02-02 | 297.7276 | 0.88741 |  | 312.6333 | 0.036056 | 0 | 0 | 0.072112 | 321.4186 | 0.055111 | 0 | 0 | 0.11022 | 328.6066 | 0.070702 | 0 | 0 | 0.1414 | 328.8728 | 0.071279 | 0 | 0 | 0.14256 | 329.0503 | 0.071664 | 0 | 0 | 0.14333 | 329.3165 | 0.072242 | 0 | 0 | 0.14448 | 329.5827 | 0.072819 | 0 | 0 | 0.14564 | 329.849 | 0.073397 | 0 | 0 | 0.14679 | 330.2039 | 0.074167 | 0 | 0 | 0.14833 | 330.4701 | 0.074744 | 0 | 0 | 0.14949 | 330.6476 | 0.075129 | 0 | 0 | 0.15026 | 330.9138 | 0.075706 | 0 | 0 | 0.15141 | 331.0913 | 0.076091 | 0 | 0 | 0.15218 | 331.3575 | 0.076669 | 0 | 0 | 0.15334 | 331.6238 | 0.077246 | 0 | 0 | 0.15449 | 331.8012 | 0.077631 | 0 | 0 | 0.15526 | 332.0675 | 0.078209 | 0 | 0 | 0.15642 | 332.3337 | 0.078786 | 0 | 0 | 0.15757 | 332.4224 | 0.078979 | 0 | 0 | 0.15796 | 332.6887 | 0.079556 | 0 | 0 | 0.15911 | 332.9549 | 0.080133 | 0 | 0 | 0.16027 | 333.1324 | 0.080518 | 0 | 0 | 0.16104 | 333.3986 | 0.081096 | 0 | 0 | 0.16219 | 333.5761 | 0.081481 | 0 | 0 | 0.16296 | 333.7535 | 0.081866 | 0 | 0 | 0.16373
2017-02-02 01:00 | 289.8878 | 0.86404 |  | 304.4009 | 0.0182 | 0 | 0 | 0.0364 | 312.9549 | 0.036753 | 0 | 0 | 0.073507 | 319.9536 | 0.051934 | 0 | 0 | 0.10387 | 320.2128 | 0.052496 | 0 | 0 | 0.10499 | 320.3856 | 0.052871 | 0 | 0 | 0.10574 | 320.6448 | 0.053433 | 0 | 0 | 0.10687 | 320.9041 | 0.053995 | 0 | 0 | 0.10799 | 321.1633 | 0.054557 | 0 | 0 | 0.10911 | 321.5089 | 0.055307 | 0 | 0 | 0.11061 | 321.7681 | 0.055869 | 0 | 0 | 0.11174 | 321.9409 | 0.056244 | 0 | 0 | 0.11249 | 322.2001 | 0.056806 | 0 | 0 | 0.11361 | 322.3729 | 0.057181 | 0 | 0 | 0.11436 | 322.6321 | 0.057743 | 0 | 0 | 0.11549 | 322.8913 | 0.058306 | 0 | 0 | 0.11661 | 323.0641 | 0.05868 | 0 | 0 | 0.11736 | 323.3234 | 0.059243 | 0 | 0 | 0.11849 | 323.5826 | 0.059805 | 0 | 0 | 0.11961 | 323.669 | 0.059992 | 0 | 0 | 0.11998 | 323.9282 | 0.060555 | 0 | 0 | 0.12111 | 324.1874 | 0.061117 | 0 | 0 | 0.12223 | 324.3602 | 0.061492 | 0 | 0 | 0.12298 | 324.6194 | 0.062054 | 0 | 0 | 0.12411 | 324.7922 | 0.062429 | 0 | 0 | 0.12486 | 324.965 | 0.062803 | 0 | 0 | 0.12561
2017-02-02 02:00 | 298.3878 | 0.88937 |  | 313.3266 | 0.03756 | 0 | 0 | 0.075119 | 322.1314 | 0.056657 | 0 | 0 | 0.11331 | 329.3353 | 0.072283 | 0 | 0 | 0.14457 | 329.6021 | 0.072861 | 0 | 0 | 0.14572 | 329.78 | 0.073247 | 0 | 0 | 0.14649 | 330.0468 | 0.073826 | 0 | 0 | 0.14765 | 330.3136 | 0.074405 | 0 | 0 | 0.14881 | 330.5804 | 0.074983 | 0 | 0 | 0.14997 | 330.9362 | 0.075755 | 0 | 0 | 0.15151 | 331.203 | 0.076334 | 0 | 0 | 0.15267 | 331.3809 | 0.076719 | 0 | 0 | 0.15344 | 331.6477 | 0.077298 | 0 | 0 | 0.1546 | 331.8255 | 0.077684 | 0 | 0 | 0.15537 | 332.0924 | 0.078263 | 0 | 0 | 0.15653 | 332.3592 | 0.078841 | 0 | 0 | 0.15768 | 332.537 | 0.079227 | 0 | 0 | 0.15845 | 332.8038 | 0.079806 | 0 | 0 | 0.15961 | 333.0707 | 0.080385 | 0 | 0 | 0.16077 | 333.1596 | 0.080577 | 0 | 0 | 0.16115 | 333.4264 | 0.081156 | 0 | 0 | 0.16231 | 333.6932 | 0.081735 | 0 | 0 | 0.16347 | 333.8711 | 0.082121 | 0 | 0 | 0.16424 | 334.1379 | 0.082699 | 0 | 0 | 0.1654 | 334.3158 | 0.083085 | 0 | 0 | 0.16617 | 334.4937 | 0.083471 | 0 | 0 | 0.16694
2017-02-02 03:00 | 303.1619 | 0.9036 |  | 318.3396 | 0.048433 | 0 | 0 | 0.096866 | 327.2853 | 0.067836 | 0 | 0 | 0.13567 | 334.6045 | 0.083711 | 0 | 0 | 0.16742 | 334.8756 | 0.084299 | 0 | 0 | 0.1686 | 335.0563 | 0.084691 | 0 | 0 | 0.16938 | 335.3274 | 0.085279 | 0 | 0 | 0.17056 | 335.5984 | 0.085867 | 0 | 0 | 0.17173 | 335.8695 | 0.086455 | 0 | 0 | 0.17291 | 336.231 | 0.087239 | 0 | 0 | 0.17448 | 336.502 | 0.087827 | 0 | 0 | 0.17565 | 336.6828 | 0.088219 | 0 | 0 | 0.17644 | 336.9538 | 0.088807 | 0 | 0 | 0.17761 | 337.1346 | 0.089199 | 0 | 0 | 0.1784 | 337.4056 | 0.089787 | 0 | 0 | 0.17957 | 337.6767 | 0.090375 | 0 | 0 | 0.18075 | 337.8574 | 0.090767 | 0 | 0 | 0.18153 | 338.1285 | 0.091355 | 0 | 0 | 0.18271 | 338.3996 | 0.091943 | 0 | 0 | 0.18389 | 338.49 | 0.092139 | 0 | 0 | 0.18428 | 338.761 | 0.092727 | 0 | 0 | 0.18545 | 339.0321 | 0.093315 | 0 | 0 | 0.18663 | 339.2129 | 0.093707 | 0 | 0 | 0.18741 | 339.4839 | 0.094295 | 0 | 0 | 0.18859 | 339.6647 | 0.094687 | 0 | 0 | 0.18937 | 339.8454 | 0.095079 | 0 | 0 | 0.19016
2017-02-02 04:00 | 303.7005 | 0.90521 |  | 318.9052 | 0.04966 | 0 | 0 | 0.099319 | 327.8668 | 0.069097 | 0 | 0 | 0.13819 | 335.1989 | 0.085001 | 0 | 0 | 0.17 | 335.4705 | 0.08559 | 0 | 0 | 0.17118 | 335.6516 | 0.085983 | 0 | 0 | 0.17197 | 335.9231 | 0.086572 | 0 | 0 | 0.17314 | 336.1947 | 0.087161 | 0 | 0 | 0.17432 | 336.4662 | 0.08775 | 0 | 0 | 0.1755 | 336.8283 | 0.088535 | 0 | 0 | 0.17707 | 337.0999 | 0.089124 | 0 | 0 | 0.17825 | 337.2809 | 0.089517 | 0 | 0 | 0.17903 | 337.5525 | 0.090106 | 0 | 0 | 0.18021 | 337.7335 | 0.090498 | 0 | 0 | 0.181 | 338.0051 | 0.091087 | 0 | 0 | 0.18217 | 338.2767 | 0.091676 | 0 | 0 | 0.18335 | 338.4577 | 0.092069 | 0 | 0 | 0.18414 | 338.7293 | 0.092658 | 0 | 0 | 0.18532 | 339.0008 | 0.093247 | 0 | 0 | 0.18649 | 339.0913 | 0.093443 | 0 | 0 | 0.18689 | 339.3629 | 0.094032 | 0 | 0 | 0.18806 | 339.6345 | 0.094621 | 0 | 0 | 0.18924 | 339.8155 | 0.095014 | 0 | 0 | 0.19003 | 340.0871 | 0.095603 | 0 | 0 | 0.19121 | 340.2681 | 0.095996 | 0 | 0 | 0.19199 | 340.4492 | 0.096389 | 0 | 0 | 0.19278
2017-02-02 05:00 | 303.4437 | 0.90444 |  | 318.6356 | 0.049075 | 0 | 0 | 0.09815 | 327.5896 | 0.068496 | 0 | 0 | 0.13699 | 334.9155 | 0.084386 | 0 | 0 | 0.16877 | 335.1869 | 0.084975 | 0 | 0 | 0.16995 | 335.3678 | 0.085367 | 0 | 0 | 0.17073 | 335.6391 | 0.085956 | 0 | 0 | 0.17191 | 335.9104 | 0.086544 | 0 | 0 | 0.17309 | 336.1818 | 0.087133 | 0 | 0 | 0.17427 | 336.5435 | 0.087917 | 0 | 0 | 0.17583 | 336.8149 | 0.088506 | 0 | 0 | 0.17701 | 336.9958 | 0.088898 | 0 | 0 | 0.1778 | 337.2671 | 0.089487 | 0 | 0 | 0.17897 | 337.448 | 0.089879 | 0 | 0 | 0.17976 | 337.7193 | 0.090468 | 0 | 0 | 0.18094 | 337.9907 | 0.091056 | 0 | 0 | 0.18211 | 338.1715 | 0.091448 | 0 | 0 | 0.1829 | 338.4429 | 0.092037 | 0 | 0 | 0.18407 | 338.7142 | 0.092625 | 0 | 0 | 0.18525 | 338.8047 | 0.092822 | 0 | 0 | 0.18564 | 339.076 | 0.09341 | 0 | 0 | 0.18682 | 339.3473 | 0.093999 | 0 | 0 | 0.188 | 339.5282 | 0.094391 | 0 | 0 | 0.18878 | 339.7995 | 0.09498 | 0 | 0 | 0.18996 | 339.9804 | 0.095372 | 0 | 0 | 0.19074 | 340.1613 | 0.095764 | 0 | 0 | 0.19153
2017-02-02 06:00 | 305.7167 | 0.91122 |  | 321.0223 | 0.054252 | 0 | 0 | 0.1085 | 330.0433 | 0.073818 | 0 | 0 | 0.14764 | 337.4242 | 0.089827 | 0 | 0 | 0.17965 | 337.6976 | 0.09042 | 0 | 0 | 0.18084 | 337.8798 | 0.090816 | 0 | 0 | 0.18163 | 338.1532 | 0.091409 | 0 | 0 | 0.18282 | 338.4266 | 0.092002 | 0 | 0 | 0.184 | 338.6999 | 0.092594 | 0 | 0 | 0.18519 | 339.0644 | 0.093385 | 0 | 0 | 0.18677 | 339.3378 | 0.093978 | 0 | 0 | 0.18796 | 339.52 | 0.094373 | 0 | 0 | 0.18875 | 339.7934 | 0.094966 | 0 | 0 | 0.18993 | 339.9756 | 0.095361 | 0 | 0 | 0.19072 | 340.249 | 0.095954 | 0 | 0 | 0.19191 | 340.5224 | 0.096547 | 0 | 0 | 0.19309 | 340.7046 | 0.096943 | 0 | 0 | 0.19389 | 340.978 | 0.097536 | 0 | 0 | 0.19507 | 341.2513 | 0.098128 | 0 | 0 | 0.19626 | 341.3425 | 0.098326 | 0 | 0 | 0.19665 | 341.6158 | 0.098919 | 0 | 0 | 0.19784 | 341.8892 | 0.099512 | 0 | 0 | 0.19902 | 342.0714 | 0.099907 | 0 | 0 | 0.19981 | 342.3448 | 0.1005 | 0 | 0 | 0.201 | 342.527 | 0.1009 | 0 | 0 | 0.20179 | 342.7093 | 0.10129 | 0 | 0 | 0.20258
2017-02-02 07:00 | 304.2061 | 0.90672 |  | 319.4361 | 0.050811 | 0 | 0 | 0.10162 | 328.4126 | 0.070281 | 0 | 0 | 0.14056 | 335.757 | 0.086211 | 0 | 0 | 0.17242 | 336.029 | 0.086801 | 0 | 0 | 0.1736 | 336.2103 | 0.087194 | 0 | 0 | 0.17439 | 336.4823 | 0.087784 | 0 | 0 | 0.17557 | 336.7543 | 0.088374 | 0 | 0 | 0.17675 | 337.0264 | 0.088964 | 0 | 0 | 0.17793 | 337.389 | 0.089751 | 0 | 0 | 0.1795 | 337.6611 | 0.090341 | 0 | 0 | 0.18068 | 337.8424 | 0.090734 | 0 | 0 | 0.18147 | 338.1144 | 0.091324 | 0 | 0 | 0.18265 | 338.2958 | 0.091718 | 0 | 0 | 0.18344 | 338.5678 | 0.092308 | 0 | 0 | 0.18462 | 338.8398 | 0.092898 | 0 | 0 | 0.1858 | 339.0211 | 0.093291 | 0 | 0 | 0.18658 | 339.2931 | 0.093881 | 0 | 0 | 0.18776 | 339.5652 | 0.094471 | 0 | 0 | 0.18894 | 339.6558 | 0.094668 | 0 | 0 | 0.18934 | 339.9278 | 0.095258 | 0 | 0 | 0.19052 | 340.1999 | 0.095848 | 0 | 0 | 0.1917 | 340.3812 | 0.096241 | 0 | 0 | 0.19248 | 340.6532 | 0.096831 | 0 | 0 | 0.19366 | 340.8346 | 0.097224 | 0 | 0 | 0.19445 | 341.0159 | 0.097618 | 0 | 0 | 0.19524
2017-02-02 08:00 | 302.7838 | 0.90248 |  | 317.9426 | 0.047572 | 0 | 0 | 0.095144 | 326.8771 | 0.066951 | 0 | 0 | 0.1339 | 334.1872 | 0.082806 | 0 | 0 | 0.16561 | 334.4579 | 0.083394 | 0 | 0 | 0.16679 | 334.6384 | 0.083785 | 0 | 0 | 0.16757 | 334.9092 | 0.084372 | 0 | 0 | 0.16874 | 335.1799 | 0.084959 | 0 | 0 | 0.16992 | 335.4506 | 0.085547 | 0 | 0 | 0.17109 | 335.8116 | 0.08633 | 0 | 0 | 0.17266 | 336.0824 | 0.086917 | 0 | 0 | 0.17383 | 336.2629 | 0.087308 | 0 | 0 | 0.17462 | 336.5336 | 0.087896 | 0 | 0 | 0.17579 | 336.7141 | 0.088287 | 0 | 0 | 0.17657 | 336.9848 | 0.088874 | 0 | 0 | 0.17775 | 337.2556 | 0.089462 | 0 | 0 | 0.17892 | 337.4361 | 0.089853 | 0 | 0 | 0.17971 | 337.7068 | 0.09044 | 0 | 0 | 0.18088 | 337.9776 | 0.091028 | 0 | 0 | 0.18206 | 338.0678 | 0.091223 | 0 | 0 | 0.18245 | 338.3386 | 0.091811 | 0 | 0 | 0.18362 | 338.6093 | 0.092398 | 0 | 0 | 0.1848 | 338.7898 | 0.092789 | 0 | 0 | 0.18558 | 339.0605 | 0.093377 | 0 | 0 | 0.18675 | 339.241 | 0.093768 | 0 | 0 | 0.18754 | 339.4215 | 0.09416 | 0 | 0 | 0.18832
2017-02-02 09:00 | 303.664 | 0.9051 |  | 318.8669 | 0.049577 | 0 | 0 | 0.099153 | 327.8274 | 0.069012 | 0 | 0 | 0.13802 | 335.1587 | 0.084913 | 0 | 0 | 0.16983 | 335.4302 | 0.085502 | 0 | 0 | 0.171 | 335.6112 | 0.085895 | 0 | 0 | 0.17179 | 335.8828 | 0.086484 | 0 | 0 | 0.17297 | 336.1543 | 0.087073 | 0 | 0 | 0.17415 | 336.4258 | 0.087662 | 0 | 0 | 0.17532 | 336.7879 | 0.088447 | 0 | 0 | 0.17689 | 337.0594 | 0.089036 | 0 | 0 | 0.17807 | 337.2404 | 0.089429 | 0 | 0 | 0.17886 | 337.5119 | 0.090018 | 0 | 0 | 0.18004 | 337.693 | 0.09041 | 0 | 0 | 0.18082 | 337.9645 | 0.090999 | 0 | 0 | 0.182 | 338.236 | 0.091588 | 0 | 0 | 0.18318 | 338.417 | 0.091981 | 0 | 0 | 0.18396 | 338.6886 | 0.09257 | 0 | 0 | 0.18514 | 338.9601 | 0.093159 | 0 | 0 | 0.18632 | 339.0506 | 0.093355 | 0 | 0 | 0.18671 | 339.3221 | 0.093944 | 0 | 0 | 0.18789 | 339.5937 | 0.094533 | 0 | 0 | 0.18907 | 339.7747 | 0.094926 | 0 | 0 | 0.18985 | 340.0462 | 0.095515 | 0 | 0 | 0.19103 | 340.2272 | 0.095907 | 0 | 0 | 0.19181 | 340.4083 | 0.0963 | 0 | 0 | 0.1926
2017-02-02 10:00 | 296.5925 | 0.88402 |  | 311.4413 | 0.033471 | 0 | 0 | 0.066941 | 320.1932 | 0.052453 | 0 | 0 | 0.10491 | 327.3538 | 0.067985 | 0 | 0 | 0.13597 | 327.619 | 0.06856 | 0 | 0 | 0.13712 | 327.7958 | 0.068943 | 0 | 0 | 0.13789 | 328.061 | 0.069519 | 0 | 0 | 0.13904 | 328.3262 | 0.070094 | 0 | 0 | 0.14019 | 328.5914 | 0.070669 | 0 | 0 | 0.14134 | 328.945 | 0.071436 | 0 | 0 | 0.14287 | 329.2102 | 0.072011 | 0 | 0 | 0.14402 | 329.387 | 0.072395 | 0 | 0 | 0.14479 | 329.6522 | 0.07297 | 0 | 0 | 0.14594 | 329.829 | 0.073353 | 0 | 0 | 0.14671 | 330.0942 | 0.073929 | 0 | 0 | 0.14786 | 330.3594 | 0.074504 | 0 | 0 | 0.14901 | 330.5362 | 0.074887 | 0 | 0 | 0.14977 | 330.8015 | 0.075463 | 0 | 0 | 0.15093 | 331.0667 | 0.076038 | 0 | 0 | 0.15208 | 331.1551 | 0.07623 | 0 | 0 | 0.15246 | 331.4203 | 0.076805 | 0 | 0 | 0.15361 | 331.6855 | 0.07738 | 0 | 0 | 0.15476 | 331.8623 | 0.077764 | 0 | 0 | 0.15553 | 332.1275 | 0.078339 | 0 | 0 | 0.15668 | 332.3043 | 0.078722 | 0 | 0 | 0.15744 | 332.4811 | 0.079106 | 0 | 0 | 0.15821
2017-02-02 11:00 | 291.8905 | 0.87001 |  | 306.5039 | 0.022761 | 0 | 0 | 0.045523 | 315.117 | 0.041443 | 0 | 0 | 0.082886 | 322.1641 | 0.056728 | 0 | 0 | 0.11346 | 322.4251 | 0.057294 | 0 | 0 | 0.11459 | 322.5991 | 0.057672 | 0 | 0 | 0.11534 | 322.8601 | 0.058238 | 0 | 0 | 0.11648 | 323.1211 | 0.058804 | 0 | 0 | 0.11761 | 323.3821 | 0.05937 | 0 | 0 | 0.11874 | 323.7301 | 0.060125 | 0 | 0 | 0.12025 | 323.9911 | 0.060691 | 0 | 0 | 0.12138 | 324.1651 | 0.061068 | 0 | 0 | 0.12214 | 324.4261 | 0.061634 | 0 | 0 | 0.12327 | 324.6001 | 0.062012 | 0 | 0 | 0.12402 | 324.8611 | 0.062578 | 0 | 0 | 0.12516 | 325.1221 | 0.063144 | 0 | 0 | 0.12629 | 325.2961 | 0.063522 | 0 | 0 | 0.12704 | 325.5571 | 0.064088 | 0 | 0 | 0.12818 | 325.8181 | 0.064654 | 0 | 0 | 0.12931 | 325.9051 | 0.064842 | 0 | 0 | 0.12968 | 326.1661 | 0.065409 | 0 | 0 | 0.13082 | 326.4271 | 0.065975 | 0 | 0 | 0.13195 | 326.6011 | 0.066352 | 0 | 0 | 0.1327 | 326.8621 | 0.066918 | 0 | 0 | 0.13384 | 327.0361 | 0.067296 | 0 | 0 | 0.13459 | 327.2101 | 0.067673 | 0 | 0 | 0.13535
2017-02-02 12:00 | 286.5911 | 0.85421 |  | 300.9392 | 0.010691 | 0 | 0 | 0.021383 | 309.3959 | 0.029034 | 0 | 0 | 0.058068 | 316.3151 | 0.044042 | 0 | 0 | 0.088083 | 316.5713 | 0.044598 | 0 | 0 | 0.089195 | 316.7422 | 0.044968 | 0 | 0 | 0.089936 | 316.9984 | 0.045524 | 0 | 0 | 0.091048 | 317.2547 | 0.04608 | 0 | 0 | 0.092159 | 317.511 | 0.046636 | 0 | 0 | 0.093271 | 317.8526 | 0.047377 | 0 | 0 | 0.094753 | 318.1089 | 0.047933 | 0 | 0 | 0.095865 | 318.2797 | 0.048303 | 0 | 0 | 0.096606 | 318.536 | 0.048859 | 0 | 0 | 0.097718 | 318.7069 | 0.049229 | 0 | 0 | 0.098459 | 318.9631 | 0.049785 | 0 | 0 | 0.099571 | 319.2194 | 0.050341 | 0 | 0 | 0.10068 | 319.3902 | 0.050712 | 0 | 0 | 0.10142 | 319.6465 | 0.051268 | 0 | 0 | 0.10254 | 319.9028 | 0.051823 | 0 | 0 | 0.10365 | 319.9882 | 0.052009 | 0 | 0 | 0.10402 | 320.2444 | 0.052564 | 0 | 0 | 0.10513 | 320.5007 | 0.05312 | 0 | 0 | 0.10624 | 320.6715 | 0.053491 | 0 | 0 | 0.10698 | 320.9278 | 0.054047 | 0 | 0 | 0.10809 | 321.0986 | 0.054417 | 0 | 0 | 0.10883 | 321.2695 | 0.054788 | 0 | 0 | 0.10958
2017-02-02 13:00 | 273.1802 | 0.81424 |  | 286.8569 | 0 | 0 | 0 | 0 | 294.9179 | 0 | 0 | 0 | 0 | 301.5132 | 0.011936 | 0 | 0 | 0.023873 | 301.7575 | 0.012466 | 0 | 0 | 0.024933 | 301.9203 | 0.012819 | 0 | 0 | 0.025639 | 302.1646 | 0.013349 | 0 | 0 | 0.026699 | 302.4089 | 0.013879 | 0 | 0 | 0.027758 | 302.6531 | 0.014409 | 0 | 0 | 0.028818 | 302.9788 | 0.015115 | 0 | 0 | 0.030231 | 303.2231 | 0.015645 | 0 | 0 | 0.03129 | 303.386 | 0.015998 | 0 | 0 | 0.031997 | 303.6302 | 0.016528 | 0 | 0 | 0.033057 | 303.7931 | 0.016881 | 0 | 0 | 0.033763 | 304.0373 | 0.017411 | 0 | 0 | 0.034823 | 304.2816 | 0.017941 | 0 | 0 | 0.035882 | 304.4445 | 0.018294 | 0 | 0 | 0.036589 | 304.6887 | 0.018824 | 0 | 0 | 0.037648 | 304.933 | 0.019354 | 0 | 0 | 0.038708 | 305.0144 | 0.019531 | 0 | 0 | 0.039061 | 305.2587 | 0.02006 | 0 | 0 | 0.040121 | 305.503 | 0.02059 | 0 | 0 | 0.041181 | 305.6658 | 0.020943 | 0 | 0 | 0.041887 | 305.9101 | 0.021473 | 0 | 0 | 0.042947 | 306.0729 | 0.021827 | 0 | 0 | 0.043653 | 306.2358 | 0.02218 | 0 | 0 | 0.044359
2017-02-02 14:00 | 271.0617 | 0.80793 |  | 284.6323 | 0 | 0 | 0 | 0 | 292.6308 | 0 | 0 | 0 | 0 | 299.175 | 0.0068649 | 0 | 0 | 0.01373 | 299.4174 | 0.0073906 | 0 | 0 | 0.014781 | 299.579 | 0.0077411 | 0 | 0 | 0.015482 | 299.8214 | 0.0082668 | 0 | 0 | 0.016534 | 300.0637 | 0.0087925 | 0 | 0 | 0.017585 | 300.3061 | 0.0093183 | 0 | 0 | 0.018637 | 300.6293 | 0.010019 | 0 | 0 | 0.020038 | 300.8717 | 0.010545 | 0 | 0 | 0.02109 | 301.0332 | 0.010895 | 0 | 0 | 0.021791 | 301.2756 | 0.011421 | 0 | 0 | 0.022842 | 301.4372 | 0.011772 | 0 | 0 | 0.023543 | 301.6796 | 0.012297 | 0 | 0 | 0.024595 | 301.922 | 0.012823 | 0 | 0 | 0.025646 | 302.0835 | 0.013174 | 0 | 0 | 0.026347 | 302.3259 | 0.013699 | 0 | 0 | 0.027398 | 302.5683 | 0.014225 | 0 | 0 | 0.02845 | 302.6491 | 0.0144 | 0 | 0 | 0.0288 | 302.8915 | 0.014926 | 0 | 0 | 0.029852 | 303.1339 | 0.015452 | 0 | 0 | 0.030903 | 303.2954 | 0.015802 | 0 | 0 | 0.031604 | 303.5378 | 0.016328 | 0 | 0 | 0.032656 | 303.6994 | 0.016678 | 0 | 0 | 0.033357 | 303.861 | 0.017029 | 0 | 0 | 0.034058
2017-02-02 15:00 | 265.2764 | 0.79068 |  | 278.5574 | 0 | 0 | 0 | 0 | 286.3852 | 0 | 0 | 0 | 0 | 292.7897 | 0 | 0 | 0 | 0 | 293.0269 | 0 | 0 | 0 | 0 | 293.185 | 0 | 0 | 0 | 0 | 293.4222 | 0 | 0 | 0 | 0 | 293.6594 | 0 | 0 | 0 | 0 | 293.8966 | 0 | 0 | 0 | 0 | 294.2129 | 0 | 0 | 0 | 0 | 294.4501 | 0 | 0 | 0 | 0 | 294.6083 | 0 | 0 | 0 | 0 | 294.8455 | 0 | 0 | 0 | 0 | 295.0036 | 0 | 0 | 0 | 0 | 295.2408 | 0 | 0 | 0 | 0 | 295.478 | 0 | 0 | 0 | 0 | 295.6361 | 0 | 0 | 0 | 0 | 295.8733 | 0 | 0 | 0 | 0 | 296.1105 | 0.00021809 | 0 | 0 | 0.00043618 | 296.1896 | 0.00038959 | 0 | 0 | 0.00077918 | 296.4268 | 0.00090409 | 0 | 0 | 0.0018082 | 296.664 | 0.0014186 | 0 | 0 | 0.0028372 | 296.8222 | 0.0017616 | 0 | 0 | 0.0035232 | 297.0594 | 0.0022761 | 0 | 0 | 0.0045522 | 297.2175 | 0.0026191 | 0 | 0 | 0.0052382 | 297.3756 | 0.0029621 | 0 | 0 | 0.0059241
2017-02-02 16:00 | 256.3267 | 0.76401 |  | 269.1597 | 0 | 0 | 0 | 0 | 276.7233 | 0 | 0 | 0 | 0 | 282.9118 | 0 | 0 | 0 | 0 | 283.141 | 0 | 0 | 0 | 0 | 283.2938 | 0 | 0 | 0 | 0 | 283.523 | 0 | 0 | 0 | 0 | 283.7522 | 0 | 0 | 0 | 0 | 283.9814 | 0 | 0 | 0 | 0 | 284.287 | 0 | 0 | 0 | 0 | 284.5162 | 0 | 0 | 0 | 0 | 284.669 | 0 | 0 | 0 | 0 | 284.8982 | 0 | 0 | 0 | 0 | 285.051 | 0 | 0 | 0 | 0 | 285.2802 | 0 | 0 | 0 | 0 | 285.5094 | 0 | 0 | 0 | 0 | 285.6622 | 0 | 0 | 0 | 0 | 285.8914 | 0 | 0 | 0 | 0 | 286.1206 | 0 | 0 | 0 | 0 | 286.197 | 0 | 0 | 0 | 0 | 286.4262 | 0 | 0 | 0 | 0 | 286.6554 | 0 | 0 | 0 | 0 | 286.8082 | 0 | 0 | 0 | 0 | 287.0374 | 0 | 0 | 0 | 0 | 287.1902 | 0 | 0 | 0 | 0 | 287.343 | 0 | 0 | 0 | 0
2017-02-02 17:00 | 256.9869 | 0.76597 |  | 269.8529 | 0 | 0 | 0 | 0 | 277.436 | 0 | 0 | 0 | 0 | 283.6404 | 0 | 0 | 0 | 0 | 283.8702 | 0 | 0 | 0 | 0 | 284.0234 | 0 | 0 | 0 | 0 | 284.2532 | 0 | 0 | 0 | 0 | 284.483 | 0 | 0 | 0 | 0 | 284.7128 | 0 | 0 | 0 | 0 | 285.0192 | 0 | 0 | 0 | 0 | 285.249 | 0 | 0 | 0 | 0 | 285.4022 | 0 | 0 | 0 | 0 | 285.6319 | 0 | 0 | 0 | 0 | 285.7851 | 0 | 0 | 0 | 0 | 286.0149 | 0 | 0 | 0 | 0 | 286.2447 | 0 | 0 | 0 | 0 | 286.3979 | 0 | 0 | 0 | 0 | 286.6277 | 0 | 0 | 0 | 0 | 286.8575 | 0 | 0 | 0 | 0 | 286.9341 | 0 | 0 | 0 | 0 | 287.1639 | 0 | 0 | 0 | 0 | 287.3937 | 0 | 0 | 0 | 0 | 287.5469 | 0 | 0 | 0 | 0 | 287.7767 | 0 | 0 | 0 | 0 | 287.9299 | 0 | 0 | 0 | 0 | 288.0831 | 0 | 0 | 0 | 0
2017-02-02 18:00 | 273.0232 | 0.81377 |  | 286.6921 | 0 | 0 | 0 | 0 | 294.7484 | 0 | 0 | 0 | 0 | 301.34 | 0.011561 | 0 | 0 | 0.023121 | 301.5841 | 0.01209 | 0 | 0 | 0.02418 | 301.7469 | 0.012443 | 0 | 0 | 0.024887 | 301.991 | 0.012973 | 0 | 0 | 0.025946 | 302.2351 | 0.013502 | 0 | 0 | 0.027005 | 302.4793 | 0.014032 | 0 | 0 | 0.028064 | 302.8048 | 0.014738 | 0 | 0 | 0.029476 | 303.0489 | 0.015267 | 0 | 0 | 0.030535 | 303.2117 | 0.01562 | 0 | 0 | 0.031241 | 303.4558 | 0.01615 | 0 | 0 | 0.0323 | 303.6185 | 0.016503 | 0 | 0 | 0.033006 | 303.8627 | 0.017032 | 0 | 0 | 0.034065 | 304.1068 | 0.017562 | 0 | 0 | 0.035124 | 304.2696 | 0.017915 | 0 | 0 | 0.03583 | 304.5137 | 0.018445 | 0 | 0 | 0.036889 | 304.7578 | 0.018974 | 0 | 0 | 0.037948 | 304.8392 | 0.019151 | 0 | 0 | 0.038301 | 305.0833 | 0.01968 | 0 | 0 | 0.03936 | 305.3275 | 0.02021 | 0 | 0 | 0.040419 | 305.4902 | 0.020563 | 0 | 0 | 0.041125 | 305.7344 | 0.021092 | 0 | 0 | 0.042184 | 305.8971 | 0.021445 | 0 | 0 | 0.04289 | 306.0599 | 0.021798 | 0 | 0 | 0.043596
2017-02-02 19:00 | 283.8798 | 0.84613 |  | 298.0921 | 0.0045161 | 0 | 0 | 0.0090322 | 306.4688 | 0.022685 | 0 | 0 | 0.04537 | 313.3225 | 0.037551 | 0 | 0 | 0.075102 | 313.5763 | 0.038101 | 0 | 0 | 0.076203 | 313.7455 | 0.038468 | 0 | 0 | 0.076937 | 313.9994 | 0.039019 | 0 | 0 | 0.078038 | 314.2532 | 0.03957 | 0 | 0 | 0.079139 | 314.5071 | 0.04012 | 0 | 0 | 0.08024 | 314.8455 | 0.040854 | 0 | 0 | 0.081708 | 315.0994 | 0.041405 | 0 | 0 | 0.08281 | 315.2686 | 0.041772 | 0 | 0 | 0.083544 | 315.5224 | 0.042322 | 0 | 0 | 0.084645 | 315.6916 | 0.042689 | 0 | 0 | 0.085379 | 315.9455 | 0.04324 | 0 | 0 | 0.08648 | 316.1993 | 0.043791 | 0 | 0 | 0.087581 | 316.3686 | 0.044158 | 0 | 0 | 0.088315 | 316.6224 | 0.044708 | 0 | 0 | 0.089417 | 316.8762 | 0.045259 | 0 | 0 | 0.090518 | 316.9608 | 0.045442 | 0 | 0 | 0.090885 | 317.2147 | 0.045993 | 0 | 0 | 0.091986 | 317.4685 | 0.046544 | 0 | 0 | 0.093087 | 317.6378 | 0.046911 | 0 | 0 | 0.093821 | 317.8916 | 0.047461 | 0 | 0 | 0.094922 | 318.0608 | 0.047828 | 0 | 0 | 0.095656 | 318.23 | 0.048195 | 0 | 0 | 0.096391
2017-02-02 20:00 | 278.7786 | 0.83093 |  | 292.7356 | 0 | 0 | 0 | 0 | 300.9618 | 0.01074 | 0 | 0 | 0.021481 | 307.6923 | 0.025339 | 0 | 0 | 0.050678 | 307.9416 | 0.02588 | 0 | 0 | 0.051759 | 308.1078 | 0.02624 | 0 | 0 | 0.05248 | 308.357 | 0.026781 | 0 | 0 | 0.053561 | 308.6063 | 0.027321 | 0 | 0 | 0.054643 | 308.8556 | 0.027862 | 0 | 0 | 0.055724 | 309.188 | 0.028583 | 0 | 0 | 0.057166 | 309.4372 | 0.029124 | 0 | 0 | 0.058247 | 309.6034 | 0.029484 | 0 | 0 | 0.058968 | 309.8527 | 0.030025 | 0 | 0 | 0.06005 | 310.0189 | 0.030385 | 0 | 0 | 0.060771 | 310.2682 | 0.030926 | 0 | 0 | 0.061852 | 310.5174 | 0.031467 | 0 | 0 | 0.062933 | 310.6836 | 0.031827 | 0 | 0 | 0.063654 | 310.9329 | 0.032368 | 0 | 0 | 0.064736 | 311.1822 | 0.032908 | 0 | 0 | 0.065817 | 311.2653 | 0.033089 | 0 | 0 | 0.066177 | 311.5146 | 0.033629 | 0 | 0 | 0.067259 | 311.7638 | 0.03417 | 0 | 0 | 0.06834 | 311.93 | 0.034531 | 0 | 0 | 0.069061 | 312.1793 | 0.035071 | 0 | 0 | 0.070142 | 312.3455 | 0.035432 | 0 | 0 | 0.070863 | 312.5117 | 0.035792 | 0 | 0 | 0.071584
2017-02-02 21:00 | 266.9515 | 0.79568 |  | 280.3164 | 0 | 0 | 0 | 0 | 288.1936 | 0 | 0 | 0 | 0 | 294.6385 | 0 | 0 | 0 | 0 | 294.8772 | 0 | 0 | 0 | 0 | 295.0364 | 0 | 0 | 0 | 0 | 295.2751 | 0 | 0 | 0 | 0 | 295.5138 | 0 | 0 | 0 | 0 | 295.7525 | 0 | 0 | 0 | 0 | 296.0708 | 0.00013177 | 0 | 0 | 0.00026354 | 296.3095 | 0.00064951 | 0 | 0 | 0.001299 | 296.4686 | 0.00099468 | 0 | 0 | 0.0019894 | 296.7073 | 0.0015124 | 0 | 0 | 0.0030248 | 296.8664 | 0.0018576 | 0 | 0 | 0.0037152 | 297.1051 | 0.0023753 | 0 | 0 | 0.0047507 | 297.3438 | 0.0028931 | 0 | 0 | 0.0057862 | 297.503 | 0.0032382 | 0 | 0 | 0.0064765 | 297.7417 | 0.003756 | 0 | 0 | 0.007512 | 297.9804 | 0.0042737 | 0 | 0 | 0.0085475 | 298.0599 | 0.0044463 | 0 | 0 | 0.0088926 | 298.2986 | 0.0049641 | 0 | 0 | 0.0099281 | 298.5373 | 0.0054818 | 0 | 0 | 0.010964 | 298.6965 | 0.005827 | 0 | 0 | 0.011654 | 298.9352 | 0.0063447 | 0 | 0 | 0.012689 | 299.0943 | 0.0066899 | 0 | 0 | 0.01338 | 299.2535 | 0.007035 | 0 | 0 | 0.01407
2017-02-02 22:00 | 270.291 | 0.80563 |  | 283.823 | 0 | 0 | 0 | 0 | 291.7987 | 0 | 0 | 0 | 0 | 298.3243 | 0.0050198 | 0 | 0 | 0.01004 | 298.566 | 0.005544 | 0 | 0 | 0.011088 | 298.7271 | 0.0058935 | 0 | 0 | 0.011787 | 298.9688 | 0.0064177 | 0 | 0 | 0.012835 | 299.2105 | 0.0069419 | 0 | 0 | 0.013884 | 299.4522 | 0.0074662 | 0 | 0 | 0.014932 | 299.7745 | 0.0081651 | 0 | 0 | 0.01633 | 300.0162 | 0.0086893 | 0 | 0 | 0.017379 | 300.1773 | 0.0090388 | 0 | 0 | 0.018078 | 300.419 | 0.009563 | 0 | 0 | 0.019126 | 300.5801 | 0.0099125 | 0 | 0 | 0.019825 | 300.8218 | 0.010437 | 0 | 0 | 0.020874 | 301.0635 | 0.010961 | 0 | 0 | 0.021922 | 301.2246 | 0.01131 | 0 | 0 | 0.022621 | 301.4663 | 0.011835 | 0 | 0 | 0.023669 | 301.708 | 0.012359 | 0 | 0 | 0.024718 | 301.7885 | 0.012534 | 0 | 0 | 0.025067 | 302.0302 | 0.013058 | 0 | 0 | 0.026116 | 302.2719 | 0.013582 | 0 | 0 | 0.027164 | 302.433 | 0.013932 | 0 | 0 | 0.027863 | 302.6747 | 0.014456 | 0 | 0 | 0.028912 | 302.8359 | 0.014805 | 0 | 0 | 0.029611 | 302.997 | 0.015155 | 0 | 0 | 0.03031
2017-02-02 23:00 | 271.4729 | 0.80915 |  | 285.0642 | 0 | 0 | 0 | 0 | 293.0748 | 0 | 0 | 0 | 0 | 299.6289 | 0.0078494 | 0 | 0 | 0.015699 | 299.8716 | 0.0083759 | 0 | 0 | 0.016752 | 300.0335 | 0.0087269 | 0 | 0 | 0.017454 | 300.2762 | 0.0092534 | 0 | 0 | 0.018507 | 300.519 | 0.0097799 | 0 | 0 | 0.01956 | 300.7617 | 0.010306 | 0 | 0 | 0.020613 | 301.0854 | 0.011008 | 0 | 0 | 0.022017 | 301.3281 | 0.011535 | 0 | 0 | 0.02307 | 301.4899 | 0.011886 | 0 | 0 | 0.023772 | 301.7327 | 0.012412 | 0 | 0 | 0.024825 | 301.8945 | 0.012763 | 0 | 0 | 0.025527 | 302.1373 | 0.01329 | 0 | 0 | 0.02658 | 302.38 | 0.013817 | 0 | 0 | 0.027633 | 302.5418 | 0.014168 | 0 | 0 | 0.028335 | 302.7846 | 0.014694 | 0 | 0 | 0.029388 | 303.0273 | 0.015221 | 0 | 0 | 0.030441 | 303.1082 | 0.015396 | 0 | 0 | 0.030792 | 303.351 | 0.015923 | 0 | 0 | 0.031845 | 303.5937 | 0.016449 | 0 | 0 | 0.032898 | 303.7556 | 0.0168 | 0 | 0 | 0.0336 | 303.9983 | 0.017327 | 0 | 0 | 0.034653 | 304.1601 | 0.017678 | 0 | 0 | 0.035355 | 304.322 | 0.018029 | 0 | 0 | 0.036057
2017-02-03 | 285.5642 | 0.85115 |  | 299.8609 | 0.0083526 | 0 | 0 | 0.016705 | 308.2873 | 0.026629 | 0 | 0 | 0.053259 | 315.1816 | 0.041583 | 0 | 0 | 0.083167 | 315.437 | 0.042137 | 0 | 0 | 0.084274 | 315.6072 | 0.042506 | 0 | 0 | 0.085013 | 315.8625 | 0.04306 | 0 | 0 | 0.08612 | 316.1179 | 0.043614 | 0 | 0 | 0.087228 | 316.3732 | 0.044168 | 0 | 0 | 0.088336 | 316.7137 | 0.044906 | 0 | 0 | 0.089813 | 316.969 | 0.04546 | 0 | 0 | 0.09092 | 317.1393 | 0.045829 | 0 | 0 | 0.091659 | 317.3946 | 0.046383 | 0 | 0 | 0.092766 | 317.5649 | 0.046752 | 0 | 0 | 0.093505 | 317.8202 | 0.047306 | 0 | 0 | 0.094613 | 318.0755 | 0.04786 | 0 | 0 | 0.09572 | 318.2458 | 0.048229 | 0 | 0 | 0.096459 | 318.5011 | 0.048783 | 0 | 0 | 0.097566 | 318.7565 | 0.049337 | 0 | 0 | 0.098674 | 318.8416 | 0.049522 | 0 | 0 | 0.099043 | 319.0969 | 0.050076 | 0 | 0 | 0.10015 | 319.3523 | 0.050629 | 0 | 0 | 0.10126 | 319.5225 | 0.050999 | 0 | 0 | 0.102 | 319.7778 | 0.051552 | 0 | 0 | 0.1031 | 319.9481 | 0.051922 | 0 | 0 | 0.10384 | 320.1183 | 0.052291 | 0 | 0 | 0.10458
2017-02-03 01:00 | 289.0677 | 0.86159 |  | 303.5398 | 0.016332 | 0 | 0 | 0.032664 | 312.0696 | 0.034833 | 0 | 0 | 0.069667 | 319.0485 | 0.049971 | 0 | 0 | 0.099941 | 319.307 | 0.050531 | 0 | 0 | 0.10106 | 319.4793 | 0.050905 | 0 | 0 | 0.10181 | 319.7378 | 0.051466 | 0 | 0 | 0.10293 | 319.9963 | 0.052026 | 0 | 0 | 0.10405 | 320.2548 | 0.052587 | 0 | 0 | 0.10517 | 320.5994 | 0.053334 | 0 | 0 | 0.10667 | 320.8579 | 0.053895 | 0 | 0 | 0.10779 | 321.0302 | 0.054269 | 0 | 0 | 0.10854 | 321.2887 | 0.054829 | 0 | 0 | 0.10966 | 321.461 | 0.055203 | 0 | 0 | 0.11041 | 321.7195 | 0.055764 | 0 | 0 | 0.11153 | 321.978 | 0.056325 | 0 | 0 | 0.11265 | 322.1503 | 0.056698 | 0 | 0 | 0.1134 | 322.4088 | 0.057259 | 0 | 0 | 0.11452 | 322.6672 | 0.05782 | 0 | 0 | 0.11564 | 322.7534 | 0.058006 | 0 | 0 | 0.11601 | 323.0119 | 0.058567 | 0 | 0 | 0.11713 | 323.2704 | 0.059128 | 0 | 0 | 0.11826 | 323.4427 | 0.059501 | 0 | 0 | 0.119 | 323.7012 | 0.060062 | 0 | 0 | 0.12012 | 323.8735 | 0.060436 | 0 | 0 | 0.12087 | 324.0458 | 0.06081 | 0 | 0 | 0.12162
2017-02-03 02:00 | 293.2581 | 0.87408 |  | 307.94 | 0.025876 | 0 | 0 | 0.051752 | 316.5934 | 0.044645 | 0 | 0 | 0.089291 | 323.6735 | 0.060002 | 0 | 0 | 0.12 | 323.9357 | 0.060571 | 0 | 0 | 0.12114 | 324.1105 | 0.06095 | 0 | 0 | 0.1219 | 324.3728 | 0.061519 | 0 | 0 | 0.12304 | 324.635 | 0.062088 | 0 | 0 | 0.12418 | 324.8972 | 0.062656 | 0 | 0 | 0.12531 | 325.2468 | 0.063415 | 0 | 0 | 0.12683 | 325.5091 | 0.063983 | 0 | 0 | 0.12797 | 325.6839 | 0.064363 | 0 | 0 | 0.12873 | 325.9461 | 0.064931 | 0 | 0 | 0.12986 | 326.1209 | 0.065311 | 0 | 0 | 0.13062 | 326.3832 | 0.065879 | 0 | 0 | 0.13176 | 326.6454 | 0.066448 | 0 | 0 | 0.1329 | 326.8202 | 0.066827 | 0 | 0 | 0.13365 | 327.0824 | 0.067396 | 0 | 0 | 0.13479 | 327.3446 | 0.067965 | 0 | 0 | 0.13593 | 327.4321 | 0.068154 | 0 | 0 | 0.13631 | 327.6943 | 0.068723 | 0 | 0 | 0.13745 | 327.9565 | 0.069292 | 0 | 0 | 0.13858 | 328.1313 | 0.069671 | 0 | 0 | 0.13934 | 328.3936 | 0.07024 | 0 | 0 | 0.14048 | 328.5684 | 0.070619 | 0 | 0 | 0.14124 | 328.7432 | 0.070998 | 0 | 0 | 0.142
2017-02-03 03:00 | 292.2221 | 0.871 |  | 306.8521 | 0.023517 | 0 | 0 | 0.047033 | 315.475 | 0.042219 | 0 | 0 | 0.084439 | 322.53 | 0.057522 | 0 | 0 | 0.11504 | 322.7913 | 0.058089 | 0 | 0 | 0.11618 | 322.9655 | 0.058467 | 0 | 0 | 0.11693 | 323.2268 | 0.059033 | 0 | 0 | 0.11807 | 323.4881 | 0.0596 | 0 | 0 | 0.1192 | 323.7494 | 0.060167 | 0 | 0 | 0.12033 | 324.0978 | 0.060922 | 0 | 0 | 0.12184 | 324.3591 | 0.061489 | 0 | 0 | 0.12298 | 324.5333 | 0.061867 | 0 | 0 | 0.12373 | 324.7946 | 0.062434 | 0 | 0 | 0.12487 | 324.9688 | 0.062812 | 0 | 0 | 0.12562 | 325.2301 | 0.063378 | 0 | 0 | 0.12676 | 325.4914 | 0.063945 | 0 | 0 | 0.12789 | 325.6656 | 0.064323 | 0 | 0 | 0.12865 | 325.9269 | 0.06489 | 0 | 0 | 0.12978 | 326.1882 | 0.065457 | 0 | 0 | 0.13091 | 326.2753 | 0.065645 | 0 | 0 | 0.13129 | 326.5366 | 0.066212 | 0 | 0 | 0.13242 | 326.7979 | 0.066779 | 0 | 0 | 0.13356 | 326.9721 | 0.067157 | 0 | 0 | 0.13431 | 327.2334 | 0.067724 | 0 | 0 | 0.13545 | 327.4076 | 0.068101 | 0 | 0 | 0.1362 | 327.5818 | 0.068479 | 0 | 0 | 0.13696
2017-02-03 04:00 | 297.6551 | 0.88719 |  | 312.5571 | 0.035891 | 0 | 0 | 0.071781 | 321.3403 | 0.054941 | 0 | 0 | 0.10988 | 328.5265 | 0.070528 | 0 | 0 | 0.14106 | 328.7927 | 0.071106 | 0 | 0 | 0.14221 | 328.9701 | 0.071491 | 0 | 0 | 0.14298 | 329.2363 | 0.072068 | 0 | 0 | 0.14414 | 329.5024 | 0.072645 | 0 | 0 | 0.14529 | 329.7686 | 0.073222 | 0 | 0 | 0.14644 | 330.1235 | 0.073992 | 0 | 0 | 0.14798 | 330.3896 | 0.074569 | 0 | 0 | 0.14914 | 330.5671 | 0.074954 | 0 | 0 | 0.14991 | 330.8332 | 0.075532 | 0 | 0 | 0.15106 | 331.0107 | 0.075916 | 0 | 0 | 0.15183 | 331.2768 | 0.076494 | 0 | 0 | 0.15299 | 331.543 | 0.077071 | 0 | 0 | 0.15414 | 331.7204 | 0.077456 | 0 | 0 | 0.15491 | 331.9866 | 0.078033 | 0 | 0 | 0.15607 | 332.2527 | 0.07861 | 0 | 0 | 0.15722 | 332.3414 | 0.078803 | 0 | 0 | 0.15761 | 332.6076 | 0.07938 | 0 | 0 | 0.15876 | 332.8738 | 0.079957 | 0 | 0 | 0.15991 | 333.0512 | 0.080342 | 0 | 0 | 0.16068 | 333.3174 | 0.08092 | 0 | 0 | 0.16184 | 333.4948 | 0.081305 | 0 | 0 | 0.16261 | 333.6722 | 0.081689 | 0 | 0 | 0.16338
2017-02-03 05:00 | 296.5285 | 0.88383 |  | 311.3741 | 0.033325 | 0 | 0 | 0.066649 | 320.124 | 0.052303 | 0 | 0 | 0.10461 | 327.283 | 0.067831 | 0 | 0 | 0.13566 | 327.5482 | 0.068406 | 0 | 0 | 0.13681 | 327.725 | 0.06879 | 0 | 0 | 0.13758 | 327.9901 | 0.069365 | 0 | 0 | 0.13873 | 328.2553 | 0.06994 | 0 | 0 | 0.13988 | 328.5204 | 0.070515 | 0 | 0 | 0.14103 | 328.8739 | 0.071282 | 0 | 0 | 0.14256 | 329.1391 | 0.071857 | 0 | 0 | 0.14371 | 329.3159 | 0.07224 | 0 | 0 | 0.14448 | 329.581 | 0.072816 | 0 | 0 | 0.14563 | 329.7578 | 0.073199 | 0 | 0 | 0.1464 | 330.0229 | 0.073774 | 0 | 0 | 0.14755 | 330.2881 | 0.074349 | 0 | 0 | 0.1487 | 330.4648 | 0.074733 | 0 | 0 | 0.14947 | 330.73 | 0.075308 | 0 | 0 | 0.15062 | 330.9951 | 0.075883 | 0 | 0 | 0.15177 | 331.0835 | 0.076074 | 0 | 0 | 0.15215 | 331.3487 | 0.07665 | 0 | 0 | 0.1533 | 331.6138 | 0.077225 | 0 | 0 | 0.15445 | 331.7906 | 0.077608 | 0 | 0 | 0.15522 | 332.0557 | 0.078183 | 0 | 0 | 0.15637 | 332.2325 | 0.078567 | 0 | 0 | 0.15713 | 332.4093 | 0.07895 | 0 | 0 | 0.1579
2017-02-03 06:00 | 295.9274 | 0.88204 |  | 310.7429 | 0.031956 | 0 | 0 | 0.063911 | 319.4751 | 0.050896 | 0 | 0 | 0.10179 | 326.6196 | 0.066392 | 0 | 0 | 0.13278 | 326.8842 | 0.066966 | 0 | 0 | 0.13393 | 327.0606 | 0.067349 | 0 | 0 | 0.1347 | 327.3253 | 0.067923 | 0 | 0 | 0.13585 | 327.5899 | 0.068497 | 0 | 0 | 0.13699 | 327.8545 | 0.069071 | 0 | 0 | 0.13814 | 328.2073 | 0.069836 | 0 | 0 | 0.13967 | 328.4719 | 0.07041 | 0 | 0 | 0.14082 | 328.6483 | 0.070793 | 0 | 0 | 0.14159 | 328.9129 | 0.071366 | 0 | 0 | 0.14273 | 329.0893 | 0.071749 | 0 | 0 | 0.1435 | 329.354 | 0.072323 | 0 | 0 | 0.14465 | 329.6186 | 0.072897 | 0 | 0 | 0.14579 | 329.795 | 0.07328 | 0 | 0 | 0.14656 | 330.0596 | 0.073854 | 0 | 0 | 0.14771 | 330.3242 | 0.074427 | 0 | 0 | 0.14885 | 330.4124 | 0.074619 | 0 | 0 | 0.14924 | 330.677 | 0.075193 | 0 | 0 | 0.15039 | 330.9416 | 0.075767 | 0 | 0 | 0.15153 | 331.118 | 0.076149 | 0 | 0 | 0.1523 | 331.3826 | 0.076723 | 0 | 0 | 0.15345 | 331.5591 | 0.077106 | 0 | 0 | 0.15421 | 331.7355 | 0.077489 | 0 | 0 | 0.15498
2017-02-03 07:00 | 296.2626 | 0.88304 |  | 311.0949 | 0.032719 | 0 | 0 | 0.065438 | 319.837 | 0.051681 | 0 | 0 | 0.10336 | 326.9897 | 0.067195 | 0 | 0 | 0.13439 | 327.2546 | 0.067769 | 0 | 0 | 0.13554 | 327.4312 | 0.068153 | 0 | 0 | 0.13631 | 327.6961 | 0.068727 | 0 | 0 | 0.13745 | 327.961 | 0.069302 | 0 | 0 | 0.1386 | 328.2259 | 0.069876 | 0 | 0 | 0.13975 | 328.5791 | 0.070642 | 0 | 0 | 0.14128 | 328.844 | 0.071217 | 0 | 0 | 0.14243 | 329.0207 | 0.0716 | 0 | 0 | 0.1432 | 329.2856 | 0.072175 | 0 | 0 | 0.14435 | 329.4622 | 0.072558 | 0 | 0 | 0.14512 | 329.7271 | 0.073132 | 0 | 0 | 0.14626 | 329.992 | 0.073707 | 0 | 0 | 0.14741 | 330.1686 | 0.07409 | 0 | 0 | 0.14818 | 330.4335 | 0.074665 | 0 | 0 | 0.14933 | 330.6984 | 0.075239 | 0 | 0 | 0.15048 | 330.7867 | 0.075431 | 0 | 0 | 0.15086 | 331.0516 | 0.076005 | 0 | 0 | 0.15201 | 331.3166 | 0.07658 | 0 | 0 | 0.15316 | 331.4932 | 0.076963 | 0 | 0 | 0.15393 | 331.7581 | 0.077538 | 0 | 0 | 0.15508 | 331.9347 | 0.077921 | 0 | 0 | 0.15584 | 332.1113 | 0.078304 | 0 | 0 | 0.15661
2017-02-03 08:00 | 296.7024 | 0.88435 |  | 311.5567 | 0.033721 | 0 | 0 | 0.067442 | 320.3118 | 0.052711 | 0 | 0 | 0.10542 | 327.475 | 0.068248 | 0 | 0 | 0.1365 | 327.7403 | 0.068823 | 0 | 0 | 0.13765 | 327.9172 | 0.069207 | 0 | 0 | 0.13841 | 328.1825 | 0.069782 | 0 | 0 | 0.13956 | 328.4478 | 0.070358 | 0 | 0 | 0.14072 | 328.7131 | 0.070933 | 0 | 0 | 0.14187 | 329.0669 | 0.0717 | 0 | 0 | 0.1434 | 329.3322 | 0.072276 | 0 | 0 | 0.14455 | 329.5091 | 0.072659 | 0 | 0 | 0.14532 | 329.7744 | 0.073235 | 0 | 0 | 0.14647 | 329.9512 | 0.073619 | 0 | 0 | 0.14724 | 330.2165 | 0.074194 | 0 | 0 | 0.14839 | 330.4818 | 0.074769 | 0 | 0 | 0.14954 | 330.6587 | 0.075153 | 0 | 0 | 0.15031 | 330.924 | 0.075728 | 0 | 0 | 0.15146 | 331.1893 | 0.076304 | 0 | 0 | 0.15261 | 331.2778 | 0.076496 | 0 | 0 | 0.15299 | 331.5431 | 0.077071 | 0 | 0 | 0.15414 | 331.8084 | 0.077647 | 0 | 0 | 0.15529 | 331.9852 | 0.07803 | 0 | 0 | 0.15606 | 332.2505 | 0.078606 | 0 | 0 | 0.15721 | 332.4274 | 0.078989 | 0 | 0 | 0.15798 | 332.6043 | 0.079373 | 0 | 0 | 0.15875
2017-02-03 09:00 | 292.1802 | 0.87087 |  | 306.8082 | 0.023421 | 0 | 0 | 0.046842 | 315.4298 | 0.042122 | 0 | 0 | 0.084243 | 322.4838 | 0.057422 | 0 | 0 | 0.11484 | 322.7451 | 0.057988 | 0 | 0 | 0.11598 | 322.9193 | 0.058366 | 0 | 0 | 0.11673 | 323.1805 | 0.058933 | 0 | 0 | 0.11787 | 323.4418 | 0.0595 | 0 | 0 | 0.119 | 323.7031 | 0.060066 | 0 | 0 | 0.12013 | 324.0514 | 0.060822 | 0 | 0 | 0.12164 | 324.3127 | 0.061389 | 0 | 0 | 0.12278 | 324.4869 | 0.061766 | 0 | 0 | 0.12353 | 324.7481 | 0.062333 | 0 | 0 | 0.12467 | 324.9223 | 0.062711 | 0 | 0 | 0.12542 | 325.1835 | 0.063277 | 0 | 0 | 0.12655 | 325.4448 | 0.063844 | 0 | 0 | 0.12769 | 325.619 | 0.064222 | 0 | 0 | 0.12844 | 325.8802 | 0.064789 | 0 | 0 | 0.12958 | 326.1415 | 0.065355 | 0 | 0 | 0.13071 | 326.2286 | 0.065544 | 0 | 0 | 0.13109 | 326.4899 | 0.066111 | 0 | 0 | 0.13222 | 326.7511 | 0.066677 | 0 | 0 | 0.13335 | 326.9253 | 0.067055 | 0 | 0 | 0.13411 | 327.1866 | 0.067622 | 0 | 0 | 0.13524 | 327.3607 | 0.068 | 0 | 0 | 0.136 | 327.5349 | 0.068378 | 0 | 0 | 0.13676
2017-02-03 10:00 | 276.0378 | 0.82276 |  | 289.8575 | 0 | 0 | 0 | 0 | 298.0028 | 0.0043224 | 0 | 0 | 0.0086449 | 304.6672 | 0.018777 | 0 | 0 | 0.037555 | 304.914 | 0.019313 | 0 | 0 | 0.038626 | 305.0785 | 0.01967 | 0 | 0 | 0.039339 | 305.3254 | 0.020205 | 0 | 0 | 0.04041 | 305.5722 | 0.02074 | 0 | 0 | 0.041481 | 305.819 | 0.021276 | 0 | 0 | 0.042552 | 306.1481 | 0.02199 | 0 | 0 | 0.043979 | 306.395 | 0.022525 | 0 | 0 | 0.04505 | 306.5595 | 0.022882 | 0 | 0 | 0.045764 | 306.8063 | 0.023417 | 0 | 0 | 0.046835 | 306.9709 | 0.023774 | 0 | 0 | 0.047548 | 307.2177 | 0.02431 | 0 | 0 | 0.048619 | 307.4645 | 0.024845 | 0 | 0 | 0.04969 | 307.6291 | 0.025202 | 0 | 0 | 0.050404 | 307.8759 | 0.025737 | 0 | 0 | 0.051474 | 308.1227 | 0.026273 | 0 | 0 | 0.052545 | 308.205 | 0.026451 | 0 | 0 | 0.052902 | 308.4519 | 0.026986 | 0 | 0 | 0.053973 | 308.6987 | 0.027522 | 0 | 0 | 0.055043 | 308.8632 | 0.027879 | 0 | 0 | 0.055757 | 309.1101 | 0.028414 | 0 | 0 | 0.056828 | 309.2746 | 0.028771 | 0 | 0 | 0.057542 | 309.4392 | 0.029128 | 0 | 0 | 0.058256
2017-02-03 11:00 | 270.8499 | 0.80729 |  | 284.41 | 0 | 0 | 0 | 0 | 292.4022 | 0 | 0 | 0 | 0 | 298.9413 | 0.0063579 | 0 | 0 | 0.012716 | 299.1835 | 0.0068832 | 0 | 0 | 0.013766 | 299.3449 | 0.0072334 | 0 | 0 | 0.014467 | 299.5871 | 0.0077587 | 0 | 0 | 0.015517 | 299.8293 | 0.008284 | 0 | 0 | 0.016568 | 300.0715 | 0.0088093 | 0 | 0 | 0.017619 | 300.3944 | 0.0095098 | 0 | 0 | 0.01902 | 300.6366 | 0.010035 | 0 | 0 | 0.02007 | 300.798 | 0.010385 | 0 | 0 | 0.020771 | 301.0402 | 0.010911 | 0 | 0 | 0.021821 | 301.2017 | 0.011261 | 0 | 0 | 0.022522 | 301.4439 | 0.011786 | 0 | 0 | 0.023572 | 301.6861 | 0.012311 | 0 | 0 | 0.024623 | 301.8475 | 0.012662 | 0 | 0 | 0.025323 | 302.0897 | 0.013187 | 0 | 0 | 0.026374 | 302.3319 | 0.013712 | 0 | 0 | 0.027424 | 302.4126 | 0.013887 | 0 | 0 | 0.027775 | 302.6548 | 0.014413 | 0 | 0 | 0.028825 | 302.897 | 0.014938 | 0 | 0 | 0.029876 | 303.0585 | 0.015288 | 0 | 0 | 0.030576 | 303.3007 | 0.015813 | 0 | 0 | 0.031627 | 303.4621 | 0.016164 | 0 | 0 | 0.032327 | 303.6236 | 0.016514 | 0 | 0 | 0.033028
2017-02-03 12:00 | 271.8712 | 0.81034 |  | 285.4823 | 0 | 0 | 0 | 0 | 293.5047 | 0 | 0 | 0 | 0 | 300.0684 | 0.0088027 | 0 | 0 | 0.017605 | 300.3115 | 0.00933 | 0 | 0 | 0.01866 | 300.4736 | 0.0096815 | 0 | 0 | 0.019363 | 300.7167 | 0.010209 | 0 | 0 | 0.020418 | 300.9598 | 0.010736 | 0 | 0 | 0.021472 | 301.2029 | 0.011263 | 0 | 0 | 0.022527 | 301.527 | 0.011966 | 0 | 0 | 0.023933 | 301.7701 | 0.012494 | 0 | 0 | 0.024987 | 301.9322 | 0.012845 | 0 | 0 | 0.025691 | 302.1753 | 0.013373 | 0 | 0 | 0.026745 | 302.3374 | 0.013724 | 0 | 0 | 0.027448 | 302.5805 | 0.014251 | 0 | 0 | 0.028503 | 302.8236 | 0.014779 | 0 | 0 | 0.029557 | 302.9856 | 0.01513 | 0 | 0 | 0.03026 | 303.2287 | 0.015657 | 0 | 0 | 0.031315 | 303.4718 | 0.016185 | 0 | 0 | 0.032369 | 303.5529 | 0.016361 | 0 | 0 | 0.032721 | 303.796 | 0.016888 | 0 | 0 | 0.033776 | 304.0391 | 0.017415 | 0 | 0 | 0.03483 | 304.2011 | 0.017767 | 0 | 0 | 0.035533 | 304.4443 | 0.018294 | 0 | 0 | 0.036588 | 304.6063 | 0.018645 | 0 | 0 | 0.037291 | 304.7684 | 0.018997 | 0 | 0 | 0.037994
2017-02-03 13:00 | 274.6539 | 0.81863 |  | 288.4044 | 0 | 0 | 0 | 0 | 296.5089 | 0.001082 | 0 | 0 | 0.0021641 | 303.1398 | 0.015465 | 0 | 0 | 0.030929 | 303.3854 | 0.015997 | 0 | 0 | 0.031994 | 303.5491 | 0.016352 | 0 | 0 | 0.032705 | 303.7947 | 0.016885 | 0 | 0 | 0.03377 | 304.0403 | 0.017418 | 0 | 0 | 0.034835 | 304.2859 | 0.01795 | 0 | 0 | 0.035901 | 304.6133 | 0.018661 | 0 | 0 | 0.037321 | 304.8589 | 0.019193 | 0 | 0 | 0.038387 | 305.0226 | 0.019548 | 0 | 0 | 0.039097 | 305.2682 | 0.020081 | 0 | 0 | 0.040162 | 305.432 | 0.020436 | 0 | 0 | 0.040872 | 305.6776 | 0.020969 | 0 | 0 | 0.041938 | 305.9231 | 0.021502 | 0 | 0 | 0.043003 | 306.0869 | 0.021857 | 0 | 0 | 0.043713 | 306.3325 | 0.022389 | 0 | 0 | 0.044779 | 306.578 | 0.022922 | 0 | 0 | 0.045844 | 306.6599 | 0.0231 | 0 | 0 | 0.046199 | 306.9055 | 0.023632 | 0 | 0 | 0.047265 | 307.1511 | 0.024165 | 0 | 0 | 0.04833 | 307.3148 | 0.02452 | 0 | 0 | 0.04904 | 307.5604 | 0.025053 | 0 | 0 | 0.050106 | 307.7241 | 0.025408 | 0 | 0 | 0.050816 | 307.8879 | 0.025763 | 0 | 0 | 0.051526
2017-02-03 14:00 | 272.3389 | 0.81173 |  | 285.9735 | 0 | 0 | 0 | 0 | 294.0097 | 0 | 0 | 0 | 0 | 300.5847 | 0.0099225 | 0 | 0 | 0.019845 | 300.8282 | 0.010451 | 0 | 0 | 0.020901 | 300.9906 | 0.010803 | 0 | 0 | 0.021606 | 301.2341 | 0.011331 | 0 | 0 | 0.022662 | 301.4776 | 0.011859 | 0 | 0 | 0.023718 | 301.7211 | 0.012387 | 0 | 0 | 0.024775 | 302.0458 | 0.013092 | 0 | 0 | 0.026183 | 302.2893 | 0.01362 | 0 | 0 | 0.02724 | 302.4517 | 0.013972 | 0 | 0 | 0.027944 | 302.6952 | 0.0145 | 0 | 0 | 0.029 | 302.8575 | 0.014852 | 0 | 0 | 0.029705 | 303.1011 | 0.015381 | 0 | 0 | 0.030761 | 303.3446 | 0.015909 | 0 | 0 | 0.031817 | 303.5069 | 0.016261 | 0 | 0 | 0.032522 | 303.7505 | 0.016789 | 0 | 0 | 0.033578 | 303.994 | 0.017317 | 0 | 0 | 0.034634 | 304.0751 | 0.017493 | 0 | 0 | 0.034987 | 304.3187 | 0.018021 | 0 | 0 | 0.036043 | 304.5622 | 0.01855 | 0 | 0 | 0.037099 | 304.7245 | 0.018902 | 0 | 0 | 0.037804 | 304.9681 | 0.01943 | 0 | 0 | 0.03886 | 305.1304 | 0.019782 | 0 | 0 | 0.039564 | 305.2927 | 0.020134 | 0 | 0 | 0.040269
2017-02-03 15:00 | 266.6208 | 0.79469 |  | 279.9691 | 0 | 0 | 0 | 0 | 287.8365 | 0 | 0 | 0 | 0 | 294.2735 | 0 | 0 | 0 | 0 | 294.5119 | 0 | 0 | 0 | 0 | 294.6708 | 0 | 0 | 0 | 0 | 294.9092 | 0 | 0 | 0 | 0 | 295.1476 | 0 | 0 | 0 | 0 | 295.3861 | 0 | 0 | 0 | 0 | 295.7039 | 0 | 0 | 0 | 0 | 295.9423 | 0 | 0 | 0 | 0 | 296.1013 | 0.00019797 | 0 | 0 | 0.00039594 | 296.3397 | 0.00071507 | 0 | 0 | 0.0014301 | 296.4986 | 0.0010598 | 0 | 0 | 0.0021196 | 296.737 | 0.0015769 | 0 | 0 | 0.0031538 | 296.9754 | 0.002094 | 0 | 0 | 0.004188 | 297.1344 | 0.0024388 | 0 | 0 | 0.0048775 | 297.3728 | 0.0029559 | 0 | 0 | 0.0059117 | 297.6112 | 0.003473 | 0 | 0 | 0.0069459 | 297.6907 | 0.0036453 | 0 | 0 | 0.0072907 | 297.9291 | 0.0041624 | 0 | 0 | 0.0083249 | 298.1675 | 0.0046795 | 0 | 0 | 0.0093591 | 298.3264 | 0.0050243 | 0 | 0 | 0.010049 | 298.5648 | 0.0055414 | 0 | 0 | 0.011083 | 298.7237 | 0.0058861 | 0 | 0 | 0.011772 | 298.8827 | 0.0062309 | 0 | 0 | 0.012462
2017-02-03 16:00 | 270.6874 | 0.80681 |  | 284.2393 | 0 | 0 | 0 | 0 | 292.2267 | 0 | 0 | 0 | 0 | 298.7619 | 0.0059688 | 0 | 0 | 0.011938 | 299.0039 | 0.0064938 | 0 | 0 | 0.012988 | 299.1653 | 0.0068438 | 0 | 0 | 0.013688 | 299.4073 | 0.0073688 | 0 | 0 | 0.014738 | 299.6494 | 0.0078938 | 0 | 0 | 0.015788 | 299.8914 | 0.0084188 | 0 | 0 | 0.016838 | 300.2141 | 0.0091188 | 0 | 0 | 0.018238 | 300.4562 | 0.0096437 | 0 | 0 | 0.019287 | 300.6175 | 0.0099937 | 0 | 0 | 0.019987 | 300.8596 | 0.010519 | 0 | 0 | 0.021037 | 301.0209 | 0.010869 | 0 | 0 | 0.021737 | 301.263 | 0.011394 | 0 | 0 | 0.022787 | 301.505 | 0.011919 | 0 | 0 | 0.023837 | 301.6664 | 0.012269 | 0 | 0 | 0.024537 | 301.9084 | 0.012794 | 0 | 0 | 0.025587 | 302.1505 | 0.013319 | 0 | 0 | 0.026637 | 302.2312 | 0.013494 | 0 | 0 | 0.026987 | 302.4732 | 0.014019 | 0 | 0 | 0.028037 | 302.7152 | 0.014544 | 0 | 0 | 0.029087 | 302.8766 | 0.014894 | 0 | 0 | 0.029787 | 303.1186 | 0.015419 | 0 | 0 | 0.030837 | 303.28 | 0.015769 | 0 | 0 | 0.031537 | 303.4414 | 0.016119 | 0 | 0 | 0.032237
2017-02-03 17:00 | 269.3637 | 0.80286 |  | 282.8493 | 0 | 0 | 0 | 0 | 290.7977 | 0 | 0 | 0 | 0 | 297.3009 | 0.0027999 | 0 | 0 | 0.0055998 | 297.5417 | 0.0033223 | 0 | 0 | 0.0066447 | 297.7023 | 0.0036706 | 0 | 0 | 0.0073413 | 297.9432 | 0.0041931 | 0 | 0 | 0.0083861 | 298.184 | 0.0047155 | 0 | 0 | 0.009431 | 298.4249 | 0.0052379 | 0 | 0 | 0.010476 | 298.746 | 0.0059345 | 0 | 0 | 0.011869 | 298.9869 | 0.0064569 | 0 | 0 | 0.012914 | 299.1475 | 0.0068052 | 0 | 0 | 0.01361 | 299.3883 | 0.0073276 | 0 | 0 | 0.014655 | 299.5489 | 0.0076759 | 0 | 0 | 0.015352 | 299.7898 | 0.0081983 | 0 | 0 | 0.016397 | 300.0306 | 0.0087207 | 0 | 0 | 0.017441 | 300.1912 | 0.009069 | 0 | 0 | 0.018138 | 300.4321 | 0.0095914 | 0 | 0 | 0.019183 | 300.6729 | 0.010114 | 0 | 0 | 0.020228 | 300.7532 | 0.010288 | 0 | 0 | 0.020576 | 300.9941 | 0.01081 | 0 | 0 | 0.021621 | 301.2349 | 0.011333 | 0 | 0 | 0.022666 | 301.3955 | 0.011681 | 0 | 0 | 0.023362 | 301.6364 | 0.012204 | 0 | 0 | 0.024407 | 301.7969 | 0.012552 | 0 | 0 | 0.025104 | 301.9575 | 0.0129 | 0 | 0 | 0.0258
2017-02-03 18:00 | 289.8568 | 0.86395 |  | 304.3684 | 0.018129 | 0 | 0 | 0.036259 | 312.9215 | 0.036681 | 0 | 0 | 0.073362 | 319.9195 | 0.05186 | 0 | 0 | 0.10372 | 320.1787 | 0.052422 | 0 | 0 | 0.10484 | 320.3515 | 0.052797 | 0 | 0 | 0.10559 | 320.6106 | 0.053359 | 0 | 0 | 0.10672 | 320.8698 | 0.053921 | 0 | 0 | 0.10784 | 321.129 | 0.054483 | 0 | 0 | 0.10897 | 321.4746 | 0.055233 | 0 | 0 | 0.11047 | 321.7338 | 0.055795 | 0 | 0 | 0.11159 | 321.9066 | 0.05617 | 0 | 0 | 0.11234 | 322.1657 | 0.056732 | 0 | 0 | 0.11346 | 322.3385 | 0.057107 | 0 | 0 | 0.11421 | 322.5977 | 0.057669 | 0 | 0 | 0.11534 | 322.8569 | 0.058231 | 0 | 0 | 0.11646 | 323.0297 | 0.058606 | 0 | 0 | 0.11721 | 323.2889 | 0.059168 | 0 | 0 | 0.11834 | 323.5481 | 0.05973 | 0 | 0 | 0.11946 | 323.6344 | 0.059917 | 0 | 0 | 0.11983 | 323.8936 | 0.06048 | 0 | 0 | 0.12096 | 324.1528 | 0.061042 | 0 | 0 | 0.12208 | 324.3256 | 0.061417 | 0 | 0 | 0.12283 | 324.5848 | 0.061979 | 0 | 0 | 0.12396 | 324.7576 | 0.062354 | 0 | 0 | 0.12471 | 324.9304 | 0.062728 | 0 | 0 | 0.12546
2017-02-03 19:00 | 305.7898 | 0.91144 |  | 321.0991 | 0.054418 | 0 | 0 | 0.10884 | 330.1223 | 0.07399 | 0 | 0 | 0.14798 | 337.505 | 0.090003 | 0 | 0 | 0.18001 | 337.7784 | 0.090596 | 0 | 0 | 0.18119 | 337.9607 | 0.090991 | 0 | 0 | 0.18198 | 338.2341 | 0.091584 | 0 | 0 | 0.18317 | 338.5075 | 0.092177 | 0 | 0 | 0.18435 | 338.781 | 0.09277 | 0 | 0 | 0.18554 | 339.1455 | 0.093561 | 0 | 0 | 0.18712 | 339.419 | 0.094154 | 0 | 0 | 0.18831 | 339.6013 | 0.094549 | 0 | 0 | 0.1891 | 339.8747 | 0.095143 | 0 | 0 | 0.19029 | 340.057 | 0.095538 | 0 | 0 | 0.19108 | 340.3304 | 0.096131 | 0 | 0 | 0.19226 | 340.6038 | 0.096724 | 0 | 0 | 0.19345 | 340.7861 | 0.097119 | 0 | 0 | 0.19424 | 341.0596 | 0.097712 | 0 | 0 | 0.19542 | 341.333 | 0.098306 | 0 | 0 | 0.19661 | 341.4241 | 0.098503 | 0 | 0 | 0.19701 | 341.6976 | 0.099096 | 0 | 0 | 0.19819 | 341.971 | 0.099689 | 0 | 0 | 0.19938 | 342.1533 | 0.10008 | 0 | 0 | 0.20017 | 342.4267 | 0.10068 | 0 | 0 | 0.20136 | 342.609 | 0.10107 | 0 | 0 | 0.20215 | 342.7913 | 0.10147 | 0 | 0 | 0.20294
2017-02-03 20:00 | 304.803 | 0.9085 |  | 320.0629 | 0.052171 | 0 | 0 | 0.10434 | 329.057 | 0.071679 | 0 | 0 | 0.14336 | 336.4158 | 0.08764 | 0 | 0 | 0.17528 | 336.6883 | 0.088231 | 0 | 0 | 0.17646 | 336.87 | 0.088625 | 0 | 0 | 0.17725 | 337.1426 | 0.089217 | 0 | 0 | 0.17843 | 337.4151 | 0.089808 | 0 | 0 | 0.17962 | 337.6877 | 0.090399 | 0 | 0 | 0.1808 | 338.0511 | 0.091187 | 0 | 0 | 0.18237 | 338.3236 | 0.091778 | 0 | 0 | 0.18356 | 338.5053 | 0.092172 | 0 | 0 | 0.18434 | 338.7779 | 0.092764 | 0 | 0 | 0.18553 | 338.9596 | 0.093158 | 0 | 0 | 0.18632 | 339.2321 | 0.093749 | 0 | 0 | 0.1875 | 339.5047 | 0.09434 | 0 | 0 | 0.18868 | 339.6864 | 0.094734 | 0 | 0 | 0.18947 | 339.9589 | 0.095325 | 0 | 0 | 0.19065 | 340.2315 | 0.095916 | 0 | 0 | 0.19183 | 340.3223 | 0.096113 | 0 | 0 | 0.19223 | 340.5949 | 0.096705 | 0 | 0 | 0.19341 | 340.8674 | 0.097296 | 0 | 0 | 0.19459 | 341.0491 | 0.09769 | 0 | 0 | 0.19538 | 341.3217 | 0.098281 | 0 | 0 | 0.19656 | 341.5034 | 0.098675 | 0 | 0 | 0.19735 | 341.6851 | 0.099069 | 0 | 0 | 0.19814
2017-02-03 21:00 | 309.7716 | 0.9233 |  | 325.2802 | 0.063487 | 0 | 0 | 0.12697 | 334.4209 | 0.083313 | 0 | 0 | 0.16663 | 341.8997 | 0.099535 | 0 | 0 | 0.19907 | 342.1767 | 0.10014 | 0 | 0 | 0.20027 | 342.3613 | 0.10054 | 0 | 0 | 0.20107 | 342.6383 | 0.10114 | 0 | 0 | 0.20227 | 342.9153 | 0.10174 | 0 | 0 | 0.20348 | 343.1923 | 0.10234 | 0 | 0 | 0.20468 | 343.5616 | 0.10314 | 0 | 0 | 0.20628 | 343.8386 | 0.10374 | 0 | 0 | 0.20748 | 344.0233 | 0.10414 | 0 | 0 | 0.20828 | 344.3003 | 0.10474 | 0 | 0 | 0.20948 | 344.4849 | 0.10514 | 0 | 0 | 0.21028 | 344.7619 | 0.10574 | 0 | 0 | 0.21149 | 345.0389 | 0.10634 | 0 | 0 | 0.21269 | 345.2236 | 0.10674 | 0 | 0 | 0.21349 | 345.5006 | 0.10735 | 0 | 0 | 0.21469 | 345.7775 | 0.10795 | 0 | 0 | 0.21589 | 345.8699 | 0.10815 | 0 | 0 | 0.21629 | 346.1469 | 0.10875 | 0 | 0 | 0.21749 | 346.4239 | 0.10935 | 0 | 0 | 0.2187 | 346.6085 | 0.10975 | 0 | 0 | 0.2195 | 346.8855 | 0.11035 | 0 | 0 | 0.2207 | 347.0702 | 0.11075 | 0 | 0 | 0.2215 | 347.2548 | 0.11115 | 0 | 0 | 0.2223
2017-02-03 22:00 | 308.2811 | 0.91886 |  | 323.7151 | 0.060092 | 0 | 0 | 0.12018 | 332.8118 | 0.079823 | 0 | 0 | 0.15965 | 340.2546 | 0.095967 | 0 | 0 | 0.19193 | 340.5303 | 0.096564 | 0 | 0 | 0.19313 | 340.7141 | 0.096963 | 0 | 0 | 0.19393 | 340.9897 | 0.097561 | 0 | 0 | 0.19512 | 341.2654 | 0.098159 | 0 | 0 | 0.19632 | 341.541 | 0.098757 | 0 | 0 | 0.19751 | 341.9086 | 0.099554 | 0 | 0 | 0.19911 | 342.1842 | 0.10015 | 0 | 0 | 0.2003 | 342.368 | 0.10055 | 0 | 0 | 0.2011 | 342.6437 | 0.10115 | 0 | 0 | 0.2023 | 342.8274 | 0.10155 | 0 | 0 | 0.20309 | 343.1031 | 0.10214 | 0 | 0 | 0.20429 | 343.3788 | 0.10274 | 0 | 0 | 0.20549 | 343.5625 | 0.10314 | 0 | 0 | 0.20628 | 343.8382 | 0.10374 | 0 | 0 | 0.20748 | 344.1138 | 0.10434 | 0 | 0 | 0.20867 | 344.2057 | 0.10454 | 0 | 0 | 0.20907 | 344.4814 | 0.10513 | 0 | 0 | 0.21027 | 344.757 | 0.10573 | 0 | 0 | 0.21146 | 344.9408 | 0.10613 | 0 | 0 | 0.21226 | 345.2165 | 0.10673 | 0 | 0 | 0.21346 | 345.4003 | 0.10713 | 0 | 0 | 0.21425 | 345.584 | 0.10753 | 0 | 0 | 0.21505
2017-02-03 23:00 | 309.5513 | 0.92265 |  | 325.0489 | 0.062985 | 0 | 0 | 0.12597 | 334.1831 | 0.082798 | 0 | 0 | 0.1656 | 341.6566 | 0.099007 | 0 | 0 | 0.19801 | 341.9334 | 0.099608 | 0 | 0 | 0.19922 | 342.1179 | 0.10001 | 0 | 0 | 0.20002 | 342.3947 | 0.10061 | 0 | 0 | 0.20122 | 342.6715 | 0.10121 | 0 | 0 | 0.20242 | 342.9483 | 0.10181 | 0 | 0 | 0.20362 | 343.3174 | 0.10261 | 0 | 0 | 0.20522 | 343.5942 | 0.10321 | 0 | 0 | 0.20642 | 343.7787 | 0.10361 | 0 | 0 | 0.20722 | 344.0555 | 0.10421 | 0 | 0 | 0.20842 | 344.24 | 0.10461 | 0 | 0 | 0.20922 | 344.5168 | 0.10521 | 0 | 0 | 0.21042 | 344.7936 | 0.10581 | 0 | 0 | 0.21162 | 344.9781 | 0.10621 | 0 | 0 | 0.21242 | 345.2549 | 0.10681 | 0 | 0 | 0.21362 | 345.5317 | 0.10741 | 0 | 0 | 0.21483 | 345.624 | 0.10761 | 0 | 0 | 0.21523 | 345.9008 | 0.10821 | 0 | 0 | 0.21643 | 346.1776 | 0.10881 | 0 | 0 | 0.21763 | 346.3621 | 0.10921 | 0 | 0 | 0.21843 | 346.6389 | 0.10981 | 0 | 0 | 0.21963 | 346.8234 | 0.11021 | 0 | 0 | 0.22043 | 347.0079 | 0.11061 | 0 | 0 | 0.22123
2017-02-04 | 308.0191 | 0.91808 |  | 323.44 | 0.059496 | 0 | 0 | 0.11899 | 332.529 | 0.07921 | 0 | 0 | 0.15842 | 339.9654 | 0.095339 | 0 | 0 | 0.19068 | 340.2409 | 0.095937 | 0 | 0 | 0.19187 | 340.4245 | 0.096335 | 0 | 0 | 0.19267 | 340.6999 | 0.096932 | 0 | 0 | 0.19386 | 340.9753 | 0.09753 | 0 | 0 | 0.19506 | 341.2508 | 0.098127 | 0 | 0 | 0.19625 | 341.618 | 0.098924 | 0 | 0 | 0.19785 | 341.8934 | 0.099521 | 0 | 0 | 0.19904 | 342.077 | 0.099919 | 0 | 0 | 0.19984 | 342.3525 | 0.10052 | 0 | 0 | 0.20103 | 342.5361 | 0.10092 | 0 | 0 | 0.20183 | 342.8115 | 0.10151 | 0 | 0 | 0.20302 | 343.0869 | 0.10211 | 0 | 0 | 0.20422 | 343.2705 | 0.10251 | 0 | 0 | 0.20502 | 343.546 | 0.10311 | 0 | 0 | 0.20621 | 343.8214 | 0.1037 | 0 | 0 | 0.20741 | 343.9132 | 0.1039 | 0 | 0 | 0.2078 | 344.1886 | 0.1045 | 0 | 0 | 0.209 | 344.464 | 0.1051 | 0 | 0 | 0.21019 | 344.6477 | 0.1055 | 0 | 0 | 0.21099 | 344.9231 | 0.10609 | 0 | 0 | 0.21218 | 345.1067 | 0.10649 | 0 | 0 | 0.21298 | 345.2903 | 0.10689 | 0 | 0 | 0.21378
2017-02-04 01:00 | 300.7336 | 0.89637 |  | 315.7898 | 0.042902 | 0 | 0 | 0.085805 | 324.6638 | 0.06215 | 0 | 0 | 0.1243 | 331.9244 | 0.077898 | 0 | 0 | 0.1558 | 332.1933 | 0.078482 | 0 | 0 | 0.15696 | 332.3725 | 0.07887 | 0 | 0 | 0.15774 | 332.6414 | 0.079454 | 0 | 0 | 0.15891 | 332.9104 | 0.080037 | 0 | 0 | 0.16007 | 333.1793 | 0.08062 | 0 | 0 | 0.16124 | 333.5378 | 0.081398 | 0 | 0 | 0.1628 | 333.8067 | 0.081981 | 0 | 0 | 0.16396 | 333.986 | 0.08237 | 0 | 0 | 0.16474 | 334.2549 | 0.082953 | 0 | 0 | 0.16591 | 334.4342 | 0.083342 | 0 | 0 | 0.16668 | 334.7031 | 0.083925 | 0 | 0 | 0.16785 | 334.972 | 0.084509 | 0 | 0 | 0.16902 | 335.1513 | 0.084897 | 0 | 0 | 0.16979 | 335.4202 | 0.085481 | 0 | 0 | 0.17096 | 335.6891 | 0.086064 | 0 | 0 | 0.17213 | 335.7787 | 0.086258 | 0 | 0 | 0.17252 | 336.0476 | 0.086842 | 0 | 0 | 0.17368 | 336.3165 | 0.087425 | 0 | 0 | 0.17485 | 336.4958 | 0.087814 | 0 | 0 | 0.17563 | 336.7647 | 0.088397 | 0 | 0 | 0.17679 | 336.944 | 0.088786 | 0 | 0 | 0.17757 | 337.1233 | 0.089175 | 0 | 0 | 0.17835
2017-02-04 02:00 | 304.3223 | 0.90706 |  | 319.5581 | 0.051076 | 0 | 0 | 0.10215 | 328.538 | 0.070553 | 0 | 0 | 0.14111 | 335.8852 | 0.086489 | 0 | 0 | 0.17298 | 336.1573 | 0.08708 | 0 | 0 | 0.17416 | 336.3387 | 0.087473 | 0 | 0 | 0.17495 | 336.6108 | 0.088063 | 0 | 0 | 0.17613 | 336.883 | 0.088653 | 0 | 0 | 0.17731 | 337.1551 | 0.089244 | 0 | 0 | 0.17849 | 337.5179 | 0.090031 | 0 | 0 | 0.18006 | 337.79 | 0.090621 | 0 | 0 | 0.18124 | 337.9714 | 0.091014 | 0 | 0 | 0.18203 | 338.2436 | 0.091605 | 0 | 0 | 0.18321 | 338.425 | 0.091998 | 0 | 0 | 0.184 | 338.6971 | 0.092588 | 0 | 0 | 0.18518 | 338.9692 | 0.093179 | 0 | 0 | 0.18636 | 339.1506 | 0.093572 | 0 | 0 | 0.18714 | 339.4227 | 0.094162 | 0 | 0 | 0.18832 | 339.6949 | 0.094752 | 0 | 0 | 0.1895 | 339.7856 | 0.094949 | 0 | 0 | 0.1899 | 340.0577 | 0.095539 | 0 | 0 | 0.19108 | 340.3298 | 0.09613 | 0 | 0 | 0.19226 | 340.5112 | 0.096523 | 0 | 0 | 0.19305 | 340.7833 | 0.097113 | 0 | 0 | 0.19423 | 340.9647 | 0.097507 | 0 | 0 | 0.19501 | 341.1462 | 0.0979 | 0 | 0 | 0.1958
2017-02-04 03:00 | 304.2256 | 0.90677 |  | 319.4566 | 0.050856 | 0 | 0 | 0.10171 | 328.4336 | 0.070327 | 0 | 0 | 0.14065 | 335.7785 | 0.086258 | 0 | 0 | 0.17252 | 336.0505 | 0.086848 | 0 | 0 | 0.1737 | 336.2319 | 0.087241 | 0 | 0 | 0.17448 | 336.5039 | 0.087831 | 0 | 0 | 0.17566 | 336.7759 | 0.088421 | 0 | 0 | 0.17684 | 337.048 | 0.089011 | 0 | 0 | 0.17802 | 337.4107 | 0.089798 | 0 | 0 | 0.1796 | 337.6827 | 0.090388 | 0 | 0 | 0.18078 | 337.8641 | 0.090781 | 0 | 0 | 0.18156 | 338.1361 | 0.091372 | 0 | 0 | 0.18274 | 338.3175 | 0.091765 | 0 | 0 | 0.18353 | 338.5895 | 0.092355 | 0 | 0 | 0.18471 | 338.8615 | 0.092945 | 0 | 0 | 0.18589 | 339.0429 | 0.093338 | 0 | 0 | 0.18668 | 339.3149 | 0.093928 | 0 | 0 | 0.18786 | 339.5869 | 0.094518 | 0 | 0 | 0.18904 | 339.6776 | 0.094715 | 0 | 0 | 0.18943 | 339.9497 | 0.095305 | 0 | 0 | 0.19061 | 340.2217 | 0.095895 | 0 | 0 | 0.19179 | 340.403 | 0.096289 | 0 | 0 | 0.19258 | 340.6751 | 0.096879 | 0 | 0 | 0.19376 | 340.8564 | 0.097272 | 0 | 0 | 0.19454 | 341.0378 | 0.097665 | 0 | 0 | 0.19533
2017-02-04 04:00 | 315.3151 | 0.93983 |  | 331.1012 | 0.076113 | 0 | 0 | 0.15223 | 340.4055 | 0.096294 | 0 | 0 | 0.19259 | 348.0181 | 0.11281 | 0 | 0 | 0.22561 | 348.3001 | 0.11342 | 0 | 0 | 0.22683 | 348.488 | 0.11382 | 0 | 0 | 0.22765 | 348.77 | 0.11444 | 0 | 0 | 0.22887 | 349.0519 | 0.11505 | 0 | 0 | 0.2301 | 349.3339 | 0.11566 | 0 | 0 | 0.23132 | 349.7098 | 0.11647 | 0 | 0 | 0.23295 | 349.9917 | 0.11709 | 0 | 0 | 0.23417 | 350.1797 | 0.11749 | 0 | 0 | 0.23499 | 350.4617 | 0.11811 | 0 | 0 | 0.23621 | 350.6496 | 0.11851 | 0 | 0 | 0.23703 | 350.9316 | 0.11912 | 0 | 0 | 0.23825 | 351.2135 | 0.11974 | 0 | 0 | 0.23947 | 351.4015 | 0.12014 | 0 | 0 | 0.24029 | 351.6834 | 0.12076 | 0 | 0 | 0.24151 | 351.9654 | 0.12137 | 0 | 0 | 0.24273 | 352.0594 | 0.12157 | 0 | 0 | 0.24314 | 352.3413 | 0.12218 | 0 | 0 | 0.24437 | 352.6233 | 0.12279 | 0 | 0 | 0.24559 | 352.8112 | 0.1232 | 0 | 0 | 0.2464 | 353.0932 | 0.12381 | 0 | 0 | 0.24763 | 353.2811 | 0.12422 | 0 | 0 | 0.24844 | 353.4691 | 0.12463 | 0 | 0 | 0.24926
2017-02-04 05:00 | 304.2502 | 0.90685 |  | 319.4824 | 0.050912 | 0 | 0 | 0.10182 | 328.4602 | 0.070385 | 0 | 0 | 0.14077 | 335.8057 | 0.086317 | 0 | 0 | 0.17263 | 336.0777 | 0.086907 | 0 | 0 | 0.17381 | 336.2591 | 0.0873 | 0 | 0 | 0.1746 | 336.5312 | 0.08789 | 0 | 0 | 0.17578 | 336.8032 | 0.088481 | 0 | 0 | 0.17696 | 337.0753 | 0.089071 | 0 | 0 | 0.17814 | 337.438 | 0.089857 | 0 | 0 | 0.17971 | 337.7101 | 0.090447 | 0 | 0 | 0.18089 | 337.8914 | 0.090841 | 0 | 0 | 0.18168 | 338.1635 | 0.091431 | 0 | 0 | 0.18286 | 338.3449 | 0.091824 | 0 | 0 | 0.18365 | 338.6169 | 0.092414 | 0 | 0 | 0.18483 | 338.889 | 0.093004 | 0 | 0 | 0.18601 | 339.0703 | 0.093398 | 0 | 0 | 0.1868 | 339.3424 | 0.093988 | 0 | 0 | 0.18798 | 339.6145 | 0.094578 | 0 | 0 | 0.18916 | 339.7051 | 0.094775 | 0 | 0 | 0.18955 | 339.9772 | 0.095365 | 0 | 0 | 0.19073 | 340.2492 | 0.095955 | 0 | 0 | 0.19191 | 340.4306 | 0.096348 | 0 | 0 | 0.1927 | 340.7027 | 0.096938 | 0 | 0 | 0.19388 | 340.884 | 0.097332 | 0 | 0 | 0.19466 | 341.0654 | 0.097725 | 0 | 0 | 0.19545
2017-02-04 06:00 | 306.5688 | 0.91376 |  | 321.9171 | 0.056192 | 0 | 0 | 0.11238 | 330.9633 | 0.075814 | 0 | 0 | 0.15163 | 338.3647 | 0.091867 | 0 | 0 | 0.18373 | 338.6389 | 0.092462 | 0 | 0 | 0.18492 | 338.8216 | 0.092858 | 0 | 0 | 0.18572 | 339.0957 | 0.093453 | 0 | 0 | 0.18691 | 339.3699 | 0.094048 | 0 | 0 | 0.1881 | 339.644 | 0.094642 | 0 | 0 | 0.18928 | 340.0095 | 0.095435 | 0 | 0 | 0.19087 | 340.2836 | 0.09603 | 0 | 0 | 0.19206 | 340.4664 | 0.096426 | 0 | 0 | 0.19285 | 340.7405 | 0.09702 | 0 | 0 | 0.19404 | 340.9233 | 0.097417 | 0 | 0 | 0.19483 | 341.1974 | 0.098011 | 0 | 0 | 0.19602 | 341.4715 | 0.098606 | 0 | 0 | 0.19721 | 341.6543 | 0.099002 | 0 | 0 | 0.198 | 341.9284 | 0.099597 | 0 | 0 | 0.19919 | 342.2025 | 0.10019 | 0 | 0 | 0.20038 | 342.2939 | 0.10039 | 0 | 0 | 0.20078 | 342.568 | 0.10098 | 0 | 0 | 0.20197 | 342.8422 | 0.10158 | 0 | 0 | 0.20316 | 343.0249 | 0.10198 | 0 | 0 | 0.20395 | 343.299 | 0.10257 | 0 | 0 | 0.20514 | 343.4818 | 0.10297 | 0 | 0 | 0.20593 | 343.6645 | 0.10336 | 0 | 0 | 0.20673
2017-02-04 07:00 | 307.0347 | 0.91515 |  | 322.4063 | 0.057254 | 0 | 0 | 0.11451 | 331.4663 | 0.076905 | 0 | 0 | 0.15381 | 338.879 | 0.092983 | 0 | 0 | 0.18597 | 339.1535 | 0.093578 | 0 | 0 | 0.18716 | 339.3365 | 0.093975 | 0 | 0 | 0.18795 | 339.6111 | 0.094571 | 0 | 0 | 0.18914 | 339.8856 | 0.095166 | 0 | 0 | 0.19033 | 340.1602 | 0.095762 | 0 | 0 | 0.19152 | 340.5262 | 0.096556 | 0 | 0 | 0.19311 | 340.8008 | 0.097151 | 0 | 0 | 0.1943 | 340.9838 | 0.097548 | 0 | 0 | 0.1951 | 341.2584 | 0.098144 | 0 | 0 | 0.19629 | 341.4414 | 0.098541 | 0 | 0 | 0.19708 | 341.7159 | 0.099136 | 0 | 0 | 0.19827 | 341.9905 | 0.099732 | 0 | 0 | 0.19946 | 342.1735 | 0.10013 | 0 | 0 | 0.20026 | 342.448 | 0.10072 | 0 | 0 | 0.20145 | 342.7226 | 0.10132 | 0 | 0 | 0.20264 | 342.8141 | 0.10152 | 0 | 0 | 0.20304 | 343.0886 | 0.10211 | 0 | 0 | 0.20423 | 343.3632 | 0.10271 | 0 | 0 | 0.20542 | 343.5462 | 0.10311 | 0 | 0 | 0.20621 | 343.8208 | 0.1037 | 0 | 0 | 0.2074 | 344.0038 | 0.1041 | 0 | 0 | 0.2082 | 344.1868 | 0.1045 | 0 | 0 | 0.20899
2017-02-04 08:00 | 301.6876 | 0.89921 |  | 316.7915 | 0.045075 | 0 | 0 | 0.09015 | 325.6936 | 0.064384 | 0 | 0 | 0.12877 | 332.9772 | 0.080182 | 0 | 0 | 0.16036 | 333.247 | 0.080767 | 0 | 0 | 0.16153 | 333.4268 | 0.081157 | 0 | 0 | 0.16231 | 333.6966 | 0.081742 | 0 | 0 | 0.16348 | 333.9664 | 0.082327 | 0 | 0 | 0.16465 | 334.2361 | 0.082912 | 0 | 0 | 0.16582 | 334.5958 | 0.083693 | 0 | 0 | 0.16739 | 334.8656 | 0.084278 | 0 | 0 | 0.16856 | 335.0454 | 0.084668 | 0 | 0 | 0.16934 | 335.3152 | 0.085253 | 0 | 0 | 0.17051 | 335.495 | 0.085643 | 0 | 0 | 0.17129 | 335.7648 | 0.086228 | 0 | 0 | 0.17246 | 336.0345 | 0.086813 | 0 | 0 | 0.17363 | 336.2144 | 0.087203 | 0 | 0 | 0.17441 | 336.4842 | 0.087788 | 0 | 0 | 0.17558 | 336.7539 | 0.088374 | 0 | 0 | 0.17675 | 336.8438 | 0.088569 | 0 | 0 | 0.17714 | 337.1136 | 0.089154 | 0 | 0 | 0.17831 | 337.3834 | 0.089739 | 0 | 0 | 0.17948 | 337.5632 | 0.090129 | 0 | 0 | 0.18026 | 337.833 | 0.090714 | 0 | 0 | 0.18143 | 338.0128 | 0.091104 | 0 | 0 | 0.18221 | 338.1926 | 0.091494 | 0 | 0 | 0.18299
2017-02-04 09:00 | 296.0421 | 0.88238 |  | 310.8634 | 0.032217 | 0 | 0 | 0.064434 | 319.599 | 0.051165 | 0 | 0 | 0.10233 | 326.7463 | 0.066667 | 0 | 0 | 0.13333 | 327.011 | 0.067241 | 0 | 0 | 0.13448 | 327.1875 | 0.067624 | 0 | 0 | 0.13525 | 327.4522 | 0.068198 | 0 | 0 | 0.1364 | 327.7169 | 0.068772 | 0 | 0 | 0.13754 | 327.9816 | 0.069346 | 0 | 0 | 0.13869 | 328.3346 | 0.070112 | 0 | 0 | 0.14022 | 328.5993 | 0.070686 | 0 | 0 | 0.14137 | 328.7758 | 0.071069 | 0 | 0 | 0.14214 | 329.0405 | 0.071643 | 0 | 0 | 0.14329 | 329.217 | 0.072026 | 0 | 0 | 0.14405 | 329.4817 | 0.0726 | 0 | 0 | 0.1452 | 329.7464 | 0.073174 | 0 | 0 | 0.14635 | 329.9229 | 0.073557 | 0 | 0 | 0.14711 | 330.1876 | 0.074131 | 0 | 0 | 0.14826 | 330.4523 | 0.074705 | 0 | 0 | 0.14941 | 330.5405 | 0.074897 | 0 | 0 | 0.14979 | 330.8053 | 0.075471 | 0 | 0 | 0.15094 | 331.07 | 0.076045 | 0 | 0 | 0.15209 | 331.2465 | 0.076428 | 0 | 0 | 0.15286 | 331.5112 | 0.077002 | 0 | 0 | 0.154 | 331.6876 | 0.077385 | 0 | 0 | 0.15477 | 331.8641 | 0.077768 | 0 | 0 | 0.15554
2017-02-04 10:00 | 271.4223 | 0.809 |  | 285.011 | 0 | 0 | 0 | 0 | 293.0201 | 0 | 0 | 0 | 0 | 299.573 | 0.0077281 | 0 | 0 | 0.015456 | 299.8157 | 0.0082545 | 0 | 0 | 0.016509 | 299.9775 | 0.0086055 | 0 | 0 | 0.017211 | 300.2202 | 0.0091319 | 0 | 0 | 0.018264 | 300.4629 | 0.0096583 | 0 | 0 | 0.019317 | 300.7056 | 0.010185 | 0 | 0 | 0.020369 | 301.0292 | 0.010887 | 0 | 0 | 0.021773 | 301.2719 | 0.011413 | 0 | 0 | 0.022826 | 301.4337 | 0.011764 | 0 | 0 | 0.023528 | 301.6764 | 0.01229 | 0 | 0 | 0.024581 | 301.8382 | 0.012641 | 0 | 0 | 0.025283 | 302.0809 | 0.013168 | 0 | 0 | 0.026336 | 302.3236 | 0.013694 | 0 | 0 | 0.027388 | 302.4854 | 0.014045 | 0 | 0 | 0.02809 | 302.7281 | 0.014572 | 0 | 0 | 0.029143 | 302.9708 | 0.015098 | 0 | 0 | 0.030196 | 303.0517 | 0.015273 | 0 | 0 | 0.030547 | 303.2944 | 0.0158 | 0 | 0 | 0.0316 | 303.5371 | 0.016326 | 0 | 0 | 0.032653 | 303.6989 | 0.016677 | 0 | 0 | 0.033354 | 303.9416 | 0.017204 | 0 | 0 | 0.034407 | 304.1034 | 0.017555 | 0 | 0 | 0.035109 | 304.2652 | 0.017906 | 0 | 0 | 0.035811
2017-02-04 11:00 | 271.1004 | 0.80804 |  | 284.673 | 0 | 0 | 0 | 0 | 292.6726 | 0 | 0 | 0 | 0 | 299.2178 | 0.0069576 | 0 | 0 | 0.013915 | 299.4602 | 0.0074834 | 0 | 0 | 0.014967 | 299.6218 | 0.0078339 | 0 | 0 | 0.015668 | 299.8642 | 0.0083597 | 0 | 0 | 0.016719 | 300.1066 | 0.0088855 | 0 | 0 | 0.017771 | 300.349 | 0.0094113 | 0 | 0 | 0.018823 | 300.6722 | 0.010112 | 0 | 0 | 0.020225 | 300.9146 | 0.010638 | 0 | 0 | 0.021276 | 301.0762 | 0.010989 | 0 | 0 | 0.021977 | 301.3187 | 0.011514 | 0 | 0 | 0.023029 | 301.4803 | 0.011865 | 0 | 0 | 0.02373 | 301.7227 | 0.012391 | 0 | 0 | 0.024782 | 301.9651 | 0.012917 | 0 | 0 | 0.025833 | 302.1267 | 0.013267 | 0 | 0 | 0.026534 | 302.3691 | 0.013793 | 0 | 0 | 0.027586 | 302.6115 | 0.014319 | 0 | 0 | 0.028637 | 302.6923 | 0.014494 | 0 | 0 | 0.028988 | 302.9347 | 0.01502 | 0 | 0 | 0.03004 | 303.1772 | 0.015546 | 0 | 0 | 0.031091 | 303.3388 | 0.015896 | 0 | 0 | 0.031792 | 303.5812 | 0.016422 | 0 | 0 | 0.032844 | 303.7428 | 0.016772 | 0 | 0 | 0.033545 | 303.9044 | 0.017123 | 0 | 0 | 0.034246
2017-02-04 12:00 | 291.3369 | 0.86836 |  | 305.9226 | 0.0215 | 0 | 0 | 0.043001 | 314.5193 | 0.040147 | 0 | 0 | 0.080293 | 321.553 | 0.055403 | 0 | 0 | 0.11081 | 321.8135 | 0.055968 | 0 | 0 | 0.11194 | 321.9872 | 0.056345 | 0 | 0 | 0.11269 | 322.2477 | 0.05691 | 0 | 0 | 0.11382 | 322.5082 | 0.057475 | 0 | 0 | 0.11495 | 322.7687 | 0.05804 | 0 | 0 | 0.11608 | 323.1161 | 0.058793 | 0 | 0 | 0.11759 | 323.3766 | 0.059358 | 0 | 0 | 0.11872 | 323.5502 | 0.059735 | 0 | 0 | 0.11947 | 323.8107 | 0.0603 | 0 | 0 | 0.1206 | 323.9844 | 0.060677 | 0 | 0 | 0.12135 | 324.2449 | 0.061242 | 0 | 0 | 0.12248 | 324.5054 | 0.061807 | 0 | 0 | 0.12361 | 324.6791 | 0.062183 | 0 | 0 | 0.12437 | 324.9396 | 0.062748 | 0 | 0 | 0.1255 | 325.2001 | 0.063313 | 0 | 0 | 0.12663 | 325.287 | 0.063502 | 0 | 0 | 0.127 | 325.5475 | 0.064067 | 0 | 0 | 0.12813 | 325.808 | 0.064632 | 0 | 0 | 0.12926 | 325.9816 | 0.065008 | 0 | 0 | 0.13002 | 326.2421 | 0.065574 | 0 | 0 | 0.13115 | 326.4158 | 0.06595 | 0 | 0 | 0.1319 | 326.5895 | 0.066327 | 0 | 0 | 0.13265
2017-02-04 13:00 | 290.6356 | 0.86627 |  | 305.1862 | 0.019903 | 0 | 0 | 0.039806 | 313.7622 | 0.038505 | 0 | 0 | 0.077009 | 320.779 | 0.053724 | 0 | 0 | 0.10745 | 321.0389 | 0.054288 | 0 | 0 | 0.10858 | 321.2122 | 0.054663 | 0 | 0 | 0.10933 | 321.472 | 0.055227 | 0 | 0 | 0.11045 | 321.7319 | 0.055791 | 0 | 0 | 0.11158 | 321.9918 | 0.056355 | 0 | 0 | 0.11271 | 322.3383 | 0.057106 | 0 | 0 | 0.11421 | 322.5982 | 0.05767 | 0 | 0 | 0.11534 | 322.7714 | 0.058046 | 0 | 0 | 0.11609 | 323.0313 | 0.058609 | 0 | 0 | 0.11722 | 323.2046 | 0.058985 | 0 | 0 | 0.11797 | 323.4645 | 0.059549 | 0 | 0 | 0.1191 | 323.7243 | 0.060112 | 0 | 0 | 0.12022 | 323.8976 | 0.060488 | 0 | 0 | 0.12098 | 324.1575 | 0.061052 | 0 | 0 | 0.1221 | 324.4173 | 0.061616 | 0 | 0 | 0.12323 | 324.504 | 0.061803 | 0 | 0 | 0.12361 | 324.7639 | 0.062367 | 0 | 0 | 0.12473 | 325.0237 | 0.062931 | 0 | 0 | 0.12586 | 325.197 | 0.063307 | 0 | 0 | 0.12661 | 325.4569 | 0.06387 | 0 | 0 | 0.12774 | 325.6301 | 0.064246 | 0 | 0 | 0.12849 | 325.8034 | 0.064622 | 0 | 0 | 0.12924
2017-02-04 14:00 | 294.0159 | 0.87634 |  | 308.7357 | 0.027602 | 0 | 0 | 0.055204 | 317.4115 | 0.04642 | 0 | 0 | 0.09284 | 324.5099 | 0.061816 | 0 | 0 | 0.12363 | 324.7728 | 0.062386 | 0 | 0 | 0.12477 | 324.948 | 0.062767 | 0 | 0 | 0.12553 | 325.2109 | 0.063337 | 0 | 0 | 0.12667 | 325.4738 | 0.063907 | 0 | 0 | 0.12781 | 325.7368 | 0.064477 | 0 | 0 | 0.12895 | 326.0873 | 0.065238 | 0 | 0 | 0.13048 | 326.3502 | 0.065808 | 0 | 0 | 0.13162 | 326.5255 | 0.066188 | 0 | 0 | 0.13238 | 326.7884 | 0.066758 | 0 | 0 | 0.13352 | 326.9636 | 0.067138 | 0 | 0 | 0.13428 | 327.2265 | 0.067709 | 0 | 0 | 0.13542 | 327.4894 | 0.068279 | 0 | 0 | 0.13656 | 327.6647 | 0.068659 | 0 | 0 | 0.13732 | 327.9276 | 0.069229 | 0 | 0 | 0.13846 | 328.1905 | 0.0698 | 0 | 0 | 0.1396 | 328.2781 | 0.06999 | 0 | 0 | 0.13998 | 328.541 | 0.07056 | 0 | 0 | 0.14112 | 328.804 | 0.07113 | 0 | 0 | 0.14226 | 328.9792 | 0.07151 | 0 | 0 | 0.14302 | 329.2421 | 0.07208 | 0 | 0 | 0.14416 | 329.4174 | 0.072461 | 0 | 0 | 0.14492 | 329.5927 | 0.072841 | 0 | 0 | 0.14568
2017-02-04 15:00 | 292.6355 | 0.87223 |  | 307.2862 | 0.024458 | 0 | 0 | 0.048916 | 315.9212 | 0.043187 | 0 | 0 | 0.086375 | 322.9863 | 0.058512 | 0 | 0 | 0.11702 | 323.248 | 0.059079 | 0 | 0 | 0.11816 | 323.4224 | 0.059458 | 0 | 0 | 0.11892 | 323.6841 | 0.060025 | 0 | 0 | 0.12005 | 323.9458 | 0.060593 | 0 | 0 | 0.12119 | 324.2074 | 0.06116 | 0 | 0 | 0.12232 | 324.5563 | 0.061917 | 0 | 0 | 0.12383 | 324.818 | 0.062485 | 0 | 0 | 0.12497 | 324.9924 | 0.062863 | 0 | 0 | 0.12573 | 325.2541 | 0.06343 | 0 | 0 | 0.12686 | 325.4285 | 0.063809 | 0 | 0 | 0.12762 | 325.6902 | 0.064376 | 0 | 0 | 0.12875 | 325.9519 | 0.064944 | 0 | 0 | 0.12989 | 326.1263 | 0.065322 | 0 | 0 | 0.13064 | 326.388 | 0.06589 | 0 | 0 | 0.13178 | 326.6497 | 0.066457 | 0 | 0 | 0.13291 | 326.7369 | 0.066647 | 0 | 0 | 0.13329 | 326.9986 | 0.067214 | 0 | 0 | 0.13443 | 327.2602 | 0.067782 | 0 | 0 | 0.13556 | 327.4347 | 0.06816 | 0 | 0 | 0.13632 | 327.6963 | 0.068728 | 0 | 0 | 0.13746 | 327.8708 | 0.069106 | 0 | 0 | 0.13821 | 328.0452 | 0.069484 | 0 | 0 | 0.13897
2017-02-04 16:00 | 286.0779 | 0.85268 |  | 300.4003 | 0.0095225 | 0 | 0 | 0.019045 | 308.8419 | 0.027832 | 0 | 0 | 0.055665 | 315.7486 | 0.042813 | 0 | 0 | 0.085626 | 316.0044 | 0.043368 | 0 | 0 | 0.086736 | 316.1749 | 0.043738 | 0 | 0 | 0.087475 | 316.4307 | 0.044293 | 0 | 0 | 0.088585 | 316.6865 | 0.044847 | 0 | 0 | 0.089695 | 316.9423 | 0.045402 | 0 | 0 | 0.090805 | 317.2834 | 0.046142 | 0 | 0 | 0.092284 | 317.5392 | 0.046697 | 0 | 0 | 0.093394 | 317.7098 | 0.047067 | 0 | 0 | 0.094134 | 317.9656 | 0.047622 | 0 | 0 | 0.095243 | 318.1361 | 0.047992 | 0 | 0 | 0.095983 | 318.3919 | 0.048546 | 0 | 0 | 0.097093 | 318.6477 | 0.049101 | 0 | 0 | 0.098202 | 318.8182 | 0.049471 | 0 | 0 | 0.098942 | 319.0741 | 0.050026 | 0 | 0 | 0.10005 | 319.3299 | 0.050581 | 0 | 0 | 0.10116 | 319.4151 | 0.050766 | 0 | 0 | 0.10153 | 319.6709 | 0.051321 | 0 | 0 | 0.10264 | 319.9267 | 0.051875 | 0 | 0 | 0.10375 | 320.0973 | 0.052245 | 0 | 0 | 0.10449 | 320.3531 | 0.0528 | 0 | 0 | 0.1056 | 320.5236 | 0.05317 | 0 | 0 | 0.10634 | 320.6942 | 0.05354 | 0 | 0 | 0.10708
2017-02-04 17:00 | 289.2925 | 0.86226 |  | 303.7759 | 0.016844 | 0 | 0 | 0.033688 | 312.3123 | 0.03536 | 0 | 0 | 0.070719 | 319.2966 | 0.050509 | 0 | 0 | 0.10102 | 319.5553 | 0.05107 | 0 | 0 | 0.10214 | 319.7278 | 0.051444 | 0 | 0 | 0.10289 | 319.9864 | 0.052005 | 0 | 0 | 0.10401 | 320.2451 | 0.052566 | 0 | 0 | 0.10513 | 320.5038 | 0.053127 | 0 | 0 | 0.10625 | 320.8487 | 0.053875 | 0 | 0 | 0.10775 | 321.1074 | 0.054436 | 0 | 0 | 0.10887 | 321.2798 | 0.05481 | 0 | 0 | 0.10962 | 321.5385 | 0.055371 | 0 | 0 | 0.11074 | 321.711 | 0.055745 | 0 | 0 | 0.11149 | 321.9696 | 0.056306 | 0 | 0 | 0.11261 | 322.2283 | 0.056868 | 0 | 0 | 0.11374 | 322.4008 | 0.057242 | 0 | 0 | 0.11448 | 322.6595 | 0.057803 | 0 | 0 | 0.11561 | 322.9181 | 0.058364 | 0 | 0 | 0.11673 | 323.0044 | 0.058551 | 0 | 0 | 0.1171 | 323.263 | 0.059112 | 0 | 0 | 0.11822 | 323.5217 | 0.059673 | 0 | 0 | 0.11935 | 323.6942 | 0.060047 | 0 | 0 | 0.12009 | 323.9529 | 0.060608 | 0 | 0 | 0.12122 | 324.1253 | 0.060982 | 0 | 0 | 0.12196 | 324.2978 | 0.061356 | 0 | 0 | 0.12271
2017-02-04 18:00 | 292.0662 | 0.87053 |  | 306.6884 | 0.023161 | 0 | 0 | 0.046323 | 315.3066 | 0.041854 | 0 | 0 | 0.083709 | 322.3579 | 0.057149 | 0 | 0 | 0.1143 | 322.6191 | 0.057715 | 0 | 0 | 0.11543 | 322.7932 | 0.058093 | 0 | 0 | 0.11619 | 323.0544 | 0.058659 | 0 | 0 | 0.11732 | 323.3155 | 0.059226 | 0 | 0 | 0.11845 | 323.5767 | 0.059792 | 0 | 0 | 0.11958 | 323.9249 | 0.060547 | 0 | 0 | 0.12109 | 324.1861 | 0.061114 | 0 | 0 | 0.12223 | 324.3602 | 0.061492 | 0 | 0 | 0.12298 | 324.6213 | 0.062058 | 0 | 0 | 0.12412 | 324.7954 | 0.062436 | 0 | 0 | 0.12487 | 325.0566 | 0.063002 | 0 | 0 | 0.126 | 325.3178 | 0.063569 | 0 | 0 | 0.12714 | 325.4919 | 0.063946 | 0 | 0 | 0.12789 | 325.753 | 0.064513 | 0 | 0 | 0.12903 | 326.0142 | 0.065079 | 0 | 0 | 0.13016 | 326.1012 | 0.065268 | 0 | 0 | 0.13054 | 326.3624 | 0.065834 | 0 | 0 | 0.13167 | 326.6236 | 0.066401 | 0 | 0 | 0.1328 | 326.7977 | 0.066778 | 0 | 0 | 0.13356 | 327.0588 | 0.067345 | 0 | 0 | 0.13469 | 327.2329 | 0.067723 | 0 | 0 | 0.13545 | 327.407 | 0.0681 | 0 | 0 | 0.1362
2017-02-04 19:00 | 292.9879 | 0.87328 |  | 307.6563 | 0.025261 | 0 | 0 | 0.050522 | 316.3018 | 0.044013 | 0 | 0 | 0.088026 | 323.3753 | 0.059355 | 0 | 0 | 0.11871 | 323.6373 | 0.059924 | 0 | 0 | 0.11985 | 323.812 | 0.060302 | 0 | 0 | 0.1206 | 324.074 | 0.060871 | 0 | 0 | 0.12174 | 324.3359 | 0.061439 | 0 | 0 | 0.12288 | 324.5979 | 0.062007 | 0 | 0 | 0.12401 | 324.9472 | 0.062765 | 0 | 0 | 0.12553 | 325.2092 | 0.063333 | 0 | 0 | 0.12667 | 325.3839 | 0.063712 | 0 | 0 | 0.12742 | 325.6459 | 0.06428 | 0 | 0 | 0.12856 | 325.8205 | 0.064659 | 0 | 0 | 0.12932 | 326.0825 | 0.065227 | 0 | 0 | 0.13045 | 326.3445 | 0.065795 | 0 | 0 | 0.13159 | 326.5191 | 0.066174 | 0 | 0 | 0.13235 | 326.7811 | 0.066743 | 0 | 0 | 0.13349 | 327.0431 | 0.067311 | 0 | 0 | 0.13462 | 327.1304 | 0.0675 | 0 | 0 | 0.135 | 327.3924 | 0.068068 | 0 | 0 | 0.13614 | 327.6544 | 0.068637 | 0 | 0 | 0.13727 | 327.8291 | 0.069016 | 0 | 0 | 0.13803 | 328.091 | 0.069584 | 0 | 0 | 0.13917 | 328.2657 | 0.069963 | 0 | 0 | 0.13993 | 328.4404 | 0.070341 | 0 | 0 | 0.14068
2017-02-04 20:00 | 293.5515 | 0.87496 |  | 308.2481 | 0.026544 | 0 | 0 | 0.053089 | 316.9102 | 0.045332 | 0 | 0 | 0.090665 | 323.9973 | 0.060704 | 0 | 0 | 0.12141 | 324.2598 | 0.061274 | 0 | 0 | 0.12255 | 324.4348 | 0.061653 | 0 | 0 | 0.12331 | 324.6973 | 0.062223 | 0 | 0 | 0.12445 | 324.9598 | 0.062792 | 0 | 0 | 0.12558 | 325.2223 | 0.063361 | 0 | 0 | 0.12672 | 325.5722 | 0.064121 | 0 | 0 | 0.12824 | 325.8347 | 0.06469 | 0 | 0 | 0.12938 | 326.0097 | 0.065069 | 0 | 0 | 0.13014 | 326.2722 | 0.065639 | 0 | 0 | 0.13128 | 326.4472 | 0.066018 | 0 | 0 | 0.13204 | 326.7097 | 0.066588 | 0 | 0 | 0.13318 | 326.9722 | 0.067157 | 0 | 0 | 0.13431 | 327.1472 | 0.067537 | 0 | 0 | 0.13507 | 327.4097 | 0.068106 | 0 | 0 | 0.13621 | 327.6721 | 0.068675 | 0 | 0 | 0.13735 | 327.7596 | 0.068865 | 0 | 0 | 0.13773 | 328.0221 | 0.069434 | 0 | 0 | 0.13887 | 328.2846 | 0.070004 | 0 | 0 | 0.14001 | 328.4596 | 0.070383 | 0 | 0 | 0.14077 | 328.7221 | 0.070953 | 0 | 0 | 0.14191 | 328.8971 | 0.071332 | 0 | 0 | 0.14266 | 329.0721 | 0.071712 | 0 | 0 | 0.14342
2017-02-04 21:00 | 300.9119 | 0.8969 |  | 315.977 | 0.043308 | 0 | 0 | 0.086617 | 324.8563 | 0.062568 | 0 | 0 | 0.12514 | 332.1211 | 0.078325 | 0 | 0 | 0.15665 | 332.3902 | 0.078909 | 0 | 0 | 0.15782 | 332.5696 | 0.079298 | 0 | 0 | 0.1586 | 332.8387 | 0.079881 | 0 | 0 | 0.15976 | 333.1077 | 0.080465 | 0 | 0 | 0.16093 | 333.3768 | 0.081049 | 0 | 0 | 0.1621 | 333.7356 | 0.081827 | 0 | 0 | 0.16365 | 334.0046 | 0.08241 | 0 | 0 | 0.16482 | 334.184 | 0.082799 | 0 | 0 | 0.1656 | 334.4531 | 0.083383 | 0 | 0 | 0.16677 | 334.6325 | 0.083772 | 0 | 0 | 0.16754 | 334.9015 | 0.084356 | 0 | 0 | 0.16871 | 335.1706 | 0.084939 | 0 | 0 | 0.16988 | 335.35 | 0.085328 | 0 | 0 | 0.17066 | 335.619 | 0.085912 | 0 | 0 | 0.17182 | 335.8881 | 0.086496 | 0 | 0 | 0.17299 | 335.9778 | 0.08669 | 0 | 0 | 0.17338 | 336.2469 | 0.087274 | 0 | 0 | 0.17455 | 336.5159 | 0.087857 | 0 | 0 | 0.17571 | 336.6953 | 0.088246 | 0 | 0 | 0.17649 | 336.9644 | 0.08883 | 0 | 0 | 0.17766 | 337.1438 | 0.089219 | 0 | 0 | 0.17844 | 337.3231 | 0.089608 | 0 | 0 | 0.17922
2017-02-04 22:00 | 297.1287 | 0.88562 |  | 312.0044 | 0.034692 | 0 | 0 | 0.069384 | 320.7721 | 0.053709 | 0 | 0 | 0.10742 | 327.9456 | 0.069268 | 0 | 0 | 0.13854 | 328.2113 | 0.069845 | 0 | 0 | 0.13969 | 328.3884 | 0.070229 | 0 | 0 | 0.14046 | 328.6541 | 0.070805 | 0 | 0 | 0.14161 | 328.9198 | 0.071381 | 0 | 0 | 0.14276 | 329.1855 | 0.071958 | 0 | 0 | 0.14392 | 329.5397 | 0.072726 | 0 | 0 | 0.14545 | 329.8054 | 0.073302 | 0 | 0 | 0.1466 | 329.9825 | 0.073686 | 0 | 0 | 0.14737 | 330.2482 | 0.074263 | 0 | 0 | 0.14853 | 330.4253 | 0.074647 | 0 | 0 | 0.14929 | 330.691 | 0.075223 | 0 | 0 | 0.15045 | 330.9567 | 0.075799 | 0 | 0 | 0.1516 | 331.1338 | 0.076184 | 0 | 0 | 0.15237 | 331.3995 | 0.07676 | 0 | 0 | 0.15352 | 331.6652 | 0.077336 | 0 | 0 | 0.15467 | 331.7538 | 0.077528 | 0 | 0 | 0.15506 | 332.0194 | 0.078104 | 0 | 0 | 0.15621 | 332.2851 | 0.078681 | 0 | 0 | 0.15736 | 332.4623 | 0.079065 | 0 | 0 | 0.15813 | 332.7279 | 0.079641 | 0 | 0 | 0.15928 | 332.9051 | 0.080025 | 0 | 0 | 0.16005 | 333.0822 | 0.08041 | 0 | 0 | 0.16082
2017-02-04 23:00 | 300.2688 | 0.89498 |  | 315.3016 | 0.041844 | 0 | 0 | 0.083687 | 324.162 | 0.061062 | 0 | 0 | 0.12212 | 331.4113 | 0.076785 | 0 | 0 | 0.15357 | 331.6798 | 0.077368 | 0 | 0 | 0.15474 | 331.8588 | 0.077756 | 0 | 0 | 0.15551 | 332.1273 | 0.078338 | 0 | 0 | 0.15668 | 332.3958 | 0.078921 | 0 | 0 | 0.15784 | 332.6643 | 0.079503 | 0 | 0 | 0.15901 | 333.0223 | 0.08028 | 0 | 0 | 0.16056 | 333.2908 | 0.080862 | 0 | 0 | 0.16172 | 333.4698 | 0.08125 | 0 | 0 | 0.1625 | 333.7382 | 0.081833 | 0 | 0 | 0.16367 | 333.9172 | 0.082221 | 0 | 0 | 0.16444 | 334.1857 | 0.082803 | 0 | 0 | 0.16561 | 334.4542 | 0.083386 | 0 | 0 | 0.16677 | 334.6332 | 0.083774 | 0 | 0 | 0.16755 | 334.9017 | 0.084356 | 0 | 0 | 0.16871 | 335.1702 | 0.084939 | 0 | 0 | 0.16988 | 335.2597 | 0.085133 | 0 | 0 | 0.17027 | 335.5282 | 0.085715 | 0 | 0 | 0.17143 | 335.7967 | 0.086297 | 0 | 0 | 0.17259 | 335.9757 | 0.086686 | 0 | 0 | 0.17337 | 336.2442 | 0.087268 | 0 | 0 | 0.17454 | 336.4232 | 0.087656 | 0 | 0 | 0.17531 | 336.6022 | 0.088044 | 0 | 0 | 0.17609
2017-02-05 | 301.1724 | 0.89767 |  | 316.2505 | 0.043902 | 0 | 0 | 0.087803 | 325.1375 | 0.063178 | 0 | 0 | 0.12636 | 332.4087 | 0.078949 | 0 | 0 | 0.1579 | 332.678 | 0.079533 | 0 | 0 | 0.15907 | 332.8575 | 0.079922 | 0 | 0 | 0.15984 | 333.1268 | 0.080506 | 0 | 0 | 0.16101 | 333.3961 | 0.08109 | 0 | 0 | 0.16218 | 333.6654 | 0.081675 | 0 | 0 | 0.16335 | 334.0245 | 0.082453 | 0 | 0 | 0.16491 | 334.2938 | 0.083037 | 0 | 0 | 0.16607 | 334.4733 | 0.083427 | 0 | 0 | 0.16685 | 334.7426 | 0.084011 | 0 | 0 | 0.16802 | 334.9221 | 0.0844 | 0 | 0 | 0.1688 | 335.1914 | 0.084985 | 0 | 0 | 0.16997 | 335.4607 | 0.085569 | 0 | 0 | 0.17114 | 335.6403 | 0.085958 | 0 | 0 | 0.17192 | 335.9096 | 0.086542 | 0 | 0 | 0.17308 | 336.1789 | 0.087126 | 0 | 0 | 0.17425 | 336.2687 | 0.087321 | 0 | 0 | 0.17464 | 336.538 | 0.087905 | 0 | 0 | 0.17581 | 336.8073 | 0.088489 | 0 | 0 | 0.17698 | 336.9868 | 0.088879 | 0 | 0 | 0.17776 | 337.2561 | 0.089463 | 0 | 0 | 0.17893 | 337.4356 | 0.089852 | 0 | 0 | 0.1797 | 337.6152 | 0.090242 | 0 | 0 | 0.18048
2017-02-05 01:00 | 303.1525 | 0.90358 |  | 318.3298 | 0.048412 | 0 | 0 | 0.096823 | 327.2752 | 0.067814 | 0 | 0 | 0.13563 | 334.5941 | 0.083689 | 0 | 0 | 0.16738 | 334.8652 | 0.084277 | 0 | 0 | 0.16855 | 335.0459 | 0.084669 | 0 | 0 | 0.16934 | 335.317 | 0.085257 | 0 | 0 | 0.17051 | 335.5881 | 0.085845 | 0 | 0 | 0.17169 | 335.8591 | 0.086433 | 0 | 0 | 0.17287 | 336.2206 | 0.087217 | 0 | 0 | 0.17443 | 336.4916 | 0.087805 | 0 | 0 | 0.17561 | 336.6724 | 0.088197 | 0 | 0 | 0.17639 | 336.9434 | 0.088785 | 0 | 0 | 0.17757 | 337.1242 | 0.089177 | 0 | 0 | 0.17835 | 337.3952 | 0.089765 | 0 | 0 | 0.17953 | 337.6663 | 0.090353 | 0 | 0 | 0.18071 | 337.847 | 0.090744 | 0 | 0 | 0.18149 | 338.1181 | 0.091332 | 0 | 0 | 0.18266 | 338.3892 | 0.09192 | 0 | 0 | 0.18384 | 338.4795 | 0.092116 | 0 | 0 | 0.18423 | 338.7506 | 0.092704 | 0 | 0 | 0.18541 | 339.0217 | 0.093292 | 0 | 0 | 0.18658 | 339.2024 | 0.093684 | 0 | 0 | 0.18737 | 339.4734 | 0.094272 | 0 | 0 | 0.18854 | 339.6542 | 0.094664 | 0 | 0 | 0.18933 | 339.8349 | 0.095056 | 0 | 0 | 0.19011
2017-02-05 02:00 | 306.1993 | 0.91266 |  | 321.5291 | 0.055351 | 0 | 0 | 0.1107 | 330.5644 | 0.074948 | 0 | 0 | 0.1499 | 337.9569 | 0.090983 | 0 | 0 | 0.18197 | 338.2307 | 0.091577 | 0 | 0 | 0.18315 | 338.4132 | 0.091973 | 0 | 0 | 0.18395 | 338.687 | 0.092566 | 0 | 0 | 0.18513 | 338.9608 | 0.09316 | 0 | 0 | 0.18632 | 339.2346 | 0.093754 | 0 | 0 | 0.18751 | 339.5997 | 0.094546 | 0 | 0 | 0.18909 | 339.8735 | 0.09514 | 0 | 0 | 0.19028 | 340.056 | 0.095536 | 0 | 0 | 0.19107 | 340.3298 | 0.09613 | 0 | 0 | 0.19226 | 340.5123 | 0.096526 | 0 | 0 | 0.19305 | 340.7861 | 0.097119 | 0 | 0 | 0.19424 | 341.0599 | 0.097713 | 0 | 0 | 0.19543 | 341.2424 | 0.098109 | 0 | 0 | 0.19622 | 341.5162 | 0.098703 | 0 | 0 | 0.19741 | 341.79 | 0.099297 | 0 | 0 | 0.19859 | 341.8813 | 0.099495 | 0 | 0 | 0.19899 | 342.1551 | 0.10009 | 0 | 0 | 0.20018 | 342.4289 | 0.10068 | 0 | 0 | 0.20137 | 342.6114 | 0.10108 | 0 | 0 | 0.20216 | 342.8852 | 0.10167 | 0 | 0 | 0.20334 | 343.0678 | 0.10207 | 0 | 0 | 0.20414 | 343.2503 | 0.10246 | 0 | 0 | 0.20493
2017-02-05 03:00 | 307.4742 | 0.91646 |  | 322.8678 | 0.058254 | 0 | 0 | 0.11651 | 331.9407 | 0.077934 | 0 | 0 | 0.15587 | 339.364 | 0.094035 | 0 | 0 | 0.18807 | 339.6389 | 0.094631 | 0 | 0 | 0.18926 | 339.8222 | 0.095029 | 0 | 0 | 0.19006 | 340.0971 | 0.095625 | 0 | 0 | 0.19125 | 340.3721 | 0.096221 | 0 | 0 | 0.19244 | 340.647 | 0.096818 | 0 | 0 | 0.19364 | 341.0136 | 0.097613 | 0 | 0 | 0.19523 | 341.2885 | 0.098209 | 0 | 0 | 0.19642 | 341.4718 | 0.098607 | 0 | 0 | 0.19721 | 341.7468 | 0.099203 | 0 | 0 | 0.19841 | 341.9301 | 0.099601 | 0 | 0 | 0.1992 | 342.205 | 0.1002 | 0 | 0 | 0.20039 | 342.4799 | 0.10079 | 0 | 0 | 0.20159 | 342.6632 | 0.10119 | 0 | 0 | 0.20238 | 342.9382 | 0.10179 | 0 | 0 | 0.20357 | 343.2131 | 0.10238 | 0 | 0 | 0.20477 | 343.3047 | 0.10258 | 0 | 0 | 0.20516 | 343.5797 | 0.10318 | 0 | 0 | 0.20636 | 343.8546 | 0.10377 | 0 | 0 | 0.20755 | 344.0379 | 0.10417 | 0 | 0 | 0.20835 | 344.3129 | 0.10477 | 0 | 0 | 0.20954 | 344.4961 | 0.10517 | 0 | 0 | 0.21033 | 344.6794 | 0.10556 | 0 | 0 | 0.21113
2017-02-05 04:00 | 308.9713 | 0.92092 |  | 324.4398 | 0.061664 | 0 | 0 | 0.12333 | 333.5569 | 0.081439 | 0 | 0 | 0.16288 | 341.0164 | 0.097619 | 0 | 0 | 0.19524 | 341.2926 | 0.098218 | 0 | 0 | 0.19644 | 341.4768 | 0.098618 | 0 | 0 | 0.19724 | 341.7531 | 0.099217 | 0 | 0 | 0.19843 | 342.0294 | 0.099816 | 0 | 0 | 0.19963 | 342.3056 | 0.10042 | 0 | 0 | 0.20083 | 342.674 | 0.10121 | 0 | 0 | 0.20243 | 342.9503 | 0.10181 | 0 | 0 | 0.20363 | 343.1345 | 0.10221 | 0 | 0 | 0.20443 | 343.4107 | 0.10281 | 0 | 0 | 0.20562 | 343.5949 | 0.10321 | 0 | 0 | 0.20642 | 343.8712 | 0.10381 | 0 | 0 | 0.20762 | 344.1475 | 0.10441 | 0 | 0 | 0.20882 | 344.3317 | 0.10481 | 0 | 0 | 0.20962 | 344.6079 | 0.10541 | 0 | 0 | 0.21082 | 344.8842 | 0.10601 | 0 | 0 | 0.21202 | 344.9763 | 0.10621 | 0 | 0 | 0.21242 | 345.2526 | 0.10681 | 0 | 0 | 0.21361 | 345.5289 | 0.10741 | 0 | 0 | 0.21481 | 345.713 | 0.10781 | 0 | 0 | 0.21561 | 345.9893 | 0.10841 | 0 | 0 | 0.21681 | 346.1735 | 0.1088 | 0 | 0 | 0.21761 | 346.3577 | 0.1092 | 0 | 0 | 0.21841
2017-02-05 05:00 | 311.4312 | 0.92825 |  | 327.0229 | 0.067267 | 0 | 0 | 0.13453 | 336.2126 | 0.087199 | 0 | 0 | 0.1744 | 343.7314 | 0.10351 | 0 | 0 | 0.20702 | 344.0099 | 0.10411 | 0 | 0 | 0.20822 | 344.1955 | 0.10451 | 0 | 0 | 0.20903 | 344.474 | 0.10512 | 0 | 0 | 0.21024 | 344.7525 | 0.10572 | 0 | 0 | 0.21144 | 345.031 | 0.10633 | 0 | 0 | 0.21265 | 345.4023 | 0.10713 | 0 | 0 | 0.21426 | 345.6807 | 0.10774 | 0 | 0 | 0.21547 | 345.8664 | 0.10814 | 0 | 0 | 0.21628 | 346.1449 | 0.10874 | 0 | 0 | 0.21749 | 346.3305 | 0.10915 | 0 | 0 | 0.21829 | 346.609 | 0.10975 | 0 | 0 | 0.2195 | 346.8875 | 0.11035 | 0 | 0 | 0.22071 | 347.0731 | 0.11076 | 0 | 0 | 0.22151 | 347.3516 | 0.11136 | 0 | 0 | 0.22272 | 347.6301 | 0.11196 | 0 | 0 | 0.22393 | 347.7229 | 0.11217 | 0 | 0 | 0.22433 | 348.0014 | 0.11277 | 0 | 0 | 0.22554 | 348.2798 | 0.11337 | 0 | 0 | 0.22675 | 348.4655 | 0.11378 | 0 | 0 | 0.22755 | 348.744 | 0.11438 | 0 | 0 | 0.22876 | 348.9296 | 0.11478 | 0 | 0 | 0.22957 | 349.1153 | 0.11519 | 0 | 0 | 0.23037
2017-02-05 06:00 | 309.7459 | 0.92323 |  | 325.2533 | 0.063429 | 0 | 0 | 0.12686 | 334.3932 | 0.083253 | 0 | 0 | 0.16651 | 341.8714 | 0.099473 | 0 | 0 | 0.19895 | 342.1484 | 0.10007 | 0 | 0 | 0.20015 | 342.333 | 0.10047 | 0 | 0 | 0.20095 | 342.61 | 0.10108 | 0 | 0 | 0.20215 | 342.8869 | 0.10168 | 0 | 0 | 0.20335 | 343.1639 | 0.10228 | 0 | 0 | 0.20455 | 343.5332 | 0.10308 | 0 | 0 | 0.20616 | 343.8102 | 0.10368 | 0 | 0 | 0.20736 | 343.9948 | 0.10408 | 0 | 0 | 0.20816 | 344.2718 | 0.10468 | 0 | 0 | 0.20936 | 344.4564 | 0.10508 | 0 | 0 | 0.21016 | 344.7334 | 0.10568 | 0 | 0 | 0.21136 | 345.0104 | 0.10628 | 0 | 0 | 0.21256 | 345.195 | 0.10668 | 0 | 0 | 0.21336 | 345.472 | 0.10728 | 0 | 0 | 0.21457 | 345.7489 | 0.10788 | 0 | 0 | 0.21577 | 345.8413 | 0.10808 | 0 | 0 | 0.21617 | 346.1182 | 0.10868 | 0 | 0 | 0.21737 | 346.3952 | 0.10929 | 0 | 0 | 0.21857 | 346.5798 | 0.10969 | 0 | 0 | 0.21937 | 346.8568 | 0.11029 | 0 | 0 | 0.22057 | 347.0415 | 0.11069 | 0 | 0 | 0.22137 | 347.2261 | 0.11109 | 0 | 0 | 0.22218
2017-02-05 07:00 | 314.3807 | 0.93704 |  | 330.1201 | 0.073985 | 0 | 0 | 0.14797 | 339.3968 | 0.094106 | 0 | 0 | 0.18821 | 346.9869 | 0.11057 | 0 | 0 | 0.22114 | 347.268 | 0.11118 | 0 | 0 | 0.22236 | 347.4554 | 0.11159 | 0 | 0 | 0.22317 | 347.7365 | 0.11219 | 0 | 0 | 0.22439 | 348.0176 | 0.1128 | 0 | 0 | 0.22561 | 348.2987 | 0.11341 | 0 | 0 | 0.22683 | 348.6736 | 0.11423 | 0 | 0 | 0.22845 | 348.9547 | 0.11484 | 0 | 0 | 0.22967 | 349.1421 | 0.11524 | 0 | 0 | 0.23049 | 349.4232 | 0.11585 | 0 | 0 | 0.23171 | 349.6106 | 0.11626 | 0 | 0 | 0.23252 | 349.8917 | 0.11687 | 0 | 0 | 0.23374 | 350.1728 | 0.11748 | 0 | 0 | 0.23496 | 350.3602 | 0.11789 | 0 | 0 | 0.23577 | 350.6413 | 0.1185 | 0 | 0 | 0.23699 | 350.9225 | 0.11911 | 0 | 0 | 0.23821 | 351.0162 | 0.11931 | 0 | 0 | 0.23862 | 351.2973 | 0.11992 | 0 | 0 | 0.23984 | 351.5784 | 0.12053 | 0 | 0 | 0.24106 | 351.7658 | 0.12093 | 0 | 0 | 0.24187 | 352.0469 | 0.12154 | 0 | 0 | 0.24309 | 352.2343 | 0.12195 | 0 | 0 | 0.2439 | 352.4217 | 0.12236 | 0 | 0 | 0.24471
2017-02-05 08:00 | 313.7344 | 0.93512 |  | 329.4414 | 0.072513 | 0 | 0 | 0.14503 | 338.6991 | 0.092593 | 0 | 0 | 0.18519 | 346.2735 | 0.10902 | 0 | 0 | 0.21804 | 346.5541 | 0.10963 | 0 | 0 | 0.21926 | 346.7411 | 0.11004 | 0 | 0 | 0.22007 | 347.0216 | 0.11064 | 0 | 0 | 0.22129 | 347.3022 | 0.11125 | 0 | 0 | 0.22251 | 347.5827 | 0.11186 | 0 | 0 | 0.22372 | 347.9567 | 0.11267 | 0 | 0 | 0.22534 | 348.2373 | 0.11328 | 0 | 0 | 0.22656 | 348.4243 | 0.11369 | 0 | 0 | 0.22737 | 348.7048 | 0.1143 | 0 | 0 | 0.22859 | 348.8919 | 0.1147 | 0 | 0 | 0.2294 | 349.1724 | 0.11531 | 0 | 0 | 0.23062 | 349.4529 | 0.11592 | 0 | 0 | 0.23184 | 349.64 | 0.11632 | 0 | 0 | 0.23265 | 349.9205 | 0.11693 | 0 | 0 | 0.23386 | 350.201 | 0.11754 | 0 | 0 | 0.23508 | 350.2945 | 0.11774 | 0 | 0 | 0.23549 | 350.5751 | 0.11835 | 0 | 0 | 0.2367 | 350.8556 | 0.11896 | 0 | 0 | 0.23792 | 351.0426 | 0.11937 | 0 | 0 | 0.23873 | 351.3232 | 0.11997 | 0 | 0 | 0.23995 | 351.5102 | 0.12038 | 0 | 0 | 0.24076 | 351.6972 | 0.12079 | 0 | 0 | 0.24157
2017-02-05 09:00 | 319.2703 | 0.95162 |  | 335.2545 | 0.085121 | 0 | 0 | 0.17024 | 344.6755 | 0.10556 | 0 | 0 | 0.21111 | 352.3836 | 0.12227 | 0 | 0 | 0.24455 | 352.6691 | 0.12289 | 0 | 0 | 0.24579 | 352.8594 | 0.12331 | 0 | 0 | 0.24661 | 353.1449 | 0.12393 | 0 | 0 | 0.24785 | 353.4304 | 0.12454 | 0 | 0 | 0.24909 | 353.7158 | 0.12516 | 0 | 0 | 0.25033 | 354.0965 | 0.12599 | 0 | 0 | 0.25198 | 354.382 | 0.12661 | 0 | 0 | 0.25322 | 354.5723 | 0.12702 | 0 | 0 | 0.25404 | 354.8578 | 0.12764 | 0 | 0 | 0.25528 | 355.0481 | 0.12805 | 0 | 0 | 0.25611 | 355.3336 | 0.12867 | 0 | 0 | 0.25735 | 355.6191 | 0.12929 | 0 | 0 | 0.25858 | 355.8094 | 0.1297 | 0 | 0 | 0.25941 | 356.0949 | 0.13032 | 0 | 0 | 0.26065 | 356.3804 | 0.13094 | 0 | 0 | 0.26189 | 356.4755 | 0.13115 | 0 | 0 | 0.2623 | 356.761 | 0.13177 | 0 | 0 | 0.26354 | 357.0465 | 0.13239 | 0 | 0 | 0.26478 | 357.2368 | 0.1328 | 0 | 0 | 0.2656 | 357.5223 | 0.13342 | 0 | 0 | 0.26684 | 357.7126 | 0.13383 | 0 | 0 | 0.26767 | 357.903 | 0.13425 | 0 | 0 | 0.26849
2017-02-05 10:00 | 317.3668 | 0.94594 |  | 333.2557 | 0.080786 | 0 | 0 | 0.16157 | 342.6206 | 0.1011 | 0 | 0 | 0.2022 | 350.2827 | 0.11772 | 0 | 0 | 0.23543 | 350.5665 | 0.11833 | 0 | 0 | 0.23667 | 350.7557 | 0.11874 | 0 | 0 | 0.23749 | 351.0394 | 0.11936 | 0 | 0 | 0.23872 | 351.3232 | 0.11997 | 0 | 0 | 0.23995 | 351.607 | 0.12059 | 0 | 0 | 0.24118 | 351.9854 | 0.12141 | 0 | 0 | 0.24282 | 352.2692 | 0.12203 | 0 | 0 | 0.24405 | 352.4584 | 0.12244 | 0 | 0 | 0.24487 | 352.7421 | 0.12305 | 0 | 0 | 0.2461 | 352.9313 | 0.12346 | 0 | 0 | 0.24692 | 353.2151 | 0.12408 | 0 | 0 | 0.24816 | 353.4989 | 0.12469 | 0 | 0 | 0.24939 | 353.6881 | 0.1251 | 0 | 0 | 0.25021 | 353.9719 | 0.12572 | 0 | 0 | 0.25144 | 354.2557 | 0.12633 | 0 | 0 | 0.25267 | 354.3502 | 0.12654 | 0 | 0 | 0.25308 | 354.634 | 0.12716 | 0 | 0 | 0.25431 | 354.9178 | 0.12777 | 0 | 0 | 0.25554 | 355.107 | 0.12818 | 0 | 0 | 0.25636 | 355.3908 | 0.1288 | 0 | 0 | 0.25759 | 355.58 | 0.12921 | 0 | 0 | 0.25841 | 355.7692 | 0.12962 | 0 | 0 | 0.25924
2017-02-05 11:00 | 311.3575 | 0.92803 |  | 326.9455 | 0.067099 | 0 | 0 | 0.1342 | 336.133 | 0.087027 | 0 | 0 | 0.17405 | 343.65 | 0.10333 | 0 | 0 | 0.20666 | 343.9285 | 0.10394 | 0 | 0 | 0.20787 | 344.1141 | 0.10434 | 0 | 0 | 0.20868 | 344.3925 | 0.10494 | 0 | 0 | 0.20988 | 344.6709 | 0.10555 | 0 | 0 | 0.21109 | 344.9493 | 0.10615 | 0 | 0 | 0.2123 | 345.3205 | 0.10695 | 0 | 0 | 0.21391 | 345.5989 | 0.10756 | 0 | 0 | 0.21512 | 345.7845 | 0.10796 | 0 | 0 | 0.21592 | 346.0629 | 0.10856 | 0 | 0 | 0.21713 | 346.2485 | 0.10897 | 0 | 0 | 0.21793 | 346.5269 | 0.10957 | 0 | 0 | 0.21914 | 346.8054 | 0.11018 | 0 | 0 | 0.22035 | 346.991 | 0.11058 | 0 | 0 | 0.22116 | 347.2694 | 0.11118 | 0 | 0 | 0.22236 | 347.5478 | 0.11179 | 0 | 0 | 0.22357 | 347.6406 | 0.11199 | 0 | 0 | 0.22397 | 347.919 | 0.11259 | 0 | 0 | 0.22518 | 348.1974 | 0.11319 | 0 | 0 | 0.22639 | 348.383 | 0.1136 | 0 | 0 | 0.22719 | 348.6614 | 0.1142 | 0 | 0 | 0.2284 | 348.847 | 0.1146 | 0 | 0 | 0.22921 | 349.0326 | 0.11501 | 0 | 0 | 0.23001
2017-02-05 12:00 | 305.4208 | 0.91034 |  | 320.7116 | 0.053578 | 0 | 0 | 0.10716 | 329.724 | 0.073126 | 0 | 0 | 0.14625 | 337.0977 | 0.089119 | 0 | 0 | 0.17824 | 337.3708 | 0.089712 | 0 | 0 | 0.17942 | 337.5529 | 0.090107 | 0 | 0 | 0.18021 | 337.826 | 0.090699 | 0 | 0 | 0.1814 | 338.0991 | 0.091291 | 0 | 0 | 0.18258 | 338.3722 | 0.091884 | 0 | 0 | 0.18377 | 338.7363 | 0.092673 | 0 | 0 | 0.18535 | 339.0094 | 0.093266 | 0 | 0 | 0.18653 | 339.1915 | 0.093661 | 0 | 0 | 0.18732 | 339.4646 | 0.094253 | 0 | 0 | 0.18851 | 339.6467 | 0.094648 | 0 | 0 | 0.1893 | 339.9198 | 0.09524 | 0 | 0 | 0.19048 | 340.1929 | 0.095833 | 0 | 0 | 0.19167 | 340.3749 | 0.096228 | 0 | 0 | 0.19246 | 340.648 | 0.09682 | 0 | 0 | 0.19364 | 340.9211 | 0.097412 | 0 | 0 | 0.19482 | 341.0122 | 0.09761 | 0 | 0 | 0.19522 | 341.2853 | 0.098202 | 0 | 0 | 0.1964 | 341.5584 | 0.098794 | 0 | 0 | 0.19759 | 341.7404 | 0.099189 | 0 | 0 | 0.19838 | 342.0135 | 0.099782 | 0 | 0 | 0.19956 | 342.1956 | 0.10018 | 0 | 0 | 0.20035 | 342.3777 | 0.10057 | 0 | 0 | 0.20114
2017-02-05 13:00 | 288.4953 | 0.85989 |  | 302.9388 | 0.015028 | 0 | 0 | 0.030057 | 311.4517 | 0.033493 | 0 | 0 | 0.066986 | 318.4168 | 0.0486 | 0 | 0 | 0.097201 | 318.6747 | 0.04916 | 0 | 0 | 0.09832 | 318.8467 | 0.049533 | 0 | 0 | 0.099066 | 319.1047 | 0.050092 | 0 | 0 | 0.10018 | 319.3626 | 0.050652 | 0 | 0 | 0.1013 | 319.6206 | 0.051211 | 0 | 0 | 0.10242 | 319.9646 | 0.051957 | 0 | 0 | 0.10391 | 320.2225 | 0.052517 | 0 | 0 | 0.10503 | 320.3945 | 0.05289 | 0 | 0 | 0.10578 | 320.6525 | 0.05345 | 0 | 0 | 0.1069 | 320.8244 | 0.053823 | 0 | 0 | 0.10765 | 321.0824 | 0.054382 | 0 | 0 | 0.10876 | 321.3404 | 0.054942 | 0 | 0 | 0.10988 | 321.5124 | 0.055315 | 0 | 0 | 0.11063 | 321.7703 | 0.055874 | 0 | 0 | 0.11175 | 322.0283 | 0.056434 | 0 | 0 | 0.11287 | 322.1143 | 0.05662 | 0 | 0 | 0.11324 | 322.3722 | 0.05718 | 0 | 0 | 0.11436 | 322.6302 | 0.057739 | 0 | 0 | 0.11548 | 322.8022 | 0.058112 | 0 | 0 | 0.11622 | 323.0602 | 0.058672 | 0 | 0 | 0.11734 | 323.2321 | 0.059045 | 0 | 0 | 0.11809 | 323.4041 | 0.059418 | 0 | 0 | 0.11884
2017-02-05 14:00 | 288.7151 | 0.86054 |  | 303.1696 | 0.015529 | 0 | 0 | 0.031058 | 311.689 | 0.034008 | 0 | 0 | 0.068015 | 318.6594 | 0.049127 | 0 | 0 | 0.098253 | 318.9175 | 0.049686 | 0 | 0 | 0.099373 | 319.0897 | 0.05006 | 0 | 0 | 0.10012 | 319.3478 | 0.05062 | 0 | 0 | 0.10124 | 319.606 | 0.05118 | 0 | 0 | 0.10236 | 319.8641 | 0.05174 | 0 | 0 | 0.10348 | 320.2084 | 0.052486 | 0 | 0 | 0.10497 | 320.4665 | 0.053046 | 0 | 0 | 0.10609 | 320.6386 | 0.05342 | 0 | 0 | 0.10684 | 320.8968 | 0.053979 | 0 | 0 | 0.10796 | 321.0689 | 0.054353 | 0 | 0 | 0.10871 | 321.3271 | 0.054913 | 0 | 0 | 0.10983 | 321.5852 | 0.055473 | 0 | 0 | 0.11095 | 321.7573 | 0.055846 | 0 | 0 | 0.11169 | 322.0155 | 0.056406 | 0 | 0 | 0.11281 | 322.2737 | 0.056966 | 0 | 0 | 0.11393 | 322.3597 | 0.057153 | 0 | 0 | 0.11431 | 322.6179 | 0.057713 | 0 | 0 | 0.11543 | 322.876 | 0.058272 | 0 | 0 | 0.11654 | 323.0482 | 0.058646 | 0 | 0 | 0.11729 | 323.3063 | 0.059206 | 0 | 0 | 0.11841 | 323.4784 | 0.059579 | 0 | 0 | 0.11916 | 323.6505 | 0.059952 | 0 | 0 | 0.1199
2017-02-05 15:00 | 285.1306 | 0.84986 |  | 299.4056 | 0.007365 | 0 | 0 | 0.01473 | 307.8192 | 0.025614 | 0 | 0 | 0.051228 | 314.703 | 0.040545 | 0 | 0 | 0.08109 | 314.958 | 0.041098 | 0 | 0 | 0.082196 | 315.128 | 0.041467 | 0 | 0 | 0.082934 | 315.3829 | 0.04202 | 0 | 0 | 0.08404 | 315.6379 | 0.042573 | 0 | 0 | 0.085146 | 315.8928 | 0.043126 | 0 | 0 | 0.086252 | 316.2328 | 0.043863 | 0 | 0 | 0.087726 | 316.4877 | 0.044416 | 0 | 0 | 0.088832 | 316.6577 | 0.044785 | 0 | 0 | 0.08957 | 316.9127 | 0.045338 | 0 | 0 | 0.090676 | 317.0826 | 0.045707 | 0 | 0 | 0.091413 | 317.3376 | 0.04626 | 0 | 0 | 0.092519 | 317.5925 | 0.046813 | 0 | 0 | 0.093625 | 317.7625 | 0.047181 | 0 | 0 | 0.094362 | 318.0175 | 0.047734 | 0 | 0 | 0.095468 | 318.2724 | 0.048287 | 0 | 0 | 0.096574 | 318.3574 | 0.048472 | 0 | 0 | 0.096943 | 318.6124 | 0.049025 | 0 | 0 | 0.098049 | 318.8673 | 0.049578 | 0 | 0 | 0.099155 | 319.0373 | 0.049946 | 0 | 0 | 0.099892 | 319.2923 | 0.050499 | 0 | 0 | 0.101 | 319.4622 | 0.050868 | 0 | 0 | 0.10174 | 319.6322 | 0.051237 | 0 | 0 | 0.10247
2017-02-05 16:00 | 290.4738 | 0.86579 |  | 305.0163 | 0.019535 | 0 | 0 | 0.039069 | 313.5876 | 0.038126 | 0 | 0 | 0.076252 | 320.6005 | 0.053337 | 0 | 0 | 0.10667 | 320.8602 | 0.0539 | 0 | 0 | 0.1078 | 321.0334 | 0.054276 | 0 | 0 | 0.10855 | 321.2931 | 0.054839 | 0 | 0 | 0.10968 | 321.5528 | 0.055402 | 0 | 0 | 0.1108 | 321.8126 | 0.055966 | 0 | 0 | 0.11193 | 322.1589 | 0.056717 | 0 | 0 | 0.11343 | 322.4186 | 0.05728 | 0 | 0 | 0.11456 | 322.5918 | 0.057656 | 0 | 0 | 0.11531 | 322.8515 | 0.058219 | 0 | 0 | 0.11644 | 323.0247 | 0.058595 | 0 | 0 | 0.11719 | 323.2844 | 0.059158 | 0 | 0 | 0.11832 | 323.5441 | 0.059722 | 0 | 0 | 0.11944 | 323.7173 | 0.060097 | 0 | 0 | 0.12019 | 323.977 | 0.06066 | 0 | 0 | 0.12132 | 324.2368 | 0.061224 | 0 | 0 | 0.12245 | 324.3233 | 0.061412 | 0 | 0 | 0.12282 | 324.5831 | 0.061975 | 0 | 0 | 0.12395 | 324.8428 | 0.062538 | 0 | 0 | 0.12508 | 325.016 | 0.062914 | 0 | 0 | 0.12583 | 325.2757 | 0.063477 | 0 | 0 | 0.12695 | 325.4489 | 0.063853 | 0 | 0 | 0.12771 | 325.622 | 0.064228 | 0 | 0 | 0.12846
2017-02-05 17:00 | 286.1507 | 0.8529 |  | 300.4768 | 0.0096884 | 0 | 0 | 0.019377 | 308.9205 | 0.028003 | 0 | 0 | 0.056006 | 315.829 | 0.042987 | 0 | 0 | 0.085975 | 316.0848 | 0.043542 | 0 | 0 | 0.087085 | 316.2554 | 0.043912 | 0 | 0 | 0.087825 | 316.5113 | 0.044467 | 0 | 0 | 0.088935 | 316.7672 | 0.045022 | 0 | 0 | 0.090045 | 317.023 | 0.045577 | 0 | 0 | 0.091155 | 317.3642 | 0.046317 | 0 | 0 | 0.092635 | 317.6201 | 0.046872 | 0 | 0 | 0.093744 | 317.7906 | 0.047242 | 0 | 0 | 0.094484 | 318.0465 | 0.047797 | 0 | 0 | 0.095594 | 318.2171 | 0.048167 | 0 | 0 | 0.096334 | 318.473 | 0.048722 | 0 | 0 | 0.097444 | 318.7288 | 0.049277 | 0 | 0 | 0.098554 | 318.8994 | 0.049647 | 0 | 0 | 0.099294 | 319.1553 | 0.050202 | 0 | 0 | 0.1004 | 319.4112 | 0.050757 | 0 | 0 | 0.10151 | 319.4964 | 0.050942 | 0 | 0 | 0.10188 | 319.7523 | 0.051497 | 0 | 0 | 0.10299 | 320.0082 | 0.052052 | 0 | 0 | 0.1041 | 320.1788 | 0.052422 | 0 | 0 | 0.10484 | 320.4346 | 0.052977 | 0 | 0 | 0.10595 | 320.6052 | 0.053347 | 0 | 0 | 0.10669 | 320.7758 | 0.053717 | 0 | 0 | 0.10743
2017-02-05 18:00 | 275.1582 | 0.82014 |  | 288.9339 | 0 | 0 | 0 | 0 | 297.0533 | 0.0022629 | 0 | 0 | 0.0045257 | 303.6964 | 0.016672 | 0 | 0 | 0.033344 | 303.9424 | 0.017205 | 0 | 0 | 0.034411 | 304.1064 | 0.017561 | 0 | 0 | 0.035122 | 304.3525 | 0.018095 | 0 | 0 | 0.03619 | 304.5985 | 0.018629 | 0 | 0 | 0.037257 | 304.8446 | 0.019162 | 0 | 0 | 0.038324 | 305.1726 | 0.019874 | 0 | 0 | 0.039747 | 305.4187 | 0.020407 | 0 | 0 | 0.040815 | 305.5827 | 0.020763 | 0 | 0 | 0.041526 | 305.8287 | 0.021297 | 0 | 0 | 0.042594 | 305.9928 | 0.021653 | 0 | 0 | 0.043305 | 306.2388 | 0.022186 | 0 | 0 | 0.044373 | 306.4848 | 0.02272 | 0 | 0 | 0.04544 | 306.6489 | 0.023076 | 0 | 0 | 0.046151 | 306.8949 | 0.023609 | 0 | 0 | 0.047219 | 307.141 | 0.024143 | 0 | 0 | 0.048286 | 307.223 | 0.024321 | 0 | 0 | 0.048642 | 307.469 | 0.024855 | 0 | 0 | 0.049709 | 307.715 | 0.025388 | 0 | 0 | 0.050776 | 307.8791 | 0.025744 | 0 | 0 | 0.051488 | 308.1251 | 0.026278 | 0 | 0 | 0.052555 | 308.2891 | 0.026633 | 0 | 0 | 0.053267 | 308.4532 | 0.026989 | 0 | 0 | 0.053978
2017-02-05 19:00 | 280.8011 | 0.83696 |  | 294.8594 | 0 | 0 | 0 | 0 | 303.1452 | 0.015476 | 0 | 0 | 0.030953 | 309.9246 | 0.030181 | 0 | 0 | 0.060361 | 310.1756 | 0.030725 | 0 | 0 | 0.061451 | 310.343 | 0.031088 | 0 | 0 | 0.062177 | 310.5941 | 0.031633 | 0 | 0 | 0.063266 | 310.8452 | 0.032178 | 0 | 0 | 0.064355 | 311.0963 | 0.032722 | 0 | 0 | 0.065444 | 311.4311 | 0.033448 | 0 | 0 | 0.066897 | 311.6822 | 0.033993 | 0 | 0 | 0.067986 | 311.8496 | 0.034356 | 0 | 0 | 0.068712 | 312.1006 | 0.034901 | 0 | 0 | 0.069801 | 312.268 | 0.035264 | 0 | 0 | 0.070527 | 312.5191 | 0.035808 | 0 | 0 | 0.071617 | 312.7702 | 0.036353 | 0 | 0 | 0.072706 | 312.9376 | 0.036716 | 0 | 0 | 0.073432 | 313.1887 | 0.037261 | 0 | 0 | 0.074521 | 313.4398 | 0.037805 | 0 | 0 | 0.07561 | 313.5235 | 0.037987 | 0 | 0 | 0.075973 | 313.7746 | 0.038531 | 0 | 0 | 0.077063 | 314.0256 | 0.039076 | 0 | 0 | 0.078152 | 314.193 | 0.039439 | 0 | 0 | 0.078878 | 314.4441 | 0.039984 | 0 | 0 | 0.079967 | 314.6115 | 0.040347 | 0 | 0 | 0.080693 | 314.7789 | 0.04071 | 0 | 0 | 0.081419
2017-02-05 20:00 | 282.5598 | 0.8422 |  | 296.7061 | 0.0015098 | 0 | 0 | 0.0030197 | 305.0438 | 0.019594 | 0 | 0 | 0.039189 | 311.8656 | 0.034391 | 0 | 0 | 0.068782 | 312.1183 | 0.034939 | 0 | 0 | 0.069878 | 312.2867 | 0.035304 | 0 | 0 | 0.070609 | 312.5394 | 0.035852 | 0 | 0 | 0.071705 | 312.7921 | 0.0364 | 0 | 0 | 0.072801 | 313.0447 | 0.036948 | 0 | 0 | 0.073897 | 313.3816 | 0.037679 | 0 | 0 | 0.075358 | 313.6343 | 0.038227 | 0 | 0 | 0.076454 | 313.8027 | 0.038592 | 0 | 0 | 0.077185 | 314.0554 | 0.03914 | 0 | 0 | 0.078281 | 314.2238 | 0.039506 | 0 | 0 | 0.079011 | 314.4765 | 0.040054 | 0 | 0 | 0.080107 | 314.7291 | 0.040602 | 0 | 0 | 0.081204 | 314.8976 | 0.040967 | 0 | 0 | 0.081934 | 315.1502 | 0.041515 | 0 | 0 | 0.08303 | 315.4029 | 0.042063 | 0 | 0 | 0.084126 | 315.4871 | 0.042246 | 0 | 0 | 0.084492 | 315.7398 | 0.042794 | 0 | 0 | 0.085588 | 315.9924 | 0.043342 | 0 | 0 | 0.086684 | 316.1609 | 0.043707 | 0 | 0 | 0.087414 | 316.4135 | 0.044255 | 0 | 0 | 0.08851 | 316.5819 | 0.044621 | 0 | 0 | 0.089241 | 316.7504 | 0.044986 | 0 | 0 | 0.089972
2017-02-05 21:00 | 293.479 | 0.87474 |  | 308.1719 | 0.026379 | 0 | 0 | 0.052758 | 316.8318 | 0.045163 | 0 | 0 | 0.090325 | 323.9173 | 0.060531 | 0 | 0 | 0.12106 | 324.1797 | 0.0611 | 0 | 0 | 0.1222 | 324.3546 | 0.06148 | 0 | 0 | 0.12296 | 324.6171 | 0.062049 | 0 | 0 | 0.1241 | 324.8795 | 0.062618 | 0 | 0 | 0.12524 | 325.1419 | 0.063187 | 0 | 0 | 0.12637 | 325.4918 | 0.063946 | 0 | 0 | 0.12789 | 325.7542 | 0.064515 | 0 | 0 | 0.12903 | 325.9292 | 0.064895 | 0 | 0 | 0.12979 | 326.1916 | 0.065464 | 0 | 0 | 0.13093 | 326.3665 | 0.065843 | 0 | 0 | 0.13169 | 326.629 | 0.066413 | 0 | 0 | 0.13283 | 326.8914 | 0.066982 | 0 | 0 | 0.13396 | 327.0663 | 0.067361 | 0 | 0 | 0.13472 | 327.3288 | 0.06793 | 0 | 0 | 0.13586 | 327.5912 | 0.0685 | 0 | 0 | 0.137 | 327.6787 | 0.068689 | 0 | 0 | 0.13738 | 327.9411 | 0.069259 | 0 | 0 | 0.13852 | 328.2035 | 0.069828 | 0 | 0 | 0.13966 | 328.3785 | 0.070207 | 0 | 0 | 0.14041 | 328.6409 | 0.070776 | 0 | 0 | 0.14155 | 328.8158 | 0.071156 | 0 | 0 | 0.14231 | 328.9908 | 0.071535 | 0 | 0 | 0.14307
2017-02-05 22:00 | 290.8957 | 0.86704 |  | 305.4593 | 0.020496 | 0 | 0 | 0.040991 | 314.043 | 0.039114 | 0 | 0 | 0.078227 | 321.0661 | 0.054347 | 0 | 0 | 0.10869 | 321.3262 | 0.054911 | 0 | 0 | 0.10982 | 321.4996 | 0.055287 | 0 | 0 | 0.11057 | 321.7597 | 0.055851 | 0 | 0 | 0.1117 | 322.0198 | 0.056415 | 0 | 0 | 0.11283 | 322.28 | 0.05698 | 0 | 0 | 0.11396 | 322.6268 | 0.057732 | 0 | 0 | 0.11546 | 322.8869 | 0.058296 | 0 | 0 | 0.11659 | 323.0603 | 0.058672 | 0 | 0 | 0.11734 | 323.3204 | 0.059236 | 0 | 0 | 0.11847 | 323.4938 | 0.059612 | 0 | 0 | 0.11922 | 323.7539 | 0.060177 | 0 | 0 | 0.12035 | 324.014 | 0.060741 | 0 | 0 | 0.12148 | 324.1875 | 0.061117 | 0 | 0 | 0.12223 | 324.4476 | 0.061681 | 0 | 0 | 0.12336 | 324.7077 | 0.062245 | 0 | 0 | 0.12449 | 324.7944 | 0.062433 | 0 | 0 | 0.12487 | 325.0545 | 0.062998 | 0 | 0 | 0.126 | 325.3146 | 0.063562 | 0 | 0 | 0.12712 | 325.488 | 0.063938 | 0 | 0 | 0.12788 | 325.7481 | 0.064502 | 0 | 0 | 0.129 | 325.9215 | 0.064878 | 0 | 0 | 0.12976 | 326.0949 | 0.065254 | 0 | 0 | 0.13051
2017-02-05 23:00 | 292.4837 | 0.87178 |  | 307.1268 | 0.024112 | 0 | 0 | 0.048225 | 315.7574 | 0.042832 | 0 | 0 | 0.085664 | 322.8188 | 0.058148 | 0 | 0 | 0.1163 | 323.0803 | 0.058716 | 0 | 0 | 0.11743 | 323.2547 | 0.059094 | 0 | 0 | 0.11819 | 323.5162 | 0.059661 | 0 | 0 | 0.11932 | 323.7778 | 0.060228 | 0 | 0 | 0.12046 | 324.0393 | 0.060796 | 0 | 0 | 0.12159 | 324.388 | 0.061552 | 0 | 0 | 0.1231 | 324.6495 | 0.062119 | 0 | 0 | 0.12424 | 324.8239 | 0.062497 | 0 | 0 | 0.12499 | 325.0854 | 0.063065 | 0 | 0 | 0.12613 | 325.2598 | 0.063443 | 0 | 0 | 0.12689 | 325.5213 | 0.06401 | 0 | 0 | 0.12802 | 325.7829 | 0.064577 | 0 | 0 | 0.12915 | 325.9572 | 0.064955 | 0 | 0 | 0.12991 | 326.2187 | 0.065523 | 0 | 0 | 0.13105 | 326.4803 | 0.06609 | 0 | 0 | 0.13218 | 326.5675 | 0.066279 | 0 | 0 | 0.13256 | 326.829 | 0.066846 | 0 | 0 | 0.13369 | 327.0905 | 0.067414 | 0 | 0 | 0.13483 | 327.2649 | 0.067792 | 0 | 0 | 0.13558 | 327.5264 | 0.068359 | 0 | 0 | 0.13672 | 327.7008 | 0.068737 | 0 | 0 | 0.13747 | 327.8751 | 0.069115 | 0 | 0 | 0.13823
2017-02-06 | 299.9451 | 0.89402 |  | 314.9617 | 0.041106 | 0 | 0 | 0.082213 | 323.8125 | 0.060304 | 0 | 0 | 0.12061 | 331.054 | 0.07601 | 0 | 0 | 0.15202 | 331.3222 | 0.076592 | 0 | 0 | 0.15318 | 331.501 | 0.07698 | 0 | 0 | 0.15396 | 331.7692 | 0.077562 | 0 | 0 | 0.15512 | 332.0374 | 0.078143 | 0 | 0 | 0.15629 | 332.3056 | 0.078725 | 0 | 0 | 0.15745 | 332.6632 | 0.079501 | 0 | 0 | 0.159 | 332.9314 | 0.080083 | 0 | 0 | 0.16017 | 333.1102 | 0.08047 | 0 | 0 | 0.16094 | 333.3785 | 0.081052 | 0 | 0 | 0.1621 | 333.5573 | 0.08144 | 0 | 0 | 0.16288 | 333.8255 | 0.082022 | 0 | 0 | 0.16404 | 334.0937 | 0.082603 | 0 | 0 | 0.16521 | 334.2725 | 0.082991 | 0 | 0 | 0.16598 | 334.5407 | 0.083573 | 0 | 0 | 0.16715 | 334.8089 | 0.084155 | 0 | 0 | 0.16831 | 334.8983 | 0.084349 | 0 | 0 | 0.1687 | 335.1665 | 0.08493 | 0 | 0 | 0.16986 | 335.4347 | 0.085512 | 0 | 0 | 0.17102 | 335.6135 | 0.0859 | 0 | 0 | 0.1718 | 335.8817 | 0.086482 | 0 | 0 | 0.17296 | 336.0605 | 0.08687 | 0 | 0 | 0.17374 | 336.2393 | 0.087257 | 0 | 0 | 0.17451
2017-02-06 01:00 | 291.8662 | 0.86994 |  | 306.4785 | 0.022706 | 0 | 0 | 0.045412 | 315.0908 | 0.041386 | 0 | 0 | 0.082773 | 322.1373 | 0.05667 | 0 | 0 | 0.11334 | 322.3983 | 0.057236 | 0 | 0 | 0.11447 | 322.5723 | 0.057614 | 0 | 0 | 0.11523 | 322.8332 | 0.05818 | 0 | 0 | 0.11636 | 323.0942 | 0.058746 | 0 | 0 | 0.11749 | 323.3552 | 0.059312 | 0 | 0 | 0.11862 | 323.7032 | 0.060067 | 0 | 0 | 0.12013 | 323.9642 | 0.060633 | 0 | 0 | 0.12127 | 324.1382 | 0.06101 | 0 | 0 | 0.12202 | 324.3991 | 0.061576 | 0 | 0 | 0.12315 | 324.5731 | 0.061953 | 0 | 0 | 0.12391 | 324.8341 | 0.062519 | 0 | 0 | 0.12504 | 325.0951 | 0.063086 | 0 | 0 | 0.12617 | 325.2691 | 0.063463 | 0 | 0 | 0.12693 | 325.5301 | 0.064029 | 0 | 0 | 0.12806 | 325.791 | 0.064595 | 0 | 0 | 0.12919 | 325.878 | 0.064784 | 0 | 0 | 0.12957 | 326.139 | 0.06535 | 0 | 0 | 0.1307 | 326.4 | 0.065916 | 0 | 0 | 0.13183 | 326.574 | 0.066293 | 0 | 0 | 0.13259 | 326.835 | 0.066859 | 0 | 0 | 0.13372 | 327.0089 | 0.067237 | 0 | 0 | 0.13447 | 327.1829 | 0.067614 | 0 | 0 | 0.13523
2017-02-06 02:00 | 289.7424 | 0.86361 |  | 304.2482 | 0.017869 | 0 | 0 | 0.035737 | 312.7979 | 0.036413 | 0 | 0 | 0.072826 | 319.7931 | 0.051586 | 0 | 0 | 0.10317 | 320.0522 | 0.052148 | 0 | 0 | 0.1043 | 320.2249 | 0.052522 | 0 | 0 | 0.10504 | 320.484 | 0.053084 | 0 | 0 | 0.10617 | 320.7431 | 0.053646 | 0 | 0 | 0.10729 | 321.0022 | 0.054208 | 0 | 0 | 0.10842 | 321.3476 | 0.054957 | 0 | 0 | 0.10991 | 321.6067 | 0.055519 | 0 | 0 | 0.11104 | 321.7794 | 0.055894 | 0 | 0 | 0.11179 | 322.0385 | 0.056456 | 0 | 0 | 0.11291 | 322.2112 | 0.05683 | 0 | 0 | 0.11366 | 322.4703 | 0.057392 | 0 | 0 | 0.11478 | 322.7294 | 0.057954 | 0 | 0 | 0.11591 | 322.9021 | 0.058329 | 0 | 0 | 0.11666 | 323.1612 | 0.058891 | 0 | 0 | 0.11778 | 323.4203 | 0.059453 | 0 | 0 | 0.11891 | 323.5066 | 0.05964 | 0 | 0 | 0.11928 | 323.7657 | 0.060202 | 0 | 0 | 0.1204 | 324.0248 | 0.060764 | 0 | 0 | 0.12153 | 324.1975 | 0.061139 | 0 | 0 | 0.12228 | 324.4566 | 0.061701 | 0 | 0 | 0.1234 | 324.6293 | 0.062075 | 0 | 0 | 0.12415 | 324.802 | 0.06245 | 0 | 0 | 0.1249
2017-02-06 03:00 | 279.8277 | 0.83405 |  | 293.8372 | 0 | 0 | 0 | 0 | 302.0943 | 0.013197 | 0 | 0 | 0.026394 | 308.8501 | 0.02785 | 0 | 0 | 0.0557 | 309.1003 | 0.028393 | 0 | 0 | 0.056786 | 309.2671 | 0.028755 | 0 | 0 | 0.05751 | 309.5174 | 0.029297 | 0 | 0 | 0.058595 | 309.7676 | 0.02984 | 0 | 0 | 0.05968 | 310.0178 | 0.030383 | 0 | 0 | 0.060766 | 310.3514 | 0.031107 | 0 | 0 | 0.062213 | 310.6016 | 0.031649 | 0 | 0 | 0.063299 | 310.7684 | 0.032011 | 0 | 0 | 0.064022 | 311.0187 | 0.032554 | 0 | 0 | 0.065108 | 311.1855 | 0.032916 | 0 | 0 | 0.065831 | 311.4357 | 0.033458 | 0 | 0 | 0.066917 | 311.6859 | 0.034001 | 0 | 0 | 0.068002 | 311.8527 | 0.034363 | 0 | 0 | 0.068726 | 312.1029 | 0.034906 | 0 | 0 | 0.069811 | 312.3531 | 0.035448 | 0 | 0 | 0.070897 | 312.4366 | 0.035629 | 0 | 0 | 0.071258 | 312.6868 | 0.036172 | 0 | 0 | 0.072344 | 312.937 | 0.036715 | 0 | 0 | 0.073429 | 313.1038 | 0.037076 | 0 | 0 | 0.074153 | 313.354 | 0.037619 | 0 | 0 | 0.075238 | 313.5208 | 0.037981 | 0 | 0 | 0.075962 | 313.6876 | 0.038343 | 0 | 0 | 0.076686
2017-02-06 04:00 | 287.953 | 0.85827 |  | 302.3693 | 0.013793 | 0 | 0 | 0.027587 | 310.8662 | 0.032223 | 0 | 0 | 0.064446 | 317.8182 | 0.047302 | 0 | 0 | 0.094604 | 318.0757 | 0.047861 | 0 | 0 | 0.095721 | 318.2474 | 0.048233 | 0 | 0 | 0.096466 | 318.5049 | 0.048791 | 0 | 0 | 0.097583 | 318.7623 | 0.04935 | 0 | 0 | 0.0987 | 319.0198 | 0.049908 | 0 | 0 | 0.099817 | 319.3631 | 0.050653 | 0 | 0 | 0.10131 | 319.6206 | 0.051211 | 0 | 0 | 0.10242 | 319.7923 | 0.051584 | 0 | 0 | 0.10317 | 320.0497 | 0.052142 | 0 | 0 | 0.10428 | 320.2214 | 0.052515 | 0 | 0 | 0.10503 | 320.4789 | 0.053073 | 0 | 0 | 0.10615 | 320.7364 | 0.053631 | 0 | 0 | 0.10726 | 320.908 | 0.054004 | 0 | 0 | 0.10801 | 321.1655 | 0.054562 | 0 | 0 | 0.10912 | 321.423 | 0.055121 | 0 | 0 | 0.11024 | 321.5088 | 0.055307 | 0 | 0 | 0.11061 | 321.7663 | 0.055865 | 0 | 0 | 0.11173 | 322.0238 | 0.056424 | 0 | 0 | 0.11285 | 322.1954 | 0.056796 | 0 | 0 | 0.11359 | 322.4529 | 0.057355 | 0 | 0 | 0.11471 | 322.6246 | 0.057727 | 0 | 0 | 0.11545 | 322.7962 | 0.058099 | 0 | 0 | 0.1162
2017-02-06 05:00 | 286.7366 | 0.85465 |  | 301.092 | 0.011023 | 0 | 0 | 0.022046 | 309.553 | 0.029375 | 0 | 0 | 0.05875 | 316.4757 | 0.04439 | 0 | 0 | 0.08878 | 316.7321 | 0.044946 | 0 | 0 | 0.089892 | 316.903 | 0.045317 | 0 | 0 | 0.090634 | 317.1594 | 0.045873 | 0 | 0 | 0.091746 | 317.4158 | 0.046429 | 0 | 0 | 0.092858 | 317.6722 | 0.046985 | 0 | 0 | 0.093971 | 318.014 | 0.047727 | 0 | 0 | 0.095453 | 318.2704 | 0.048283 | 0 | 0 | 0.096566 | 318.4414 | 0.048654 | 0 | 0 | 0.097307 | 318.6977 | 0.04921 | 0 | 0 | 0.098419 | 318.8687 | 0.04958 | 0 | 0 | 0.099161 | 319.1251 | 0.050137 | 0 | 0 | 0.10027 | 319.3815 | 0.050693 | 0 | 0 | 0.10139 | 319.5524 | 0.051063 | 0 | 0 | 0.10213 | 319.8088 | 0.05162 | 0 | 0 | 0.10324 | 320.0652 | 0.052176 | 0 | 0 | 0.10435 | 320.1506 | 0.052361 | 0 | 0 | 0.10472 | 320.407 | 0.052917 | 0 | 0 | 0.10583 | 320.6634 | 0.053473 | 0 | 0 | 0.10695 | 320.8344 | 0.053844 | 0 | 0 | 0.10769 | 321.0908 | 0.0544 | 0 | 0 | 0.1088 | 321.2617 | 0.054771 | 0 | 0 | 0.10954 | 321.4326 | 0.055142 | 0 | 0 | 0.11028
2017-02-06 06:00 | 288.935 | 0.8612 |  | 303.4005 | 0.01603 | 0 | 0 | 0.03206 | 311.9263 | 0.034523 | 0 | 0 | 0.069045 | 318.9021 | 0.049653 | 0 | 0 | 0.099306 | 319.1604 | 0.050213 | 0 | 0 | 0.10043 | 319.3327 | 0.050587 | 0 | 0 | 0.10117 | 319.591 | 0.051147 | 0 | 0 | 0.10229 | 319.8494 | 0.051708 | 0 | 0 | 0.10342 | 320.1077 | 0.052268 | 0 | 0 | 0.10454 | 320.4522 | 0.053015 | 0 | 0 | 0.10603 | 320.7106 | 0.053576 | 0 | 0 | 0.10715 | 320.8828 | 0.053949 | 0 | 0 | 0.1079 | 321.1412 | 0.05451 | 0 | 0 | 0.10902 | 321.3134 | 0.054883 | 0 | 0 | 0.10977 | 321.5718 | 0.055443 | 0 | 0 | 0.11089 | 321.8301 | 0.056004 | 0 | 0 | 0.11201 | 322.0024 | 0.056377 | 0 | 0 | 0.11275 | 322.2607 | 0.056938 | 0 | 0 | 0.11388 | 322.5191 | 0.057498 | 0 | 0 | 0.115 | 322.6052 | 0.057685 | 0 | 0 | 0.11537 | 322.8636 | 0.058245 | 0 | 0 | 0.11649 | 323.1219 | 0.058806 | 0 | 0 | 0.11761 | 323.2942 | 0.059179 | 0 | 0 | 0.11836 | 323.5525 | 0.05974 | 0 | 0 | 0.11948 | 323.7248 | 0.060113 | 0 | 0 | 0.12023 | 323.897 | 0.060487 | 0 | 0 | 0.12097
2017-02-06 07:00 | 294.1388 | 0.87671 |  | 308.8648 | 0.027882 | 0 | 0 | 0.055764 | 317.5442 | 0.046708 | 0 | 0 | 0.093415 | 324.6456 | 0.062111 | 0 | 0 | 0.12422 | 324.9086 | 0.062681 | 0 | 0 | 0.12536 | 325.0839 | 0.063061 | 0 | 0 | 0.12612 | 325.3469 | 0.063632 | 0 | 0 | 0.12726 | 325.61 | 0.064202 | 0 | 0 | 0.1284 | 325.873 | 0.064773 | 0 | 0 | 0.12955 | 326.2237 | 0.065533 | 0 | 0 | 0.13107 | 326.4867 | 0.066104 | 0 | 0 | 0.13221 | 326.662 | 0.066484 | 0 | 0 | 0.13297 | 326.925 | 0.067055 | 0 | 0 | 0.13411 | 327.1004 | 0.067435 | 0 | 0 | 0.13487 | 327.3634 | 0.068005 | 0 | 0 | 0.13601 | 327.6264 | 0.068576 | 0 | 0 | 0.13715 | 327.8017 | 0.068956 | 0 | 0 | 0.13791 | 328.0647 | 0.069527 | 0 | 0 | 0.13905 | 328.3278 | 0.070097 | 0 | 0 | 0.14019 | 328.4154 | 0.070287 | 0 | 0 | 0.14057 | 328.6784 | 0.070858 | 0 | 0 | 0.14172 | 328.9415 | 0.071428 | 0 | 0 | 0.14286 | 329.1168 | 0.071809 | 0 | 0 | 0.14362 | 329.3798 | 0.072379 | 0 | 0 | 0.14476 | 329.5552 | 0.072759 | 0 | 0 | 0.14552 | 329.7305 | 0.07314 | 0 | 0 | 0.14628
2017-02-06 08:00 | 289.1223 | 0.86176 |  | 303.5971 | 0.016456 | 0 | 0 | 0.032913 | 312.1285 | 0.034961 | 0 | 0 | 0.069922 | 319.1087 | 0.050101 | 0 | 0 | 0.1002 | 319.3673 | 0.050662 | 0 | 0 | 0.10132 | 319.5396 | 0.051036 | 0 | 0 | 0.10207 | 319.7981 | 0.051596 | 0 | 0 | 0.10319 | 320.0567 | 0.052157 | 0 | 0 | 0.10431 | 320.3152 | 0.052718 | 0 | 0 | 0.10544 | 320.6599 | 0.053466 | 0 | 0 | 0.10693 | 320.9184 | 0.054026 | 0 | 0 | 0.10805 | 321.0908 | 0.0544 | 0 | 0 | 0.1088 | 321.3493 | 0.054961 | 0 | 0 | 0.10992 | 321.5217 | 0.055335 | 0 | 0 | 0.11067 | 321.7802 | 0.055896 | 0 | 0 | 0.11179 | 322.0387 | 0.056456 | 0 | 0 | 0.11291 | 322.2111 | 0.05683 | 0 | 0 | 0.11366 | 322.4696 | 0.057391 | 0 | 0 | 0.11478 | 322.7281 | 0.057952 | 0 | 0 | 0.1159 | 322.8143 | 0.058139 | 0 | 0 | 0.11628 | 323.0728 | 0.058699 | 0 | 0 | 0.1174 | 323.3314 | 0.05926 | 0 | 0 | 0.11852 | 323.5037 | 0.059634 | 0 | 0 | 0.11927 | 323.7622 | 0.060195 | 0 | 0 | 0.12039 | 323.9346 | 0.060568 | 0 | 0 | 0.12114 | 324.1069 | 0.060942 | 0 | 0 | 0.12188
2017-02-06 09:00 | 292.671 | 0.87233 |  | 307.3235 | 0.024539 | 0 | 0 | 0.049078 | 315.9596 | 0.043271 | 0 | 0 | 0.086541 | 323.0255 | 0.058597 | 0 | 0 | 0.11719 | 323.2872 | 0.059164 | 0 | 0 | 0.11833 | 323.4617 | 0.059543 | 0 | 0 | 0.11909 | 323.7234 | 0.06011 | 0 | 0 | 0.12022 | 323.9851 | 0.060678 | 0 | 0 | 0.12136 | 324.2468 | 0.061246 | 0 | 0 | 0.12249 | 324.5957 | 0.062002 | 0 | 0 | 0.124 | 324.8574 | 0.06257 | 0 | 0 | 0.12514 | 325.0319 | 0.062948 | 0 | 0 | 0.1259 | 325.2936 | 0.063516 | 0 | 0 | 0.12703 | 325.468 | 0.063894 | 0 | 0 | 0.12779 | 325.7297 | 0.064462 | 0 | 0 | 0.12892 | 325.9914 | 0.06503 | 0 | 0 | 0.13006 | 326.1659 | 0.065408 | 0 | 0 | 0.13082 | 326.4276 | 0.065976 | 0 | 0 | 0.13195 | 326.6893 | 0.066543 | 0 | 0 | 0.13309 | 326.7765 | 0.066733 | 0 | 0 | 0.13347 | 327.0382 | 0.0673 | 0 | 0 | 0.1346 | 327.2999 | 0.067868 | 0 | 0 | 0.13574 | 327.4744 | 0.068246 | 0 | 0 | 0.13649 | 327.7361 | 0.068814 | 0 | 0 | 0.13763 | 327.9106 | 0.069192 | 0 | 0 | 0.13838 | 328.085 | 0.069571 | 0 | 0 | 0.13914
2017-02-06 10:00 | 290.1564 | 0.86484 |  | 304.683 | 0.018812 | 0 | 0 | 0.037624 | 313.2449 | 0.037383 | 0 | 0 | 0.074765 | 320.2501 | 0.052577 | 0 | 0 | 0.10515 | 320.5096 | 0.05314 | 0 | 0 | 0.10628 | 320.6825 | 0.053515 | 0 | 0 | 0.10703 | 320.942 | 0.054078 | 0 | 0 | 0.10816 | 321.2014 | 0.05464 | 0 | 0 | 0.10928 | 321.4609 | 0.055203 | 0 | 0 | 0.11041 | 321.8068 | 0.055953 | 0 | 0 | 0.11191 | 322.0663 | 0.056516 | 0 | 0 | 0.11303 | 322.2393 | 0.056891 | 0 | 0 | 0.11378 | 322.4987 | 0.057454 | 0 | 0 | 0.11491 | 322.6717 | 0.057829 | 0 | 0 | 0.11566 | 322.9311 | 0.058392 | 0 | 0 | 0.11678 | 323.1906 | 0.058955 | 0 | 0 | 0.11791 | 323.3635 | 0.05933 | 0 | 0 | 0.11866 | 323.623 | 0.059893 | 0 | 0 | 0.11979 | 323.8825 | 0.060455 | 0 | 0 | 0.12091 | 323.9689 | 0.060643 | 0 | 0 | 0.12129 | 324.2284 | 0.061206 | 0 | 0 | 0.12241 | 324.4878 | 0.061768 | 0 | 0 | 0.12354 | 324.6608 | 0.062144 | 0 | 0 | 0.12429 | 324.9203 | 0.062706 | 0 | 0 | 0.12541 | 325.0932 | 0.063082 | 0 | 0 | 0.12616 | 325.2662 | 0.063457 | 0 | 0 | 0.12691
2017-02-06 11:00 | 281.7433 | 0.83976 |  | 295.8487 | 0 | 0 | 0 | 0 | 304.1623 | 0.017682 | 0 | 0 | 0.035365 | 310.9644 | 0.032436 | 0 | 0 | 0.064872 | 311.2163 | 0.032983 | 0 | 0 | 0.065965 | 311.3843 | 0.033347 | 0 | 0 | 0.066694 | 311.6362 | 0.033893 | 0 | 0 | 0.067787 | 311.8882 | 0.03444 | 0 | 0 | 0.068879 | 312.1401 | 0.034986 | 0 | 0 | 0.069972 | 312.476 | 0.035715 | 0 | 0 | 0.071429 | 312.7279 | 0.036261 | 0 | 0 | 0.072522 | 312.8959 | 0.036625 | 0 | 0 | 0.073251 | 313.1478 | 0.037172 | 0 | 0 | 0.074344 | 313.3158 | 0.037536 | 0 | 0 | 0.075072 | 313.5677 | 0.038083 | 0 | 0 | 0.076165 | 313.8196 | 0.038629 | 0 | 0 | 0.077258 | 313.9876 | 0.038993 | 0 | 0 | 0.077987 | 314.2395 | 0.03954 | 0 | 0 | 0.07908 | 314.4914 | 0.040086 | 0 | 0 | 0.080172 | 314.5754 | 0.040268 | 0 | 0 | 0.080537 | 314.8273 | 0.040815 | 0 | 0 | 0.08163 | 315.0793 | 0.041361 | 0 | 0 | 0.082722 | 315.2472 | 0.041726 | 0 | 0 | 0.083451 | 315.4991 | 0.042272 | 0 | 0 | 0.084544 | 315.6671 | 0.042636 | 0 | 0 | 0.085272 | 315.835 | 0.043001 | 0 | 0 | 0.086001
2017-02-06 12:00 | 281.9246 | 0.8403 |  | 296.0391 | 6.3145e-05 | 0 | 0 | 0.00012629 | 304.3581 | 0.018107 | 0 | 0 | 0.036214 | 311.1646 | 0.03287 | 0 | 0 | 0.065741 | 311.4167 | 0.033417 | 0 | 0 | 0.066834 | 311.5847 | 0.033782 | 0 | 0 | 0.067563 | 311.8368 | 0.034328 | 0 | 0 | 0.068657 | 312.0889 | 0.034875 | 0 | 0 | 0.06975 | 312.341 | 0.035422 | 0 | 0 | 0.070844 | 312.6771 | 0.036151 | 0 | 0 | 0.072302 | 312.9292 | 0.036698 | 0 | 0 | 0.073396 | 313.0973 | 0.037062 | 0 | 0 | 0.074125 | 313.3494 | 0.037609 | 0 | 0 | 0.075218 | 313.5174 | 0.037974 | 0 | 0 | 0.075947 | 313.7695 | 0.03852 | 0 | 0 | 0.077041 | 314.0216 | 0.039067 | 0 | 0 | 0.078134 | 314.1897 | 0.039432 | 0 | 0 | 0.078863 | 314.4418 | 0.039979 | 0 | 0 | 0.079957 | 314.6939 | 0.040525 | 0 | 0 | 0.081051 | 314.7779 | 0.040708 | 0 | 0 | 0.081415 | 315.03 | 0.041254 | 0 | 0 | 0.082509 | 315.2821 | 0.041801 | 0 | 0 | 0.083602 | 315.4501 | 0.042166 | 0 | 0 | 0.084331 | 315.7022 | 0.042712 | 0 | 0 | 0.085425 | 315.8703 | 0.043077 | 0 | 0 | 0.086154 | 316.0383 | 0.043441 | 0 | 0 | 0.086883
2017-02-06 13:00 | 281.241 | 0.83827 |  | 295.3213 | 0 | 0 | 0 | 0 | 303.6201 | 0.016506 | 0 | 0 | 0.033013 | 310.4101 | 0.031234 | 0 | 0 | 0.062468 | 310.6616 | 0.031779 | 0 | 0 | 0.063558 | 310.8292 | 0.032143 | 0 | 0 | 0.064286 | 311.0807 | 0.032688 | 0 | 0 | 0.065377 | 311.3322 | 0.033234 | 0 | 0 | 0.066468 | 311.5836 | 0.033779 | 0 | 0 | 0.067558 | 311.919 | 0.034507 | 0 | 0 | 0.069013 | 312.1704 | 0.035052 | 0 | 0 | 0.070104 | 312.3381 | 0.035416 | 0 | 0 | 0.070831 | 312.5896 | 0.035961 | 0 | 0 | 0.071922 | 312.7572 | 0.036325 | 0 | 0 | 0.072649 | 313.0087 | 0.03687 | 0 | 0 | 0.07374 | 313.2602 | 0.037416 | 0 | 0 | 0.074831 | 313.4278 | 0.037779 | 0 | 0 | 0.075559 | 313.6793 | 0.038325 | 0 | 0 | 0.076649 | 313.9308 | 0.03887 | 0 | 0 | 0.07774 | 314.0146 | 0.039052 | 0 | 0 | 0.078104 | 314.2661 | 0.039597 | 0 | 0 | 0.079195 | 314.5176 | 0.040143 | 0 | 0 | 0.080286 | 314.6852 | 0.040507 | 0 | 0 | 0.081013 | 314.9367 | 0.041052 | 0 | 0 | 0.082104 | 315.1044 | 0.041416 | 0 | 0 | 0.082831 | 315.272 | 0.041779 | 0 | 0 | 0.083559
2017-02-06 14:00 | 289.5294 | 0.86297 |  | 304.0246 | 0.017384 | 0 | 0 | 0.034767 | 312.568 | 0.035914 | 0 | 0 | 0.071829 | 319.5581 | 0.051076 | 0 | 0 | 0.10215 | 319.817 | 0.051637 | 0 | 0 | 0.10327 | 319.9896 | 0.052012 | 0 | 0 | 0.10402 | 320.2484 | 0.052573 | 0 | 0 | 0.10515 | 320.5073 | 0.053135 | 0 | 0 | 0.10627 | 320.7662 | 0.053696 | 0 | 0 | 0.10739 | 321.1114 | 0.054445 | 0 | 0 | 0.10889 | 321.3703 | 0.055007 | 0 | 0 | 0.11001 | 321.5429 | 0.055381 | 0 | 0 | 0.11076 | 321.8018 | 0.055942 | 0 | 0 | 0.11188 | 321.9744 | 0.056317 | 0 | 0 | 0.11263 | 322.2333 | 0.056878 | 0 | 0 | 0.11376 | 322.4922 | 0.05744 | 0 | 0 | 0.11488 | 322.6648 | 0.057814 | 0 | 0 | 0.11563 | 322.9237 | 0.058376 | 0 | 0 | 0.11675 | 323.1825 | 0.058937 | 0 | 0 | 0.11787 | 323.2688 | 0.059124 | 0 | 0 | 0.11825 | 323.5277 | 0.059686 | 0 | 0 | 0.11937 | 323.7866 | 0.060248 | 0 | 0 | 0.1205 | 323.9592 | 0.060622 | 0 | 0 | 0.12124 | 324.2181 | 0.061183 | 0 | 0 | 0.12237 | 324.3907 | 0.061558 | 0 | 0 | 0.12312 | 324.5633 | 0.061932 | 0 | 0 | 0.12386
2017-02-06 15:00 | 283.2434 | 0.84423 |  | 297.4239 | 0.0030667 | 0 | 0 | 0.0061334 | 305.7818 | 0.021195 | 0 | 0 | 0.04239 | 312.6201 | 0.036027 | 0 | 0 | 0.072055 | 312.8734 | 0.036577 | 0 | 0 | 0.073153 | 313.0422 | 0.036943 | 0 | 0 | 0.073886 | 313.2955 | 0.037492 | 0 | 0 | 0.074984 | 313.5488 | 0.038042 | 0 | 0 | 0.076083 | 313.802 | 0.038591 | 0 | 0 | 0.077182 | 314.1397 | 0.039323 | 0 | 0 | 0.078647 | 314.393 | 0.039873 | 0 | 0 | 0.079745 | 314.5618 | 0.040239 | 0 | 0 | 0.080478 | 314.8151 | 0.040788 | 0 | 0 | 0.081577 | 314.984 | 0.041155 | 0 | 0 | 0.082309 | 315.2372 | 0.041704 | 0 | 0 | 0.083408 | 315.4905 | 0.042253 | 0 | 0 | 0.084506 | 315.6593 | 0.042619 | 0 | 0 | 0.085239 | 315.9126 | 0.043169 | 0 | 0 | 0.086338 | 316.1659 | 0.043718 | 0 | 0 | 0.087436 | 316.2503 | 0.043901 | 0 | 0 | 0.087802 | 316.5036 | 0.044451 | 0 | 0 | 0.088901 | 316.7568 | 0.045 | 0 | 0 | 0.09 | 316.9257 | 0.045366 | 0 | 0 | 0.090732 | 317.179 | 0.045915 | 0 | 0 | 0.091831 | 317.3478 | 0.046282 | 0 | 0 | 0.092563 | 317.5167 | 0.046648 | 0 | 0 | 0.093296
2017-02-06 16:00 | 286.967 | 0.85533 |  | 301.3339 | 0.011548 | 0 | 0 | 0.023095 | 309.8017 | 0.029914 | 0 | 0 | 0.059828 | 316.7299 | 0.044941 | 0 | 0 | 0.089883 | 316.9865 | 0.045498 | 0 | 0 | 0.090996 | 317.1576 | 0.045869 | 0 | 0 | 0.091738 | 317.4142 | 0.046426 | 0 | 0 | 0.092851 | 317.6708 | 0.046982 | 0 | 0 | 0.093964 | 317.9274 | 0.047539 | 0 | 0 | 0.095078 | 318.2695 | 0.048281 | 0 | 0 | 0.096562 | 318.5261 | 0.048837 | 0 | 0 | 0.097675 | 318.6972 | 0.049208 | 0 | 0 | 0.098417 | 318.9538 | 0.049765 | 0 | 0 | 0.09953 | 319.1248 | 0.050136 | 0 | 0 | 0.10027 | 319.3814 | 0.050693 | 0 | 0 | 0.10139 | 319.638 | 0.051249 | 0 | 0 | 0.1025 | 319.8091 | 0.05162 | 0 | 0 | 0.10324 | 320.0657 | 0.052177 | 0 | 0 | 0.10435 | 320.3223 | 0.052733 | 0 | 0 | 0.10547 | 320.4078 | 0.052919 | 0 | 0 | 0.10584 | 320.6644 | 0.053475 | 0 | 0 | 0.10695 | 320.921 | 0.054032 | 0 | 0 | 0.10806 | 321.0921 | 0.054403 | 0 | 0 | 0.10881 | 321.3487 | 0.05496 | 0 | 0 | 0.10992 | 321.5198 | 0.055331 | 0 | 0 | 0.11066 | 321.6908 | 0.055702 | 0 | 0 | 0.1114
2017-02-06 17:00 | 292.383 | 0.87148 |  | 307.0211 | 0.023883 | 0 | 0 | 0.047766 | 315.6487 | 0.042596 | 0 | 0 | 0.085193 | 322.7076 | 0.057907 | 0 | 0 | 0.11581 | 322.9691 | 0.058474 | 0 | 0 | 0.11695 | 323.1434 | 0.058852 | 0 | 0 | 0.1177 | 323.4048 | 0.059419 | 0 | 0 | 0.11884 | 323.6662 | 0.059986 | 0 | 0 | 0.11997 | 323.9277 | 0.060553 | 0 | 0 | 0.12111 | 324.2763 | 0.06131 | 0 | 0 | 0.12262 | 324.5377 | 0.061877 | 0 | 0 | 0.12375 | 324.712 | 0.062255 | 0 | 0 | 0.12451 | 324.9735 | 0.062822 | 0 | 0 | 0.12564 | 325.1478 | 0.0632 | 0 | 0 | 0.1264 | 325.4092 | 0.063767 | 0 | 0 | 0.12753 | 325.6706 | 0.064334 | 0 | 0 | 0.12867 | 325.8449 | 0.064712 | 0 | 0 | 0.12942 | 326.1064 | 0.065279 | 0 | 0 | 0.13056 | 326.3678 | 0.065846 | 0 | 0 | 0.13169 | 326.455 | 0.066035 | 0 | 0 | 0.13207 | 326.7164 | 0.066602 | 0 | 0 | 0.1332 | 326.9779 | 0.067169 | 0 | 0 | 0.13434 | 327.1522 | 0.067547 | 0 | 0 | 0.13509 | 327.4136 | 0.068114 | 0 | 0 | 0.13623 | 327.5879 | 0.068492 | 0 | 0 | 0.13698 | 327.7622 | 0.06887 | 0 | 0 | 0.13774
2017-02-06 18:00 | 287.9823 | 0.85836 |  | 302.4001 | 0.01386 | 0 | 0 | 0.02772 | 310.8979 | 0.032292 | 0 | 0 | 0.064584 | 317.8506 | 0.047372 | 0 | 0 | 0.094744 | 318.1081 | 0.047931 | 0 | 0 | 0.095861 | 318.2798 | 0.048303 | 0 | 0 | 0.096606 | 318.5373 | 0.048862 | 0 | 0 | 0.097723 | 318.7948 | 0.04942 | 0 | 0 | 0.09884 | 319.0523 | 0.049979 | 0 | 0 | 0.099957 | 319.3956 | 0.050723 | 0 | 0 | 0.10145 | 319.6531 | 0.051282 | 0 | 0 | 0.10256 | 319.8248 | 0.051654 | 0 | 0 | 0.10331 | 320.0823 | 0.052213 | 0 | 0 | 0.10443 | 320.254 | 0.052585 | 0 | 0 | 0.10517 | 320.5115 | 0.053144 | 0 | 0 | 0.10629 | 320.769 | 0.053702 | 0 | 0 | 0.1074 | 320.9407 | 0.054075 | 0 | 0 | 0.10815 | 321.1982 | 0.054633 | 0 | 0 | 0.10927 | 321.4557 | 0.055192 | 0 | 0 | 0.11038 | 321.5415 | 0.055378 | 0 | 0 | 0.11076 | 321.799 | 0.055936 | 0 | 0 | 0.11187 | 322.0565 | 0.056495 | 0 | 0 | 0.11299 | 322.2282 | 0.056867 | 0 | 0 | 0.11373 | 322.4857 | 0.057426 | 0 | 0 | 0.11485 | 322.6574 | 0.057798 | 0 | 0 | 0.1156 | 322.8291 | 0.058171 | 0 | 0 | 0.11634
2017-02-06 19:00 | 293.135 | 0.87372 |  | 307.8107 | 0.025596 | 0 | 0 | 0.051191 | 316.4605 | 0.044357 | 0 | 0 | 0.088714 | 323.5376 | 0.059707 | 0 | 0 | 0.11941 | 323.7997 | 0.060276 | 0 | 0 | 0.12055 | 323.9745 | 0.060655 | 0 | 0 | 0.12131 | 324.2366 | 0.061223 | 0 | 0 | 0.12245 | 324.4987 | 0.061792 | 0 | 0 | 0.12358 | 324.7608 | 0.062361 | 0 | 0 | 0.12472 | 325.1103 | 0.063119 | 0 | 0 | 0.12624 | 325.3724 | 0.063687 | 0 | 0 | 0.12737 | 325.5472 | 0.064066 | 0 | 0 | 0.12813 | 325.8093 | 0.064635 | 0 | 0 | 0.12927 | 325.984 | 0.065014 | 0 | 0 | 0.13003 | 326.2461 | 0.065582 | 0 | 0 | 0.13116 | 326.5083 | 0.066151 | 0 | 0 | 0.1323 | 326.683 | 0.06653 | 0 | 0 | 0.13306 | 326.9451 | 0.067098 | 0 | 0 | 0.1342 | 327.2072 | 0.067667 | 0 | 0 | 0.13533 | 327.2946 | 0.067856 | 0 | 0 | 0.13571 | 327.5567 | 0.068425 | 0 | 0 | 0.13685 | 327.8188 | 0.068993 | 0 | 0 | 0.13799 | 327.9936 | 0.069372 | 0 | 0 | 0.13874 | 328.2557 | 0.069941 | 0 | 0 | 0.13988 | 328.4304 | 0.07032 | 0 | 0 | 0.14064 | 328.6052 | 0.070699 | 0 | 0 | 0.1414
2017-02-06 20:00 | 283.9286 | 0.84628 |  | 298.1434 | 0.0046273 | 0 | 0 | 0.0092546 | 306.5215 | 0.022799 | 0 | 0 | 0.045599 | 313.3764 | 0.037668 | 0 | 0 | 0.075335 | 313.6302 | 0.038218 | 0 | 0 | 0.076437 | 313.7995 | 0.038585 | 0 | 0 | 0.077171 | 314.0534 | 0.039136 | 0 | 0 | 0.078272 | 314.3073 | 0.039687 | 0 | 0 | 0.079374 | 314.5611 | 0.040237 | 0 | 0 | 0.080475 | 314.8997 | 0.040972 | 0 | 0 | 0.081943 | 315.1535 | 0.041522 | 0 | 0 | 0.083045 | 315.3228 | 0.041889 | 0 | 0 | 0.083779 | 315.5767 | 0.04244 | 0 | 0 | 0.08488 | 315.7459 | 0.042807 | 0 | 0 | 0.085614 | 315.9998 | 0.043358 | 0 | 0 | 0.086716 | 316.2537 | 0.043909 | 0 | 0 | 0.087817 | 316.423 | 0.044276 | 0 | 0 | 0.088551 | 316.6768 | 0.044826 | 0 | 0 | 0.089653 | 316.9307 | 0.045377 | 0 | 0 | 0.090754 | 317.0153 | 0.045561 | 0 | 0 | 0.091121 | 317.2692 | 0.046111 | 0 | 0 | 0.092223 | 317.5231 | 0.046662 | 0 | 0 | 0.093324 | 317.6924 | 0.047029 | 0 | 0 | 0.094058 | 317.9463 | 0.04758 | 0 | 0 | 0.095159 | 318.1155 | 0.047947 | 0 | 0 | 0.095894 | 318.2848 | 0.048314 | 0 | 0 | 0.096628
2017-02-06 21:00 | 284.6847 | 0.84853 |  | 298.9374 | 0.0063495 | 0 | 0 | 0.012699 | 307.3378 | 0.02457 | 0 | 0 | 0.04914 | 314.2109 | 0.039478 | 0 | 0 | 0.078956 | 314.4655 | 0.04003 | 0 | 0 | 0.08006 | 314.6352 | 0.040398 | 0 | 0 | 0.080796 | 314.8898 | 0.04095 | 0 | 0 | 0.0819 | 315.1443 | 0.041502 | 0 | 0 | 0.083005 | 315.3989 | 0.042054 | 0 | 0 | 0.084109 | 315.7383 | 0.042791 | 0 | 0 | 0.085581 | 315.9929 | 0.043343 | 0 | 0 | 0.086686 | 316.1626 | 0.043711 | 0 | 0 | 0.087422 | 316.4171 | 0.044263 | 0 | 0 | 0.088526 | 316.5868 | 0.044631 | 0 | 0 | 0.089262 | 316.8414 | 0.045183 | 0 | 0 | 0.090367 | 317.0959 | 0.045735 | 0 | 0 | 0.091471 | 317.2656 | 0.046104 | 0 | 0 | 0.092207 | 317.5202 | 0.046656 | 0 | 0 | 0.093311 | 317.7748 | 0.047208 | 0 | 0 | 0.094416 | 317.8596 | 0.047392 | 0 | 0 | 0.094784 | 318.1142 | 0.047944 | 0 | 0 | 0.095888 | 318.3687 | 0.048496 | 0 | 0 | 0.096992 | 318.5384 | 0.048864 | 0 | 0 | 0.097728 | 318.793 | 0.049416 | 0 | 0 | 0.098833 | 318.9627 | 0.049784 | 0 | 0 | 0.099569 | 319.1324 | 0.050153 | 0 | 0 | 0.10031
2017-02-06 22:00 | 293.6984 | 0.8754 |  | 308.4023 | 0.026879 | 0 | 0 | 0.053758 | 317.0687 | 0.045676 | 0 | 0 | 0.091353 | 324.1594 | 0.061056 | 0 | 0 | 0.12211 | 324.4221 | 0.061626 | 0 | 0 | 0.12325 | 324.5971 | 0.062005 | 0 | 0 | 0.12401 | 324.8598 | 0.062575 | 0 | 0 | 0.12515 | 325.1224 | 0.063145 | 0 | 0 | 0.12629 | 325.385 | 0.063714 | 0 | 0 | 0.12743 | 325.7351 | 0.064474 | 0 | 0 | 0.12895 | 325.9978 | 0.065043 | 0 | 0 | 0.13009 | 326.1728 | 0.065423 | 0 | 0 | 0.13085 | 326.4355 | 0.065993 | 0 | 0 | 0.13199 | 326.6105 | 0.066373 | 0 | 0 | 0.13275 | 326.8732 | 0.066942 | 0 | 0 | 0.13388 | 327.1358 | 0.067512 | 0 | 0 | 0.13502 | 327.3109 | 0.067892 | 0 | 0 | 0.13578 | 327.5735 | 0.068461 | 0 | 0 | 0.13692 | 327.8361 | 0.069031 | 0 | 0 | 0.13806 | 327.9236 | 0.069221 | 0 | 0 | 0.13844 | 328.1863 | 0.06979 | 0 | 0 | 0.13958 | 328.4489 | 0.07036 | 0 | 0 | 0.14072 | 328.624 | 0.07074 | 0 | 0 | 0.14148 | 328.8866 | 0.071309 | 0 | 0 | 0.14262 | 329.0617 | 0.071689 | 0 | 0 | 0.14338 | 329.2367 | 0.072069 | 0 | 0 | 0.14414
2017-02-06 23:00 | 289.4479 | 0.86273 |  | 303.939 | 0.017198 | 0 | 0 | 0.034396 | 312.48 | 0.035723 | 0 | 0 | 0.071447 | 319.4681 | 0.050881 | 0 | 0 | 0.10176 | 319.7269 | 0.051442 | 0 | 0 | 0.10288 | 319.8995 | 0.051816 | 0 | 0 | 0.10363 | 320.1583 | 0.052378 | 0 | 0 | 0.10476 | 320.4171 | 0.052939 | 0 | 0 | 0.10588 | 320.6759 | 0.0535 | 0 | 0 | 0.107 | 321.021 | 0.054249 | 0 | 0 | 0.1085 | 321.2798 | 0.05481 | 0 | 0 | 0.10962 | 321.4524 | 0.055185 | 0 | 0 | 0.11037 | 321.7112 | 0.055746 | 0 | 0 | 0.11149 | 321.8837 | 0.05612 | 0 | 0 | 0.11224 | 322.1426 | 0.056682 | 0 | 0 | 0.11336 | 322.4014 | 0.057243 | 0 | 0 | 0.11449 | 322.5739 | 0.057617 | 0 | 0 | 0.11523 | 322.8327 | 0.058179 | 0 | 0 | 0.11636 | 323.0916 | 0.05874 | 0 | 0 | 0.11748 | 323.1778 | 0.058927 | 0 | 0 | 0.11785 | 323.4367 | 0.059488 | 0 | 0 | 0.11898 | 323.6955 | 0.06005 | 0 | 0 | 0.1201 | 323.868 | 0.060424 | 0 | 0 | 0.12085 | 324.1268 | 0.060985 | 0 | 0 | 0.12197 | 324.2994 | 0.06136 | 0 | 0 | 0.12272 | 324.4719 | 0.061734 | 0 | 0 | 0.12347
2017-02-07 | 294.7216 | 0.87845 |  | 309.4767 | 0.029209 | 0 | 0 | 0.058419 | 318.1734 | 0.048072 | 0 | 0 | 0.096145 | 325.2888 | 0.063506 | 0 | 0 | 0.12701 | 325.5523 | 0.064077 | 0 | 0 | 0.12815 | 325.728 | 0.064458 | 0 | 0 | 0.12892 | 325.9915 | 0.06503 | 0 | 0 | 0.13006 | 326.2551 | 0.065602 | 0 | 0 | 0.1312 | 326.5186 | 0.066173 | 0 | 0 | 0.13235 | 326.87 | 0.066935 | 0 | 0 | 0.13387 | 327.1335 | 0.067507 | 0 | 0 | 0.13501 | 327.3092 | 0.067888 | 0 | 0 | 0.13578 | 327.5727 | 0.06846 | 0 | 0 | 0.13692 | 327.7484 | 0.068841 | 0 | 0 | 0.13768 | 328.012 | 0.069412 | 0 | 0 | 0.13882 | 328.2755 | 0.069984 | 0 | 0 | 0.13997 | 328.4512 | 0.070365 | 0 | 0 | 0.14073 | 328.7147 | 0.070937 | 0 | 0 | 0.14187 | 328.9782 | 0.071508 | 0 | 0 | 0.14302 | 329.0661 | 0.071699 | 0 | 0 | 0.1434 | 329.3296 | 0.07227 | 0 | 0 | 0.14454 | 329.5932 | 0.072842 | 0 | 0 | 0.14568 | 329.7689 | 0.073223 | 0 | 0 | 0.14645 | 330.0324 | 0.073795 | 0 | 0 | 0.14759 | 330.2081 | 0.074176 | 0 | 0 | 0.14835 | 330.3838 | 0.074557 | 0 | 0 | 0.14911
2017-02-07 01:00 | 293.1851 | 0.87387 |  | 307.8633 | 0.02571 | 0 | 0 | 0.05142 | 316.5146 | 0.044474 | 0 | 0 | 0.088949 | 323.5929 | 0.059827 | 0 | 0 | 0.11965 | 323.8551 | 0.060396 | 0 | 0 | 0.12079 | 324.0298 | 0.060775 | 0 | 0 | 0.12155 | 324.292 | 0.061344 | 0 | 0 | 0.12269 | 324.5542 | 0.061912 | 0 | 0 | 0.12382 | 324.8163 | 0.062481 | 0 | 0 | 0.12496 | 325.1659 | 0.063239 | 0 | 0 | 0.12648 | 325.428 | 0.063808 | 0 | 0 | 0.12762 | 325.6028 | 0.064187 | 0 | 0 | 0.12837 | 325.865 | 0.064755 | 0 | 0 | 0.12951 | 326.0397 | 0.065135 | 0 | 0 | 0.13027 | 326.3019 | 0.065703 | 0 | 0 | 0.13141 | 326.5641 | 0.066272 | 0 | 0 | 0.13254 | 326.7388 | 0.066651 | 0 | 0 | 0.1333 | 327.001 | 0.067219 | 0 | 0 | 0.13444 | 327.2632 | 0.067788 | 0 | 0 | 0.13558 | 327.3505 | 0.067978 | 0 | 0 | 0.13596 | 327.6127 | 0.068546 | 0 | 0 | 0.13709 | 327.8749 | 0.069115 | 0 | 0 | 0.13823 | 328.0496 | 0.069494 | 0 | 0 | 0.13899 | 328.3118 | 0.070063 | 0 | 0 | 0.14013 | 328.4866 | 0.070442 | 0 | 0 | 0.14088 | 328.6613 | 0.070821 | 0 | 0 | 0.14164
2017-02-07 02:00 | 293.295 | 0.87419 |  | 307.9787 | 0.02596 | 0 | 0 | 0.05192 | 316.6332 | 0.044732 | 0 | 0 | 0.089464 | 323.7142 | 0.06009 | 0 | 0 | 0.12018 | 323.9765 | 0.060659 | 0 | 0 | 0.12132 | 324.1513 | 0.061038 | 0 | 0 | 0.12208 | 324.4136 | 0.061607 | 0 | 0 | 0.12321 | 324.6758 | 0.062176 | 0 | 0 | 0.12435 | 324.9381 | 0.062745 | 0 | 0 | 0.12549 | 325.2878 | 0.063503 | 0 | 0 | 0.12701 | 325.55 | 0.064072 | 0 | 0 | 0.12814 | 325.7249 | 0.064452 | 0 | 0 | 0.1289 | 325.9871 | 0.06502 | 0 | 0 | 0.13004 | 326.162 | 0.0654 | 0 | 0 | 0.1308 | 326.4242 | 0.065968 | 0 | 0 | 0.13194 | 326.6865 | 0.066537 | 0 | 0 | 0.13307 | 326.8613 | 0.066916 | 0 | 0 | 0.13383 | 327.1236 | 0.067485 | 0 | 0 | 0.13497 | 327.3858 | 0.068054 | 0 | 0 | 0.13611 | 327.4732 | 0.068244 | 0 | 0 | 0.13649 | 327.7355 | 0.068813 | 0 | 0 | 0.13763 | 327.9978 | 0.069381 | 0 | 0 | 0.13876 | 328.1726 | 0.069761 | 0 | 0 | 0.13952 | 328.4349 | 0.07033 | 0 | 0 | 0.14066 | 328.6097 | 0.070709 | 0 | 0 | 0.14142 | 328.7845 | 0.071088 | 0 | 0 | 0.14218
2017-02-07 03:00 | 285.0023 | 0.84948 |  | 299.2709 | 0.0070729 | 0 | 0 | 0.014146 | 307.6807 | 0.025314 | 0 | 0 | 0.050628 | 314.5615 | 0.040238 | 0 | 0 | 0.080476 | 314.8163 | 0.040791 | 0 | 0 | 0.081582 | 314.9862 | 0.041159 | 0 | 0 | 0.082319 | 315.2411 | 0.041712 | 0 | 0 | 0.083424 | 315.4959 | 0.042265 | 0 | 0 | 0.08453 | 315.7508 | 0.042818 | 0 | 0 | 0.085635 | 316.0906 | 0.043555 | 0 | 0 | 0.087109 | 316.3454 | 0.044107 | 0 | 0 | 0.088215 | 316.5153 | 0.044476 | 0 | 0 | 0.088952 | 316.7701 | 0.045029 | 0 | 0 | 0.090057 | 316.94 | 0.045397 | 0 | 0 | 0.090795 | 317.1949 | 0.04595 | 0 | 0 | 0.0919 | 317.4497 | 0.046503 | 0 | 0 | 0.093006 | 317.6196 | 0.046871 | 0 | 0 | 0.093743 | 317.8745 | 0.047424 | 0 | 0 | 0.094848 | 318.1293 | 0.047977 | 0 | 0 | 0.095954 | 318.2143 | 0.048161 | 0 | 0 | 0.096322 | 318.4691 | 0.048714 | 0 | 0 | 0.097428 | 318.7239 | 0.049267 | 0 | 0 | 0.098533 | 318.8938 | 0.049635 | 0 | 0 | 0.09927 | 319.1487 | 0.050188 | 0 | 0 | 0.10038 | 319.3186 | 0.050556 | 0 | 0 | 0.10111 | 319.4885 | 0.050925 | 0 | 0 | 0.10185
2017-02-07 04:00 | 289.8143 | 0.86382 |  | 304.3238 | 0.018033 | 0 | 0 | 0.036065 | 312.8756 | 0.036581 | 0 | 0 | 0.073163 | 319.8725 | 0.051758 | 0 | 0 | 0.10352 | 320.1317 | 0.05232 | 0 | 0 | 0.10464 | 320.3044 | 0.052695 | 0 | 0 | 0.10539 | 320.5636 | 0.053257 | 0 | 0 | 0.10651 | 320.8227 | 0.053819 | 0 | 0 | 0.10764 | 321.0819 | 0.054381 | 0 | 0 | 0.10876 | 321.4274 | 0.05513 | 0 | 0 | 0.11026 | 321.6865 | 0.055692 | 0 | 0 | 0.11138 | 321.8593 | 0.056067 | 0 | 0 | 0.11213 | 322.1185 | 0.056629 | 0 | 0 | 0.11326 | 322.2912 | 0.057004 | 0 | 0 | 0.11401 | 322.5504 | 0.057566 | 0 | 0 | 0.11513 | 322.8095 | 0.058128 | 0 | 0 | 0.11626 | 322.9823 | 0.058503 | 0 | 0 | 0.11701 | 323.2414 | 0.059065 | 0 | 0 | 0.11813 | 323.5006 | 0.059627 | 0 | 0 | 0.11925 | 323.587 | 0.059814 | 0 | 0 | 0.11963 | 323.8461 | 0.060376 | 0 | 0 | 0.12075 | 324.1052 | 0.060939 | 0 | 0 | 0.12188 | 324.278 | 0.061313 | 0 | 0 | 0.12263 | 324.5372 | 0.061875 | 0 | 0 | 0.12375 | 324.7099 | 0.06225 | 0 | 0 | 0.1245 | 324.8827 | 0.062625 | 0 | 0 | 0.12525
2017-02-07 05:00 | 286.9575 | 0.85531 |  | 301.324 | 0.011526 | 0 | 0 | 0.023052 | 309.7915 | 0.029892 | 0 | 0 | 0.059784 | 316.7194 | 0.044919 | 0 | 0 | 0.089838 | 316.976 | 0.045475 | 0 | 0 | 0.090951 | 317.1471 | 0.045846 | 0 | 0 | 0.091693 | 317.4037 | 0.046403 | 0 | 0 | 0.092806 | 317.6603 | 0.046959 | 0 | 0 | 0.093919 | 317.9169 | 0.047516 | 0 | 0 | 0.095032 | 318.259 | 0.048258 | 0 | 0 | 0.096516 | 318.5156 | 0.048815 | 0 | 0 | 0.097629 | 318.6866 | 0.049186 | 0 | 0 | 0.098371 | 318.9432 | 0.049742 | 0 | 0 | 0.099484 | 319.1143 | 0.050113 | 0 | 0 | 0.10023 | 319.3709 | 0.05067 | 0 | 0 | 0.10134 | 319.6275 | 0.051226 | 0 | 0 | 0.10245 | 319.7985 | 0.051597 | 0 | 0 | 0.10319 | 320.0551 | 0.052154 | 0 | 0 | 0.10431 | 320.3117 | 0.05271 | 0 | 0 | 0.10542 | 320.3973 | 0.052896 | 0 | 0 | 0.10579 | 320.6538 | 0.053453 | 0 | 0 | 0.10691 | 320.9104 | 0.054009 | 0 | 0 | 0.10802 | 321.0815 | 0.05438 | 0 | 0 | 0.10876 | 321.3381 | 0.054937 | 0 | 0 | 0.10987 | 321.5092 | 0.055308 | 0 | 0 | 0.11062 | 321.6802 | 0.055679 | 0 | 0 | 0.11136
2017-02-07 06:00 | 294.7534 | 0.87854 |  | 309.5101 | 0.029282 | 0 | 0 | 0.058564 | 318.2077 | 0.048147 | 0 | 0 | 0.096294 | 325.3239 | 0.063582 | 0 | 0 | 0.12716 | 325.5875 | 0.064153 | 0 | 0 | 0.12831 | 325.7632 | 0.064535 | 0 | 0 | 0.12907 | 326.0267 | 0.065106 | 0 | 0 | 0.13021 | 326.2903 | 0.065678 | 0 | 0 | 0.13136 | 326.5538 | 0.06625 | 0 | 0 | 0.1325 | 326.9053 | 0.067012 | 0 | 0 | 0.13402 | 327.1688 | 0.067583 | 0 | 0 | 0.13517 | 327.3445 | 0.067965 | 0 | 0 | 0.13593 | 327.6081 | 0.068536 | 0 | 0 | 0.13707 | 327.7838 | 0.068917 | 0 | 0 | 0.13783 | 328.0474 | 0.069489 | 0 | 0 | 0.13898 | 328.3109 | 0.070061 | 0 | 0 | 0.14012 | 328.4866 | 0.070442 | 0 | 0 | 0.14088 | 328.7502 | 0.071013 | 0 | 0 | 0.14203 | 329.0138 | 0.071585 | 0 | 0 | 0.14317 | 329.1016 | 0.071776 | 0 | 0 | 0.14355 | 329.3652 | 0.072347 | 0 | 0 | 0.14469 | 329.6287 | 0.072919 | 0 | 0 | 0.14584 | 329.8044 | 0.0733 | 0 | 0 | 0.1466 | 330.068 | 0.073872 | 0 | 0 | 0.14774 | 330.2437 | 0.074253 | 0 | 0 | 0.14851 | 330.4194 | 0.074634 | 0 | 0 | 0.14927
2017-02-07 07:00 | 298.7543 | 0.89047 |  | 313.7113 | 0.038394 | 0 | 0 | 0.076788 | 322.5269 | 0.057515 | 0 | 0 | 0.11503 | 329.7397 | 0.07316 | 0 | 0 | 0.14632 | 330.0069 | 0.073739 | 0 | 0 | 0.14748 | 330.1849 | 0.074125 | 0 | 0 | 0.14825 | 330.4521 | 0.074705 | 0 | 0 | 0.14941 | 330.7192 | 0.075284 | 0 | 0 | 0.15057 | 330.9864 | 0.075864 | 0 | 0 | 0.15173 | 331.3425 | 0.076636 | 0 | 0 | 0.15327 | 331.6097 | 0.077216 | 0 | 0 | 0.15443 | 331.7878 | 0.077602 | 0 | 0 | 0.1552 | 332.0549 | 0.078181 | 0 | 0 | 0.15636 | 332.233 | 0.078568 | 0 | 0 | 0.15714 | 332.5002 | 0.079147 | 0 | 0 | 0.15829 | 332.7673 | 0.079727 | 0 | 0 | 0.15945 | 332.9454 | 0.080113 | 0 | 0 | 0.16023 | 333.2125 | 0.080692 | 0 | 0 | 0.16138 | 333.4797 | 0.081272 | 0 | 0 | 0.16254 | 333.5687 | 0.081465 | 0 | 0 | 0.16293 | 333.8359 | 0.082044 | 0 | 0 | 0.16409 | 334.103 | 0.082624 | 0 | 0 | 0.16525 | 334.2811 | 0.08301 | 0 | 0 | 0.16602 | 334.5482 | 0.083589 | 0 | 0 | 0.16718 | 334.7263 | 0.083976 | 0 | 0 | 0.16795 | 334.9044 | 0.084362 | 0 | 0 | 0.16872
2017-02-07 08:00 | 298.0699 | 0.88843 |  | 312.9927 | 0.036836 | 0 | 0 | 0.073671 | 321.7882 | 0.055913 | 0 | 0 | 0.11183 | 328.9844 | 0.071522 | 0 | 0 | 0.14304 | 329.2509 | 0.0721 | 0 | 0 | 0.1442 | 329.4286 | 0.072485 | 0 | 0 | 0.14497 | 329.6952 | 0.073063 | 0 | 0 | 0.14613 | 329.9617 | 0.073641 | 0 | 0 | 0.14728 | 330.2282 | 0.074219 | 0 | 0 | 0.14844 | 330.5836 | 0.07499 | 0 | 0 | 0.14998 | 330.8501 | 0.075568 | 0 | 0 | 0.15114 | 331.0278 | 0.075954 | 0 | 0 | 0.15191 | 331.2943 | 0.076532 | 0 | 0 | 0.15306 | 331.472 | 0.076917 | 0 | 0 | 0.15383 | 331.7385 | 0.077495 | 0 | 0 | 0.15499 | 332.0051 | 0.078073 | 0 | 0 | 0.15615 | 332.1828 | 0.078459 | 0 | 0 | 0.15692 | 332.4493 | 0.079037 | 0 | 0 | 0.15807 | 332.7158 | 0.079615 | 0 | 0 | 0.15923 | 332.8047 | 0.079808 | 0 | 0 | 0.15962 | 333.0712 | 0.080386 | 0 | 0 | 0.16077 | 333.3377 | 0.080964 | 0 | 0 | 0.16193 | 333.5154 | 0.081349 | 0 | 0 | 0.1627 | 333.7819 | 0.081927 | 0 | 0 | 0.16385 | 333.9596 | 0.082313 | 0 | 0 | 0.16463 | 334.1373 | 0.082698 | 0 | 0 | 0.1654
2017-02-07 09:00 | 300.5129 | 0.89571 |  | 315.558 | 0.0424 | 0 | 0 | 0.084799 | 324.4255 | 0.061633 | 0 | 0 | 0.12327 | 331.6808 | 0.07737 | 0 | 0 | 0.15474 | 331.9495 | 0.077953 | 0 | 0 | 0.15591 | 332.1286 | 0.078341 | 0 | 0 | 0.15668 | 332.3974 | 0.078924 | 0 | 0 | 0.15785 | 332.6661 | 0.079507 | 0 | 0 | 0.15901 | 332.9348 | 0.08009 | 0 | 0 | 0.16018 | 333.2931 | 0.080867 | 0 | 0 | 0.16173 | 333.5618 | 0.08145 | 0 | 0 | 0.1629 | 333.7409 | 0.081838 | 0 | 0 | 0.16368 | 334.0096 | 0.082421 | 0 | 0 | 0.16484 | 334.1888 | 0.08281 | 0 | 0 | 0.16562 | 334.4575 | 0.083393 | 0 | 0 | 0.16679 | 334.7262 | 0.083975 | 0 | 0 | 0.16795 | 334.9053 | 0.084364 | 0 | 0 | 0.16873 | 335.174 | 0.084947 | 0 | 0 | 0.16989 | 335.4428 | 0.08553 | 0 | 0 | 0.17106 | 335.5323 | 0.085724 | 0 | 0 | 0.17145 | 335.801 | 0.086307 | 0 | 0 | 0.17261 | 336.0698 | 0.08689 | 0 | 0 | 0.17378 | 336.2489 | 0.087278 | 0 | 0 | 0.17456 | 336.5176 | 0.087861 | 0 | 0 | 0.17572 | 336.6968 | 0.08825 | 0 | 0 | 0.1765 | 336.8759 | 0.088638 | 0 | 0 | 0.17728
2017-02-07 10:00 | 301.0176 | 0.89721 |  | 316.088 | 0.043549 | 0 | 0 | 0.087098 | 324.9704 | 0.062815 | 0 | 0 | 0.12563 | 332.2378 | 0.078578 | 0 | 0 | 0.15716 | 332.507 | 0.079162 | 0 | 0 | 0.15832 | 332.6864 | 0.079551 | 0 | 0 | 0.1591 | 332.9556 | 0.080135 | 0 | 0 | 0.16027 | 333.2247 | 0.080719 | 0 | 0 | 0.16144 | 333.4939 | 0.081303 | 0 | 0 | 0.16261 | 333.8528 | 0.082081 | 0 | 0 | 0.16416 | 334.1219 | 0.082665 | 0 | 0 | 0.16533 | 334.3014 | 0.083054 | 0 | 0 | 0.16611 | 334.5706 | 0.083638 | 0 | 0 | 0.16728 | 334.75 | 0.084027 | 0 | 0 | 0.16805 | 335.0192 | 0.084611 | 0 | 0 | 0.16922 | 335.2883 | 0.085195 | 0 | 0 | 0.17039 | 335.4678 | 0.085584 | 0 | 0 | 0.17117 | 335.7369 | 0.086168 | 0 | 0 | 0.17234 | 336.0061 | 0.086752 | 0 | 0 | 0.1735 | 336.0958 | 0.086946 | 0 | 0 | 0.17389 | 336.365 | 0.08753 | 0 | 0 | 0.17506 | 336.6341 | 0.088114 | 0 | 0 | 0.17623 | 336.8136 | 0.088503 | 0 | 0 | 0.17701 | 337.0827 | 0.089087 | 0 | 0 | 0.17817 | 337.2622 | 0.089476 | 0 | 0 | 0.17895 | 337.4416 | 0.089865 | 0 | 0 | 0.17973
2017-02-07 11:00 | 295.4575 | 0.88064 |  | 310.2495 | 0.030886 | 0 | 0 | 0.061771 | 318.9679 | 0.049796 | 0 | 0 | 0.099591 | 326.101 | 0.065267 | 0 | 0 | 0.13053 | 326.3652 | 0.065841 | 0 | 0 | 0.13168 | 326.5414 | 0.066223 | 0 | 0 | 0.13245 | 326.8056 | 0.066796 | 0 | 0 | 0.13359 | 327.0697 | 0.067369 | 0 | 0 | 0.13474 | 327.3339 | 0.067942 | 0 | 0 | 0.13588 | 327.6862 | 0.068706 | 0 | 0 | 0.13741 | 327.9504 | 0.069279 | 0 | 0 | 0.13856 | 328.1265 | 0.069661 | 0 | 0 | 0.13932 | 328.3907 | 0.070234 | 0 | 0 | 0.14047 | 328.5668 | 0.070616 | 0 | 0 | 0.14123 | 328.831 | 0.071189 | 0 | 0 | 0.14238 | 329.0952 | 0.071762 | 0 | 0 | 0.14352 | 329.2713 | 0.072144 | 0 | 0 | 0.14429 | 329.5355 | 0.072717 | 0 | 0 | 0.14543 | 329.7997 | 0.07329 | 0 | 0 | 0.14658 | 329.8878 | 0.073481 | 0 | 0 | 0.14696 | 330.152 | 0.074054 | 0 | 0 | 0.14811 | 330.4162 | 0.074627 | 0 | 0 | 0.14925 | 330.5923 | 0.075009 | 0 | 0 | 0.15002 | 330.8565 | 0.075582 | 0 | 0 | 0.15116 | 331.0326 | 0.075964 | 0 | 0 | 0.15193 | 331.2088 | 0.076346 | 0 | 0 | 0.15269
2017-02-07 12:00 | 296.4823 | 0.88369 |  | 311.3256 | 0.03322 | 0 | 0 | 0.066439 | 320.0742 | 0.052195 | 0 | 0 | 0.10439 | 327.2321 | 0.067721 | 0 | 0 | 0.13544 | 327.4972 | 0.068296 | 0 | 0 | 0.13659 | 327.674 | 0.068679 | 0 | 0 | 0.13736 | 327.9391 | 0.069254 | 0 | 0 | 0.13851 | 328.2042 | 0.069829 | 0 | 0 | 0.13966 | 328.4693 | 0.070404 | 0 | 0 | 0.14081 | 328.8228 | 0.071171 | 0 | 0 | 0.14234 | 329.0879 | 0.071746 | 0 | 0 | 0.14349 | 329.2646 | 0.072129 | 0 | 0 | 0.14426 | 329.5297 | 0.072704 | 0 | 0 | 0.14541 | 329.7065 | 0.073088 | 0 | 0 | 0.14618 | 329.9716 | 0.073663 | 0 | 0 | 0.14733 | 330.2367 | 0.074238 | 0 | 0 | 0.14848 | 330.4134 | 0.074621 | 0 | 0 | 0.14924 | 330.6785 | 0.075196 | 0 | 0 | 0.15039 | 330.9436 | 0.075771 | 0 | 0 | 0.15154 | 331.032 | 0.075963 | 0 | 0 | 0.15193 | 331.2971 | 0.076538 | 0 | 0 | 0.15308 | 331.5622 | 0.077113 | 0 | 0 | 0.15423 | 331.739 | 0.077496 | 0 | 0 | 0.15499 | 332.0041 | 0.078071 | 0 | 0 | 0.15614 | 332.1808 | 0.078454 | 0 | 0 | 0.15691 | 332.3576 | 0.078838 | 0 | 0 | 0.15768
2017-02-07 13:00 | 293.7709 | 0.87561 |  | 308.4784 | 0.027044 | 0 | 0 | 0.054088 | 317.147 | 0.045846 | 0 | 0 | 0.091692 | 324.2395 | 0.06123 | 0 | 0 | 0.12246 | 324.5022 | 0.0618 | 0 | 0 | 0.1236 | 324.6773 | 0.062179 | 0 | 0 | 0.12436 | 324.94 | 0.062749 | 0 | 0 | 0.1255 | 325.2027 | 0.063319 | 0 | 0 | 0.12664 | 325.4653 | 0.063889 | 0 | 0 | 0.12778 | 325.8156 | 0.064648 | 0 | 0 | 0.1293 | 326.0783 | 0.065218 | 0 | 0 | 0.13044 | 326.2534 | 0.065598 | 0 | 0 | 0.1312 | 326.5161 | 0.066168 | 0 | 0 | 0.13234 | 326.6912 | 0.066548 | 0 | 0 | 0.1331 | 326.9539 | 0.067117 | 0 | 0 | 0.13423 | 327.2166 | 0.067687 | 0 | 0 | 0.13537 | 327.3917 | 0.068067 | 0 | 0 | 0.13613 | 327.6544 | 0.068637 | 0 | 0 | 0.13727 | 327.9171 | 0.069206 | 0 | 0 | 0.13841 | 328.0046 | 0.069396 | 0 | 0 | 0.13879 | 328.2673 | 0.069966 | 0 | 0 | 0.13993 | 328.53 | 0.070536 | 0 | 0 | 0.14107 | 328.7051 | 0.070916 | 0 | 0 | 0.14183 | 328.9678 | 0.071485 | 0 | 0 | 0.14297 | 329.1429 | 0.071865 | 0 | 0 | 0.14373 | 329.318 | 0.072245 | 0 | 0 | 0.14449
2017-02-07 14:00 | 298.6286 | 0.89009 |  | 313.5794 | 0.038108 | 0 | 0 | 0.076216 | 322.3913 | 0.057221 | 0 | 0 | 0.11444 | 329.6011 | 0.072859 | 0 | 0 | 0.14572 | 329.8681 | 0.073438 | 0 | 0 | 0.14688 | 330.0461 | 0.073824 | 0 | 0 | 0.14765 | 330.3131 | 0.074404 | 0 | 0 | 0.14881 | 330.5802 | 0.074983 | 0 | 0 | 0.14997 | 330.8472 | 0.075562 | 0 | 0 | 0.15112 | 331.2032 | 0.076334 | 0 | 0 | 0.15267 | 331.4703 | 0.076913 | 0 | 0 | 0.15383 | 331.6483 | 0.077299 | 0 | 0 | 0.1546 | 331.9153 | 0.077879 | 0 | 0 | 0.15576 | 332.0933 | 0.078265 | 0 | 0 | 0.15653 | 332.3603 | 0.078844 | 0 | 0 | 0.15769 | 332.6274 | 0.079423 | 0 | 0 | 0.15885 | 332.8054 | 0.079809 | 0 | 0 | 0.15962 | 333.0724 | 0.080388 | 0 | 0 | 0.16078 | 333.3395 | 0.080968 | 0 | 0 | 0.16194 | 333.4285 | 0.081161 | 0 | 0 | 0.16232 | 333.6955 | 0.08174 | 0 | 0 | 0.16348 | 333.9625 | 0.082319 | 0 | 0 | 0.16464 | 334.1405 | 0.082705 | 0 | 0 | 0.16541 | 334.4076 | 0.083284 | 0 | 0 | 0.16657 | 334.5856 | 0.08367 | 0 | 0 | 0.16734 | 334.7636 | 0.084057 | 0 | 0 | 0.16811
2017-02-07 15:00 | 292.2337 | 0.87103 |  | 306.8643 | 0.023543 | 0 | 0 | 0.047086 | 315.4875 | 0.042247 | 0 | 0 | 0.084494 | 322.5429 | 0.05755 | 0 | 0 | 0.1151 | 322.8042 | 0.058117 | 0 | 0 | 0.11623 | 322.9784 | 0.058494 | 0 | 0 | 0.11699 | 323.2397 | 0.059061 | 0 | 0 | 0.11812 | 323.501 | 0.059628 | 0 | 0 | 0.11926 | 323.7623 | 0.060195 | 0 | 0 | 0.12039 | 324.1107 | 0.060951 | 0 | 0 | 0.1219 | 324.3721 | 0.061517 | 0 | 0 | 0.12303 | 324.5463 | 0.061895 | 0 | 0 | 0.12379 | 324.8076 | 0.062462 | 0 | 0 | 0.12492 | 324.9818 | 0.06284 | 0 | 0 | 0.12568 | 325.2431 | 0.063407 | 0 | 0 | 0.12681 | 325.5044 | 0.063973 | 0 | 0 | 0.12795 | 325.6786 | 0.064351 | 0 | 0 | 0.1287 | 325.9399 | 0.064918 | 0 | 0 | 0.12984 | 326.2012 | 0.065485 | 0 | 0 | 0.13097 | 326.2883 | 0.065674 | 0 | 0 | 0.13135 | 326.5496 | 0.06624 | 0 | 0 | 0.13248 | 326.8109 | 0.066807 | 0 | 0 | 0.13361 | 326.9852 | 0.067185 | 0 | 0 | 0.13437 | 327.2465 | 0.067752 | 0 | 0 | 0.1355 | 327.4207 | 0.06813 | 0 | 0 | 0.13626 | 327.5949 | 0.068508 | 0 | 0 | 0.13702
2017-02-07 16:00 | 293.8027 | 0.87571 |  | 308.5119 | 0.027117 | 0 | 0 | 0.054233 | 317.1814 | 0.045921 | 0 | 0 | 0.091841 | 324.2746 | 0.061306 | 0 | 0 | 0.12261 | 324.5373 | 0.061876 | 0 | 0 | 0.12375 | 324.7125 | 0.062256 | 0 | 0 | 0.12451 | 324.9752 | 0.062825 | 0 | 0 | 0.12565 | 325.2379 | 0.063395 | 0 | 0 | 0.12679 | 325.5006 | 0.063965 | 0 | 0 | 0.12793 | 325.8509 | 0.064725 | 0 | 0 | 0.12945 | 326.1136 | 0.065295 | 0 | 0 | 0.13059 | 326.2887 | 0.065675 | 0 | 0 | 0.13135 | 326.5515 | 0.066244 | 0 | 0 | 0.13249 | 326.7266 | 0.066624 | 0 | 0 | 0.13325 | 326.9893 | 0.067194 | 0 | 0 | 0.13439 | 327.252 | 0.067764 | 0 | 0 | 0.13553 | 327.4272 | 0.068144 | 0 | 0 | 0.13629 | 327.6899 | 0.068714 | 0 | 0 | 0.13743 | 327.9526 | 0.069283 | 0 | 0 | 0.13857 | 328.0402 | 0.069473 | 0 | 0 | 0.13895 | 328.3029 | 0.070043 | 0 | 0 | 0.14009 | 328.5656 | 0.070613 | 0 | 0 | 0.14123 | 328.7407 | 0.070993 | 0 | 0 | 0.14199 | 329.0034 | 0.071563 | 0 | 0 | 0.14313 | 329.1786 | 0.071943 | 0 | 0 | 0.14389 | 329.3537 | 0.072323 | 0 | 0 | 0.14465
2017-02-07 17:00 | 290.547 | 0.866 |  | 305.0932 | 0.019701 | 0 | 0 | 0.039403 | 313.6666 | 0.038297 | 0 | 0 | 0.076594 | 320.6813 | 0.053512 | 0 | 0 | 0.10702 | 320.9411 | 0.054075 | 0 | 0 | 0.10815 | 321.1143 | 0.054451 | 0 | 0 | 0.1089 | 321.3741 | 0.055015 | 0 | 0 | 0.11003 | 321.6339 | 0.055578 | 0 | 0 | 0.11116 | 321.8937 | 0.056142 | 0 | 0 | 0.11228 | 322.2401 | 0.056893 | 0 | 0 | 0.11379 | 322.4999 | 0.057457 | 0 | 0 | 0.11491 | 322.6731 | 0.057832 | 0 | 0 | 0.11566 | 322.9329 | 0.058396 | 0 | 0 | 0.11679 | 323.1061 | 0.058771 | 0 | 0 | 0.11754 | 323.3659 | 0.059335 | 0 | 0 | 0.11867 | 323.6257 | 0.059898 | 0 | 0 | 0.1198 | 323.7989 | 0.060274 | 0 | 0 | 0.12055 | 324.0587 | 0.060838 | 0 | 0 | 0.12168 | 324.3185 | 0.061401 | 0 | 0 | 0.1228 | 324.4051 | 0.061589 | 0 | 0 | 0.12318 | 324.6649 | 0.062152 | 0 | 0 | 0.1243 | 324.9247 | 0.062716 | 0 | 0 | 0.12543 | 325.0979 | 0.063092 | 0 | 0 | 0.12618 | 325.3577 | 0.063655 | 0 | 0 | 0.12731 | 325.5309 | 0.064031 | 0 | 0 | 0.12806 | 325.7041 | 0.064406 | 0 | 0 | 0.12881
2017-02-07 18:00 | 289.741 | 0.8636 |  | 304.2468 | 0.017866 | 0 | 0 | 0.035731 | 312.7965 | 0.03641 | 0 | 0 | 0.07282 | 319.7917 | 0.051582 | 0 | 0 | 0.10316 | 320.0507 | 0.052144 | 0 | 0 | 0.10429 | 320.2235 | 0.052519 | 0 | 0 | 0.10504 | 320.4825 | 0.053081 | 0 | 0 | 0.10616 | 320.7416 | 0.053643 | 0 | 0 | 0.10729 | 321.0007 | 0.054205 | 0 | 0 | 0.10841 | 321.3461 | 0.054954 | 0 | 0 | 0.10991 | 321.6052 | 0.055516 | 0 | 0 | 0.11103 | 321.7779 | 0.055891 | 0 | 0 | 0.11178 | 322.037 | 0.056453 | 0 | 0 | 0.11291 | 322.2097 | 0.056827 | 0 | 0 | 0.11365 | 322.4688 | 0.057389 | 0 | 0 | 0.11478 | 322.7279 | 0.057951 | 0 | 0 | 0.1159 | 322.9006 | 0.058326 | 0 | 0 | 0.11665 | 323.1597 | 0.058888 | 0 | 0 | 0.11778 | 323.4188 | 0.05945 | 0 | 0 | 0.1189 | 323.5051 | 0.059637 | 0 | 0 | 0.11927 | 323.7642 | 0.060199 | 0 | 0 | 0.1204 | 324.0233 | 0.060761 | 0 | 0 | 0.12152 | 324.196 | 0.061135 | 0 | 0 | 0.12227 | 324.4551 | 0.061697 | 0 | 0 | 0.12339 | 324.6278 | 0.062072 | 0 | 0 | 0.12414 | 324.8005 | 0.062447 | 0 | 0 | 0.12489
2017-02-07 19:00 | 292.8397 | 0.87284 |  | 307.5007 | 0.024923 | 0 | 0 | 0.049847 | 316.1418 | 0.043666 | 0 | 0 | 0.087332 | 323.2118 | 0.059001 | 0 | 0 | 0.118 | 323.4736 | 0.059569 | 0 | 0 | 0.11914 | 323.6482 | 0.059947 | 0 | 0 | 0.11989 | 323.91 | 0.060515 | 0 | 0 | 0.12103 | 324.1719 | 0.061083 | 0 | 0 | 0.12217 | 324.4337 | 0.061651 | 0 | 0 | 0.1233 | 324.7829 | 0.062408 | 0 | 0 | 0.12482 | 325.0447 | 0.062976 | 0 | 0 | 0.12595 | 325.2193 | 0.063355 | 0 | 0 | 0.12671 | 325.4811 | 0.063923 | 0 | 0 | 0.12785 | 325.6557 | 0.064302 | 0 | 0 | 0.1286 | 325.9176 | 0.064869 | 0 | 0 | 0.12974 | 326.1794 | 0.065437 | 0 | 0 | 0.13087 | 326.354 | 0.065816 | 0 | 0 | 0.13163 | 326.6158 | 0.066384 | 0 | 0 | 0.13277 | 326.8777 | 0.066952 | 0 | 0 | 0.1339 | 326.965 | 0.067141 | 0 | 0 | 0.13428 | 327.2268 | 0.067709 | 0 | 0 | 0.13542 | 327.4887 | 0.068277 | 0 | 0 | 0.13655 | 327.6632 | 0.068656 | 0 | 0 | 0.13731 | 327.9251 | 0.069224 | 0 | 0 | 0.13845 | 328.0997 | 0.069602 | 0 | 0 | 0.1392 | 328.2742 | 0.069981 | 0 | 0 | 0.13996
2017-02-07 20:00 | 287.7386 | 0.85763 |  | 302.1441 | 0.013305 | 0 | 0 | 0.02661 | 310.6347 | 0.031721 | 0 | 0 | 0.063442 | 317.5815 | 0.046789 | 0 | 0 | 0.093577 | 317.8388 | 0.047347 | 0 | 0 | 0.094693 | 318.0104 | 0.047719 | 0 | 0 | 0.095438 | 318.2677 | 0.048277 | 0 | 0 | 0.096554 | 318.5249 | 0.048835 | 0 | 0 | 0.09767 | 318.7822 | 0.049393 | 0 | 0 | 0.098786 | 319.1253 | 0.050137 | 0 | 0 | 0.10027 | 319.3826 | 0.050695 | 0 | 0 | 0.10139 | 319.5541 | 0.051067 | 0 | 0 | 0.10213 | 319.8114 | 0.051625 | 0 | 0 | 0.10325 | 319.9829 | 0.051997 | 0 | 0 | 0.10399 | 320.2402 | 0.052555 | 0 | 0 | 0.10511 | 320.4975 | 0.053113 | 0 | 0 | 0.10623 | 320.669 | 0.053485 | 0 | 0 | 0.10697 | 320.9263 | 0.054043 | 0 | 0 | 0.10809 | 321.1836 | 0.054602 | 0 | 0 | 0.1092 | 321.2694 | 0.054788 | 0 | 0 | 0.10958 | 321.5267 | 0.055346 | 0 | 0 | 0.11069 | 321.7839 | 0.055904 | 0 | 0 | 0.11181 | 321.9555 | 0.056276 | 0 | 0 | 0.11255 | 322.2128 | 0.056834 | 0 | 0 | 0.11367 | 322.3843 | 0.057206 | 0 | 0 | 0.11441 | 322.5558 | 0.057578 | 0 | 0 | 0.11516
2017-02-07 21:00 | 291.9274 | 0.87012 |  | 306.5427 | 0.022845 | 0 | 0 | 0.045691 | 315.1568 | 0.041529 | 0 | 0 | 0.083059 | 322.2048 | 0.056817 | 0 | 0 | 0.11363 | 322.4658 | 0.057383 | 0 | 0 | 0.11477 | 322.6399 | 0.05776 | 0 | 0 | 0.11552 | 322.9009 | 0.058326 | 0 | 0 | 0.11665 | 323.1619 | 0.058893 | 0 | 0 | 0.11779 | 323.423 | 0.059459 | 0 | 0 | 0.11892 | 323.771 | 0.060214 | 0 | 0 | 0.12043 | 324.032 | 0.06078 | 0 | 0 | 0.12156 | 324.2061 | 0.061157 | 0 | 0 | 0.12231 | 324.4671 | 0.061723 | 0 | 0 | 0.12345 | 324.6411 | 0.062101 | 0 | 0 | 0.1242 | 324.9022 | 0.062667 | 0 | 0 | 0.12533 | 325.1632 | 0.063233 | 0 | 0 | 0.12647 | 325.3372 | 0.063611 | 0 | 0 | 0.12722 | 325.5983 | 0.064177 | 0 | 0 | 0.12835 | 325.8593 | 0.064743 | 0 | 0 | 0.12949 | 325.9463 | 0.064932 | 0 | 0 | 0.12986 | 326.2073 | 0.065498 | 0 | 0 | 0.131 | 326.4684 | 0.066064 | 0 | 0 | 0.13213 | 326.6424 | 0.066442 | 0 | 0 | 0.13288 | 326.9034 | 0.067008 | 0 | 0 | 0.13402 | 327.0775 | 0.067385 | 0 | 0 | 0.13477 | 327.2515 | 0.067763 | 0 | 0 | 0.13553
2017-02-07 22:00 | 290.2165 | 0.86502 |  | 304.7461 | 0.018949 | 0 | 0 | 0.037897 | 313.3098 | 0.037523 | 0 | 0 | 0.075046 | 320.3164 | 0.052721 | 0 | 0 | 0.10544 | 320.5759 | 0.053284 | 0 | 0 | 0.10657 | 320.7489 | 0.053659 | 0 | 0 | 0.10732 | 321.0084 | 0.054222 | 0 | 0 | 0.10844 | 321.268 | 0.054784 | 0 | 0 | 0.10957 | 321.5275 | 0.055347 | 0 | 0 | 0.11069 | 321.8735 | 0.056098 | 0 | 0 | 0.1122 | 322.133 | 0.056661 | 0 | 0 | 0.11332 | 322.306 | 0.057036 | 0 | 0 | 0.11407 | 322.5655 | 0.057599 | 0 | 0 | 0.1152 | 322.7385 | 0.057974 | 0 | 0 | 0.11595 | 322.998 | 0.058537 | 0 | 0 | 0.11707 | 323.2575 | 0.0591 | 0 | 0 | 0.1182 | 323.4305 | 0.059475 | 0 | 0 | 0.11895 | 323.69 | 0.060038 | 0 | 0 | 0.12008 | 323.9495 | 0.060601 | 0 | 0 | 0.1212 | 324.036 | 0.060788 | 0 | 0 | 0.12158 | 324.2955 | 0.061351 | 0 | 0 | 0.1227 | 324.555 | 0.061914 | 0 | 0 | 0.12383 | 324.728 | 0.062289 | 0 | 0 | 0.12458 | 324.9875 | 0.062852 | 0 | 0 | 0.1257 | 325.1605 | 0.063228 | 0 | 0 | 0.12646 | 325.3335 | 0.063603 | 0 | 0 | 0.12721
2017-02-07 23:00 | 290.9582 | 0.86723 |  | 305.5249 | 0.020638 | 0 | 0 | 0.041276 | 314.1105 | 0.03926 | 0 | 0 | 0.07852 | 321.135 | 0.054496 | 0 | 0 | 0.10899 | 321.3952 | 0.05506 | 0 | 0 | 0.11012 | 321.5686 | 0.055437 | 0 | 0 | 0.11087 | 321.8288 | 0.056001 | 0 | 0 | 0.112 | 322.089 | 0.056565 | 0 | 0 | 0.11313 | 322.3492 | 0.05713 | 0 | 0 | 0.11426 | 322.696 | 0.057882 | 0 | 0 | 0.11576 | 322.9562 | 0.058446 | 0 | 0 | 0.11689 | 323.1297 | 0.058823 | 0 | 0 | 0.11765 | 323.3898 | 0.059387 | 0 | 0 | 0.11877 | 323.5633 | 0.059763 | 0 | 0 | 0.11953 | 323.8234 | 0.060327 | 0 | 0 | 0.12065 | 324.0836 | 0.060892 | 0 | 0 | 0.12178 | 324.2571 | 0.061268 | 0 | 0 | 0.12254 | 324.5172 | 0.061832 | 0 | 0 | 0.12366 | 324.7774 | 0.062396 | 0 | 0 | 0.12479 | 324.8641 | 0.062585 | 0 | 0 | 0.12517 | 325.1243 | 0.063149 | 0 | 0 | 0.1263 | 325.3845 | 0.063713 | 0 | 0 | 0.12743 | 325.5579 | 0.064089 | 0 | 0 | 0.12818 | 325.8181 | 0.064654 | 0 | 0 | 0.12931 | 325.9915 | 0.06503 | 0 | 0 | 0.13006 | 326.165 | 0.065406 | 0 | 0 | 0.13081
2017-02-08 | 288.5132 | 0.85994 |  | 302.9575 | 0.015069 | 0 | 0 | 0.030138 | 311.4709 | 0.033535 | 0 | 0 | 0.067069 | 318.4364 | 0.048643 | 0 | 0 | 0.097286 | 318.6944 | 0.049203 | 0 | 0 | 0.098405 | 318.8664 | 0.049576 | 0 | 0 | 0.099151 | 319.1244 | 0.050135 | 0 | 0 | 0.10027 | 319.3824 | 0.050695 | 0 | 0 | 0.10139 | 319.6404 | 0.051254 | 0 | 0 | 0.10251 | 319.9843 | 0.052 | 0 | 0 | 0.104 | 320.2423 | 0.05256 | 0 | 0 | 0.10512 | 320.4143 | 0.052933 | 0 | 0 | 0.10587 | 320.6723 | 0.053492 | 0 | 0 | 0.10698 | 320.8443 | 0.053866 | 0 | 0 | 0.10773 | 321.1023 | 0.054425 | 0 | 0 | 0.10885 | 321.3602 | 0.054985 | 0 | 0 | 0.10997 | 321.5322 | 0.055358 | 0 | 0 | 0.11072 | 321.7902 | 0.055917 | 0 | 0 | 0.11183 | 322.0482 | 0.056477 | 0 | 0 | 0.11295 | 322.1342 | 0.056663 | 0 | 0 | 0.11333 | 322.3922 | 0.057223 | 0 | 0 | 0.11445 | 322.6502 | 0.057782 | 0 | 0 | 0.11556 | 322.8221 | 0.058156 | 0 | 0 | 0.11631 | 323.0801 | 0.058715 | 0 | 0 | 0.11743 | 323.2521 | 0.059088 | 0 | 0 | 0.11818 | 323.4241 | 0.059461 | 0 | 0 | 0.11892
2017-02-08 01:00 | 290.9868 | 0.86731 |  | 305.5549 | 0.020703 | 0 | 0 | 0.041406 | 314.1414 | 0.039327 | 0 | 0 | 0.078654 | 321.1666 | 0.054565 | 0 | 0 | 0.10913 | 321.4268 | 0.055129 | 0 | 0 | 0.11026 | 321.6003 | 0.055505 | 0 | 0 | 0.11101 | 321.8605 | 0.05607 | 0 | 0 | 0.11214 | 322.1207 | 0.056634 | 0 | 0 | 0.11327 | 322.3808 | 0.057198 | 0 | 0 | 0.1144 | 322.7278 | 0.057951 | 0 | 0 | 0.1159 | 322.988 | 0.058515 | 0 | 0 | 0.11703 | 323.1614 | 0.058891 | 0 | 0 | 0.11778 | 323.4216 | 0.059456 | 0 | 0 | 0.11891 | 323.5951 | 0.059832 | 0 | 0 | 0.11966 | 323.8553 | 0.060396 | 0 | 0 | 0.12079 | 324.1155 | 0.060961 | 0 | 0 | 0.12192 | 324.2889 | 0.061337 | 0 | 0 | 0.12267 | 324.5491 | 0.061901 | 0 | 0 | 0.1238 | 324.8093 | 0.062466 | 0 | 0 | 0.12493 | 324.8961 | 0.062654 | 0 | 0 | 0.12531 | 325.1563 | 0.063218 | 0 | 0 | 0.12644 | 325.4164 | 0.063783 | 0 | 0 | 0.12757 | 325.5899 | 0.064159 | 0 | 0 | 0.12832 | 325.8501 | 0.064723 | 0 | 0 | 0.12945 | 326.0236 | 0.065099 | 0 | 0 | 0.1302 | 326.197 | 0.065476 | 0 | 0 | 0.13095
2017-02-08 02:00 | 295.2368 | 0.87998 |  | 310.0177 | 0.030383 | 0 | 0 | 0.060765 | 318.7295 | 0.049279 | 0 | 0 | 0.098557 | 325.8574 | 0.064739 | 0 | 0 | 0.12948 | 326.1214 | 0.065312 | 0 | 0 | 0.13062 | 326.2974 | 0.065693 | 0 | 0 | 0.13139 | 326.5614 | 0.066266 | 0 | 0 | 0.13253 | 326.8254 | 0.066839 | 0 | 0 | 0.13368 | 327.0894 | 0.067411 | 0 | 0 | 0.13482 | 327.4414 | 0.068175 | 0 | 0 | 0.13635 | 327.7054 | 0.068747 | 0 | 0 | 0.13749 | 327.8813 | 0.069129 | 0 | 0 | 0.13826 | 328.1453 | 0.069702 | 0 | 0 | 0.1394 | 328.3213 | 0.070083 | 0 | 0 | 0.14017 | 328.5853 | 0.070656 | 0 | 0 | 0.14131 | 328.8493 | 0.071229 | 0 | 0 | 0.14246 | 329.0253 | 0.07161 | 0 | 0 | 0.14322 | 329.2893 | 0.072183 | 0 | 0 | 0.14437 | 329.5533 | 0.072755 | 0 | 0 | 0.14551 | 329.6413 | 0.072946 | 0 | 0 | 0.14589 | 329.9053 | 0.073519 | 0 | 0 | 0.14704 | 330.1693 | 0.074092 | 0 | 0 | 0.14818 | 330.3453 | 0.074473 | 0 | 0 | 0.14895 | 330.6093 | 0.075046 | 0 | 0 | 0.15009 | 330.7853 | 0.075428 | 0 | 0 | 0.15086 | 330.9613 | 0.075809 | 0 | 0 | 0.15162
2017-02-08 03:00 | 290.841 | 0.86688 |  | 305.4019 | 0.020371 | 0 | 0 | 0.040742 | 313.984 | 0.038986 | 0 | 0 | 0.077971 | 321.0057 | 0.054216 | 0 | 0 | 0.10843 | 321.2658 | 0.05478 | 0 | 0 | 0.10956 | 321.4392 | 0.055156 | 0 | 0 | 0.11031 | 321.6993 | 0.05572 | 0 | 0 | 0.11144 | 321.9593 | 0.056284 | 0 | 0 | 0.11257 | 322.2194 | 0.056848 | 0 | 0 | 0.1137 | 322.5661 | 0.0576 | 0 | 0 | 0.1152 | 322.8262 | 0.058164 | 0 | 0 | 0.11633 | 322.9996 | 0.05854 | 0 | 0 | 0.11708 | 323.2596 | 0.059104 | 0 | 0 | 0.11821 | 323.433 | 0.059481 | 0 | 0 | 0.11896 | 323.6931 | 0.060045 | 0 | 0 | 0.12009 | 323.9531 | 0.060609 | 0 | 0 | 0.12122 | 324.1265 | 0.060985 | 0 | 0 | 0.12197 | 324.3866 | 0.061549 | 0 | 0 | 0.1231 | 324.6466 | 0.062113 | 0 | 0 | 0.12423 | 324.7333 | 0.062301 | 0 | 0 | 0.1246 | 324.9934 | 0.062865 | 0 | 0 | 0.12573 | 325.2535 | 0.063429 | 0 | 0 | 0.12686 | 325.4268 | 0.063805 | 0 | 0 | 0.12761 | 325.6869 | 0.064369 | 0 | 0 | 0.12874 | 325.8603 | 0.064745 | 0 | 0 | 0.12949 | 326.0337 | 0.065121 | 0 | 0 | 0.13024
2017-02-08 04:00 | 293.1746 | 0.87384 |  | 307.8523 | 0.025686 | 0 | 0 | 0.051372 | 316.5033 | 0.04445 | 0 | 0 | 0.0889 | 323.5813 | 0.059802 | 0 | 0 | 0.1196 | 323.8435 | 0.060371 | 0 | 0 | 0.12074 | 324.0182 | 0.06075 | 0 | 0 | 0.1215 | 324.2804 | 0.061318 | 0 | 0 | 0.12264 | 324.5425 | 0.061887 | 0 | 0 | 0.12377 | 324.8047 | 0.062456 | 0 | 0 | 0.12491 | 325.1542 | 0.063214 | 0 | 0 | 0.12643 | 325.4164 | 0.063782 | 0 | 0 | 0.12756 | 325.5912 | 0.064162 | 0 | 0 | 0.12832 | 325.8533 | 0.06473 | 0 | 0 | 0.12946 | 326.0281 | 0.065109 | 0 | 0 | 0.13022 | 326.2902 | 0.065678 | 0 | 0 | 0.13136 | 326.5524 | 0.066246 | 0 | 0 | 0.13249 | 326.7271 | 0.066625 | 0 | 0 | 0.13325 | 326.9893 | 0.067194 | 0 | 0 | 0.13439 | 327.2514 | 0.067763 | 0 | 0 | 0.13553 | 327.3388 | 0.067952 | 0 | 0 | 0.1359 | 327.601 | 0.068521 | 0 | 0 | 0.13704 | 327.8631 | 0.069089 | 0 | 0 | 0.13818 | 328.0379 | 0.069468 | 0 | 0 | 0.13894 | 328.3 | 0.070037 | 0 | 0 | 0.14007 | 328.4748 | 0.070416 | 0 | 0 | 0.14083 | 328.6496 | 0.070795 | 0 | 0 | 0.14159
2017-02-08 05:00 | 294.5775 | 0.87802 |  | 309.3254 | 0.028881 | 0 | 0 | 0.057762 | 318.0178 | 0.047735 | 0 | 0 | 0.09547 | 325.1297 | 0.063161 | 0 | 0 | 0.12632 | 325.3931 | 0.063732 | 0 | 0 | 0.12746 | 325.5687 | 0.064113 | 0 | 0 | 0.12823 | 325.8321 | 0.064684 | 0 | 0 | 0.12937 | 326.0955 | 0.065255 | 0 | 0 | 0.13051 | 326.3589 | 0.065827 | 0 | 0 | 0.13165 | 326.7101 | 0.066589 | 0 | 0 | 0.13318 | 326.9735 | 0.06716 | 0 | 0 | 0.13432 | 327.1491 | 0.067541 | 0 | 0 | 0.13508 | 327.4125 | 0.068112 | 0 | 0 | 0.13622 | 327.5881 | 0.068493 | 0 | 0 | 0.13699 | 327.8516 | 0.069064 | 0 | 0 | 0.13813 | 328.115 | 0.069636 | 0 | 0 | 0.13927 | 328.2906 | 0.070017 | 0 | 0 | 0.14003 | 328.554 | 0.070588 | 0 | 0 | 0.14118 | 328.8174 | 0.071159 | 0 | 0 | 0.14232 | 328.9052 | 0.07135 | 0 | 0 | 0.1427 | 329.1686 | 0.071921 | 0 | 0 | 0.14384 | 329.432 | 0.072492 | 0 | 0 | 0.14498 | 329.6076 | 0.072873 | 0 | 0 | 0.14575 | 329.871 | 0.073444 | 0 | 0 | 0.14689 | 330.0466 | 0.073825 | 0 | 0 | 0.14765 | 330.2222 | 0.074206 | 0 | 0 | 0.14841
2017-02-08 06:00 | 305.6426 | 0.911 |  | 320.9445 | 0.054083 | 0 | 0 | 0.10817 | 329.9634 | 0.073645 | 0 | 0 | 0.14729 | 337.3425 | 0.08965 | 0 | 0 | 0.1793 | 337.6158 | 0.090243 | 0 | 0 | 0.18049 | 337.798 | 0.090638 | 0 | 0 | 0.18128 | 338.0713 | 0.091231 | 0 | 0 | 0.18246 | 338.3446 | 0.091824 | 0 | 0 | 0.18365 | 338.6179 | 0.092416 | 0 | 0 | 0.18483 | 338.9823 | 0.093207 | 0 | 0 | 0.18641 | 339.2556 | 0.0938 | 0 | 0 | 0.1876 | 339.4378 | 0.094195 | 0 | 0 | 0.18839 | 339.7111 | 0.094788 | 0 | 0 | 0.18958 | 339.8933 | 0.095183 | 0 | 0 | 0.19037 | 340.1665 | 0.095776 | 0 | 0 | 0.19155 | 340.4398 | 0.096368 | 0 | 0 | 0.19274 | 340.622 | 0.096764 | 0 | 0 | 0.19353 | 340.8953 | 0.097356 | 0 | 0 | 0.19471 | 341.1686 | 0.097949 | 0 | 0 | 0.1959 | 341.2597 | 0.098147 | 0 | 0 | 0.19629 | 341.533 | 0.098739 | 0 | 0 | 0.19748 | 341.8063 | 0.099332 | 0 | 0 | 0.19866 | 341.9885 | 0.099727 | 0 | 0 | 0.19945 | 342.2618 | 0.10032 | 0 | 0 | 0.20064 | 342.444 | 0.10072 | 0 | 0 | 0.20143 | 342.6262 | 0.10111 | 0 | 0 | 0.20222
2017-02-08 07:00 | 300.3175 | 0.89513 |  | 315.3528 | 0.041955 | 0 | 0 | 0.083909 | 324.2146 | 0.061176 | 0 | 0 | 0.12235 | 331.4651 | 0.076902 | 0 | 0 | 0.1538 | 331.7336 | 0.077485 | 0 | 0 | 0.15497 | 331.9126 | 0.077873 | 0 | 0 | 0.15575 | 332.1812 | 0.078455 | 0 | 0 | 0.15691 | 332.4497 | 0.079038 | 0 | 0 | 0.15808 | 332.7183 | 0.07962 | 0 | 0 | 0.15924 | 333.0763 | 0.080397 | 0 | 0 | 0.16079 | 333.3448 | 0.080979 | 0 | 0 | 0.16196 | 333.5239 | 0.081368 | 0 | 0 | 0.16274 | 333.7924 | 0.08195 | 0 | 0 | 0.1639 | 333.9714 | 0.082338 | 0 | 0 | 0.16468 | 334.24 | 0.082921 | 0 | 0 | 0.16584 | 334.5085 | 0.083503 | 0 | 0 | 0.16701 | 334.6875 | 0.083892 | 0 | 0 | 0.16778 | 334.9561 | 0.084474 | 0 | 0 | 0.16895 | 335.2246 | 0.085056 | 0 | 0 | 0.17011 | 335.3141 | 0.085251 | 0 | 0 | 0.1705 | 335.5827 | 0.085833 | 0 | 0 | 0.17167 | 335.8512 | 0.086416 | 0 | 0 | 0.17283 | 336.0302 | 0.086804 | 0 | 0 | 0.17361 | 336.2988 | 0.087386 | 0 | 0 | 0.17477 | 336.4778 | 0.087775 | 0 | 0 | 0.17555 | 336.6568 | 0.088163 | 0 | 0 | 0.17633
2017-02-08 08:00 | 293.5895 | 0.87507 |  | 308.288 | 0.026631 | 0 | 0 | 0.053262 | 316.9512 | 0.045421 | 0 | 0 | 0.090843 | 324.0393 | 0.060796 | 0 | 0 | 0.12159 | 324.3018 | 0.061365 | 0 | 0 | 0.12273 | 324.4768 | 0.061745 | 0 | 0 | 0.12349 | 324.7393 | 0.062314 | 0 | 0 | 0.12463 | 325.0019 | 0.062883 | 0 | 0 | 0.12577 | 325.2644 | 0.063453 | 0 | 0 | 0.12691 | 325.6144 | 0.064212 | 0 | 0 | 0.12842 | 325.8769 | 0.064781 | 0 | 0 | 0.12956 | 326.0519 | 0.065161 | 0 | 0 | 0.13032 | 326.3145 | 0.06573 | 0 | 0 | 0.13146 | 326.4895 | 0.06611 | 0 | 0 | 0.13222 | 326.752 | 0.066679 | 0 | 0 | 0.13336 | 327.0145 | 0.067249 | 0 | 0 | 0.1345 | 327.1895 | 0.067628 | 0 | 0 | 0.13526 | 327.4521 | 0.068198 | 0 | 0 | 0.1364 | 327.7146 | 0.068767 | 0 | 0 | 0.13753 | 327.8021 | 0.068957 | 0 | 0 | 0.13791 | 328.0646 | 0.069526 | 0 | 0 | 0.13905 | 328.3271 | 0.070096 | 0 | 0 | 0.14019 | 328.5021 | 0.070475 | 0 | 0 | 0.14095 | 328.7647 | 0.071045 | 0 | 0 | 0.14209 | 328.9397 | 0.071424 | 0 | 0 | 0.14285 | 329.1147 | 0.071804 | 0 | 0 | 0.14361
2017-02-08 09:00 | 291.1439 | 0.86778 |  | 305.72 | 0.021061 | 0 | 0 | 0.042122 | 314.311 | 0.039695 | 0 | 0 | 0.07939 | 321.3401 | 0.054941 | 0 | 0 | 0.10988 | 321.6004 | 0.055506 | 0 | 0 | 0.11101 | 321.7739 | 0.055882 | 0 | 0 | 0.11176 | 322.0343 | 0.056447 | 0 | 0 | 0.11289 | 322.2946 | 0.057011 | 0 | 0 | 0.11402 | 322.555 | 0.057576 | 0 | 0 | 0.11515 | 322.9021 | 0.058329 | 0 | 0 | 0.11666 | 323.1624 | 0.058894 | 0 | 0 | 0.11779 | 323.336 | 0.05927 | 0 | 0 | 0.11854 | 323.5963 | 0.059835 | 0 | 0 | 0.11967 | 323.7698 | 0.060211 | 0 | 0 | 0.12042 | 324.0302 | 0.060776 | 0 | 0 | 0.12155 | 324.2905 | 0.06134 | 0 | 0 | 0.12268 | 324.4641 | 0.061717 | 0 | 0 | 0.12343 | 324.7244 | 0.062282 | 0 | 0 | 0.12456 | 324.9847 | 0.062846 | 0 | 0 | 0.12569 | 325.0715 | 0.063034 | 0 | 0 | 0.12607 | 325.3319 | 0.063599 | 0 | 0 | 0.1272 | 325.5922 | 0.064164 | 0 | 0 | 0.12833 | 325.7657 | 0.06454 | 0 | 0 | 0.12908 | 326.0261 | 0.065105 | 0 | 0 | 0.13021 | 326.1996 | 0.065481 | 0 | 0 | 0.13096 | 326.3732 | 0.065858 | 0 | 0 | 0.13172
2017-02-08 10:00 | 284.8313 | 0.84897 |  | 299.0913 | 0.0066833 | 0 | 0 | 0.013367 | 307.4961 | 0.024913 | 0 | 0 | 0.049827 | 314.3727 | 0.039829 | 0 | 0 | 0.079657 | 314.6274 | 0.040381 | 0 | 0 | 0.080762 | 314.7972 | 0.040749 | 0 | 0 | 0.081499 | 315.0519 | 0.041302 | 0 | 0 | 0.082604 | 315.3066 | 0.041854 | 0 | 0 | 0.083708 | 315.5612 | 0.042407 | 0 | 0 | 0.084813 | 315.9008 | 0.043143 | 0 | 0 | 0.086286 | 316.1555 | 0.043696 | 0 | 0 | 0.087391 | 316.3253 | 0.044064 | 0 | 0 | 0.088128 | 316.58 | 0.044616 | 0 | 0 | 0.089233 | 316.7498 | 0.044985 | 0 | 0 | 0.089969 | 317.0045 | 0.045537 | 0 | 0 | 0.091074 | 317.2592 | 0.046089 | 0 | 0 | 0.092179 | 317.429 | 0.046458 | 0 | 0 | 0.092916 | 317.6837 | 0.04701 | 0 | 0 | 0.09402 | 317.9384 | 0.047563 | 0 | 0 | 0.095125 | 318.0233 | 0.047747 | 0 | 0 | 0.095493 | 318.2779 | 0.048299 | 0 | 0 | 0.096598 | 318.5326 | 0.048852 | 0 | 0 | 0.097703 | 318.7024 | 0.04922 | 0 | 0 | 0.09844 | 318.9571 | 0.049772 | 0 | 0 | 0.099545 | 319.1269 | 0.050141 | 0 | 0 | 0.10028 | 319.2967 | 0.050509 | 0 | 0 | 0.10102
2017-02-08 11:00 | 279.7752 | 0.8339 |  | 293.7821 | 0 | 0 | 0 | 0 | 302.0377 | 0.013074 | 0 | 0 | 0.026148 | 308.7923 | 0.027725 | 0 | 0 | 0.055449 | 309.0424 | 0.028267 | 0 | 0 | 0.056535 | 309.2092 | 0.028629 | 0 | 0 | 0.057258 | 309.4594 | 0.029172 | 0 | 0 | 0.058343 | 309.7095 | 0.029714 | 0 | 0 | 0.059429 | 309.9597 | 0.030257 | 0 | 0 | 0.060514 | 310.2933 | 0.03098 | 0 | 0 | 0.061961 | 310.5434 | 0.031523 | 0 | 0 | 0.063046 | 310.7102 | 0.031885 | 0 | 0 | 0.06377 | 310.9604 | 0.032427 | 0 | 0 | 0.064855 | 311.1272 | 0.032789 | 0 | 0 | 0.065578 | 311.3773 | 0.033332 | 0 | 0 | 0.066664 | 311.6275 | 0.033874 | 0 | 0 | 0.067749 | 311.7943 | 0.034236 | 0 | 0 | 0.068472 | 312.0445 | 0.034779 | 0 | 0 | 0.069557 | 312.2946 | 0.035321 | 0 | 0 | 0.070643 | 312.378 | 0.035502 | 0 | 0 | 0.071004 | 312.6282 | 0.036045 | 0 | 0 | 0.07209 | 312.8784 | 0.036587 | 0 | 0 | 0.073175 | 313.0451 | 0.036949 | 0 | 0 | 0.073898 | 313.2953 | 0.037492 | 0 | 0 | 0.074984 | 313.4621 | 0.037854 | 0 | 0 | 0.075707 | 313.6289 | 0.038215 | 0 | 0 | 0.076431
2017-02-08 12:00 | 261.5193 | 0.77948 |  | 274.6122 | 0 | 0 | 0 | 0 | 282.329 | 0 | 0 | 0 | 0 | 288.6429 | 0 | 0 | 0 | 0 | 288.8767 | 0 | 0 | 0 | 0 | 289.0326 | 0 | 0 | 0 | 0 | 289.2665 | 0 | 0 | 0 | 0 | 289.5003 | 0 | 0 | 0 | 0 | 289.7341 | 0 | 0 | 0 | 0 | 290.0459 | 0 | 0 | 0 | 0 | 290.2798 | 0 | 0 | 0 | 0 | 290.4357 | 0 | 0 | 0 | 0 | 290.6695 | 0 | 0 | 0 | 0 | 290.8254 | 0 | 0 | 0 | 0 | 291.0593 | 0 | 0 | 0 | 0 | 291.2931 | 0 | 0 | 0 | 0 | 291.449 | 0 | 0 | 0 | 0 | 291.6829 | 0 | 0 | 0 | 0 | 291.9167 | 0 | 0 | 0 | 0 | 291.9946 | 0 | 0 | 0 | 0 | 292.2285 | 0 | 0 | 0 | 0 | 292.4623 | 0 | 0 | 0 | 0 | 292.6182 | 0 | 0 | 0 | 0 | 292.8521 | 0 | 0 | 0 | 0 | 293.008 | 0 | 0 | 0 | 0 | 293.1639 | 0 | 0 | 0 | 0
2017-02-08 13:00 | 273.7662 | 0.81599 |  | 287.4722 | 0 | 0 | 0 | 0 | 295.5505 | 0 | 0 | 0 | 0 | 302.16 | 0.013339 | 0 | 0 | 0.026678 | 302.4047 | 0.01387 | 0 | 0 | 0.02774 | 302.5679 | 0.014224 | 0 | 0 | 0.028448 | 302.8127 | 0.014755 | 0 | 0 | 0.02951 | 303.0575 | 0.015286 | 0 | 0 | 0.030572 | 303.3023 | 0.015817 | 0 | 0 | 0.031634 | 303.6287 | 0.016525 | 0 | 0 | 0.03305 | 303.8735 | 0.017056 | 0 | 0 | 0.034112 | 304.0367 | 0.01741 | 0 | 0 | 0.03482 | 304.2815 | 0.017941 | 0 | 0 | 0.035882 | 304.4447 | 0.018295 | 0 | 0 | 0.03659 | 304.6895 | 0.018826 | 0 | 0 | 0.037652 | 304.9343 | 0.019357 | 0 | 0 | 0.038714 | 305.0975 | 0.019711 | 0 | 0 | 0.039422 | 305.3423 | 0.020242 | 0 | 0 | 0.040484 | 305.5871 | 0.020773 | 0 | 0 | 0.041545 | 305.6687 | 0.02095 | 0 | 0 | 0.041899 | 305.9135 | 0.021481 | 0 | 0 | 0.042961 | 306.1583 | 0.022012 | 0 | 0 | 0.044023 | 306.3215 | 0.022366 | 0 | 0 | 0.044731 | 306.5663 | 0.022897 | 0 | 0 | 0.045793 | 306.7295 | 0.023251 | 0 | 0 | 0.046501 | 306.8927 | 0.023605 | 0 | 0 | 0.047209
2017-02-08 14:00 | 283.8546 | 0.84606 |  | 298.0657 | 0.0044588 | 0 | 0 | 0.0089176 | 306.4417 | 0.022626 | 0 | 0 | 0.045253 | 313.2947 | 0.037491 | 0 | 0 | 0.074981 | 313.5485 | 0.038041 | 0 | 0 | 0.076082 | 313.7177 | 0.038408 | 0 | 0 | 0.076816 | 313.9716 | 0.038959 | 0 | 0 | 0.077917 | 314.2254 | 0.039509 | 0 | 0 | 0.079018 | 314.4792 | 0.04006 | 0 | 0 | 0.080119 | 314.8176 | 0.040794 | 0 | 0 | 0.081587 | 315.0714 | 0.041344 | 0 | 0 | 0.082688 | 315.2406 | 0.041711 | 0 | 0 | 0.083423 | 315.4945 | 0.042262 | 0 | 0 | 0.084524 | 315.6637 | 0.042629 | 0 | 0 | 0.085258 | 315.9175 | 0.043179 | 0 | 0 | 0.086359 | 316.1713 | 0.04373 | 0 | 0 | 0.08746 | 316.3405 | 0.044097 | 0 | 0 | 0.088194 | 316.5943 | 0.044647 | 0 | 0 | 0.089295 | 316.8481 | 0.045198 | 0 | 0 | 0.090396 | 316.9328 | 0.045381 | 0 | 0 | 0.090763 | 317.1866 | 0.045932 | 0 | 0 | 0.091864 | 317.4404 | 0.046483 | 0 | 0 | 0.092965 | 317.6096 | 0.04685 | 0 | 0 | 0.093699 | 317.8634 | 0.0474 | 0 | 0 | 0.0948 | 318.0326 | 0.047767 | 0 | 0 | 0.095534 | 318.2018 | 0.048134 | 0 | 0 | 0.096268
2017-02-08 15:00 | 285.9306 | 0.85224 |  | 300.2456 | 0.009187 | 0 | 0 | 0.018374 | 308.6828 | 0.027487 | 0 | 0 | 0.054975 | 315.586 | 0.04246 | 0 | 0 | 0.084921 | 315.8417 | 0.043015 | 0 | 0 | 0.08603 | 316.0121 | 0.043385 | 0 | 0 | 0.086769 | 316.2678 | 0.043939 | 0 | 0 | 0.087878 | 316.5235 | 0.044494 | 0 | 0 | 0.088987 | 316.7791 | 0.045048 | 0 | 0 | 0.090097 | 317.12 | 0.045788 | 0 | 0 | 0.091575 | 317.3757 | 0.046342 | 0 | 0 | 0.092684 | 317.5462 | 0.046712 | 0 | 0 | 0.093424 | 317.8018 | 0.047266 | 0 | 0 | 0.094533 | 317.9723 | 0.047636 | 0 | 0 | 0.095272 | 318.228 | 0.048191 | 0 | 0 | 0.096381 | 318.4836 | 0.048745 | 0 | 0 | 0.097491 | 318.6541 | 0.049115 | 0 | 0 | 0.09823 | 318.9097 | 0.04967 | 0 | 0 | 0.099339 | 319.1654 | 0.050224 | 0 | 0 | 0.10045 | 319.2506 | 0.050409 | 0 | 0 | 0.10082 | 319.5063 | 0.050964 | 0 | 0 | 0.10193 | 319.762 | 0.051518 | 0 | 0 | 0.10304 | 319.9324 | 0.051888 | 0 | 0 | 0.10378 | 320.1881 | 0.052442 | 0 | 0 | 0.10488 | 320.3586 | 0.052812 | 0 | 0 | 0.10562 | 320.529 | 0.053182 | 0 | 0 | 0.10636
2017-02-08 16:00 | 301.8808 | 0.89979 |  | 316.9944 | 0.045515 | 0 | 0 | 0.09103 | 325.9022 | 0.064836 | 0 | 0 | 0.12967 | 333.1905 | 0.080644 | 0 | 0 | 0.16129 | 333.4604 | 0.08123 | 0 | 0 | 0.16246 | 333.6404 | 0.08162 | 0 | 0 | 0.16324 | 333.9103 | 0.082206 | 0 | 0 | 0.16441 | 334.1803 | 0.082791 | 0 | 0 | 0.16558 | 334.4502 | 0.083377 | 0 | 0 | 0.16675 | 334.8101 | 0.084157 | 0 | 0 | 0.16831 | 335.08 | 0.084743 | 0 | 0 | 0.16949 | 335.26 | 0.085133 | 0 | 0 | 0.17027 | 335.5299 | 0.085719 | 0 | 0 | 0.17144 | 335.7099 | 0.086109 | 0 | 0 | 0.17222 | 335.9798 | 0.086695 | 0 | 0 | 0.17339 | 336.2498 | 0.08728 | 0 | 0 | 0.17456 | 336.4297 | 0.08767 | 0 | 0 | 0.17534 | 336.6997 | 0.088256 | 0 | 0 | 0.17651 | 336.9696 | 0.088841 | 0 | 0 | 0.17768 | 337.0596 | 0.089037 | 0 | 0 | 0.17807 | 337.3295 | 0.089622 | 0 | 0 | 0.17924 | 337.5994 | 0.090208 | 0 | 0 | 0.18042 | 337.7794 | 0.090598 | 0 | 0 | 0.1812 | 338.0493 | 0.091183 | 0 | 0 | 0.18237 | 338.2293 | 0.091574 | 0 | 0 | 0.18315 | 338.4093 | 0.091964 | 0 | 0 | 0.18393
2017-02-08 17:00 | 298.9832 | 0.89115 |  | 313.9517 | 0.038915 | 0 | 0 | 0.077831 | 322.774 | 0.058051 | 0 | 0 | 0.1161 | 329.9923 | 0.073708 | 0 | 0 | 0.14742 | 330.2597 | 0.074288 | 0 | 0 | 0.14858 | 330.4379 | 0.074674 | 0 | 0 | 0.14935 | 330.7053 | 0.075254 | 0 | 0 | 0.15051 | 330.9726 | 0.075834 | 0 | 0 | 0.15167 | 331.2399 | 0.076414 | 0 | 0 | 0.15283 | 331.5964 | 0.077187 | 0 | 0 | 0.15437 | 331.8638 | 0.077767 | 0 | 0 | 0.15553 | 332.042 | 0.078153 | 0 | 0 | 0.15631 | 332.3093 | 0.078733 | 0 | 0 | 0.15747 | 332.4876 | 0.07912 | 0 | 0 | 0.15824 | 332.7549 | 0.0797 | 0 | 0 | 0.1594 | 333.0222 | 0.08028 | 0 | 0 | 0.16056 | 333.2005 | 0.080666 | 0 | 0 | 0.16133 | 333.4678 | 0.081246 | 0 | 0 | 0.16249 | 333.7352 | 0.081826 | 0 | 0 | 0.16365 | 333.8243 | 0.082019 | 0 | 0 | 0.16404 | 334.0916 | 0.082599 | 0 | 0 | 0.1652 | 334.359 | 0.083179 | 0 | 0 | 0.16636 | 334.5372 | 0.083565 | 0 | 0 | 0.16713 | 334.8045 | 0.084145 | 0 | 0 | 0.16829 | 334.9828 | 0.084532 | 0 | 0 | 0.16906 | 335.161 | 0.084919 | 0 | 0 | 0.16984
2017-02-08 18:00 | 308.8911 | 0.92068 |  | 324.3557 | 0.061482 | 0 | 0 | 0.12296 | 333.4704 | 0.081252 | 0 | 0 | 0.1625 | 340.9279 | 0.097427 | 0 | 0 | 0.19485 | 341.2041 | 0.098026 | 0 | 0 | 0.19605 | 341.3883 | 0.098425 | 0 | 0 | 0.19685 | 341.6645 | 0.099025 | 0 | 0 | 0.19805 | 341.9407 | 0.099624 | 0 | 0 | 0.19925 | 342.2169 | 0.10022 | 0 | 0 | 0.20045 | 342.5851 | 0.10102 | 0 | 0 | 0.20204 | 342.8614 | 0.10162 | 0 | 0 | 0.20324 | 343.0455 | 0.10202 | 0 | 0 | 0.20404 | 343.3217 | 0.10262 | 0 | 0 | 0.20524 | 343.5058 | 0.10302 | 0 | 0 | 0.20604 | 343.782 | 0.10362 | 0 | 0 | 0.20724 | 344.0582 | 0.10422 | 0 | 0 | 0.20843 | 344.2424 | 0.10462 | 0 | 0 | 0.20923 | 344.5186 | 0.10522 | 0 | 0 | 0.21043 | 344.7948 | 0.10581 | 0 | 0 | 0.21163 | 344.8868 | 0.10601 | 0 | 0 | 0.21203 | 345.1631 | 0.10661 | 0 | 0 | 0.21323 | 345.4393 | 0.10721 | 0 | 0 | 0.21442 | 345.6234 | 0.10761 | 0 | 0 | 0.21522 | 345.8996 | 0.10821 | 0 | 0 | 0.21642 | 346.0837 | 0.10861 | 0 | 0 | 0.21722 | 346.2679 | 0.10901 | 0 | 0 | 0.21802
2017-02-08 19:00 | 305.0236 | 0.90915 |  | 320.2945 | 0.052673 | 0 | 0 | 0.10535 | 329.2951 | 0.072195 | 0 | 0 | 0.14439 | 336.6593 | 0.088168 | 0 | 0 | 0.17634 | 336.932 | 0.08876 | 0 | 0 | 0.17752 | 337.1138 | 0.089154 | 0 | 0 | 0.17831 | 337.3866 | 0.089746 | 0 | 0 | 0.17949 | 337.6593 | 0.090337 | 0 | 0 | 0.18067 | 337.9321 | 0.090929 | 0 | 0 | 0.18186 | 338.2957 | 0.091718 | 0 | 0 | 0.18344 | 338.5685 | 0.092309 | 0 | 0 | 0.18462 | 338.7503 | 0.092704 | 0 | 0 | 0.18541 | 339.0231 | 0.093295 | 0 | 0 | 0.18659 | 339.2049 | 0.09369 | 0 | 0 | 0.18738 | 339.4776 | 0.094281 | 0 | 0 | 0.18856 | 339.7504 | 0.094873 | 0 | 0 | 0.18975 | 339.9322 | 0.095267 | 0 | 0 | 0.19053 | 340.205 | 0.095859 | 0 | 0 | 0.19172 | 340.4777 | 0.09645 | 0 | 0 | 0.1929 | 340.5686 | 0.096648 | 0 | 0 | 0.1933 | 340.8414 | 0.097239 | 0 | 0 | 0.19448 | 341.1141 | 0.097831 | 0 | 0 | 0.19566 | 341.2959 | 0.098225 | 0 | 0 | 0.19645 | 341.5687 | 0.098817 | 0 | 0 | 0.19763 | 341.7505 | 0.099211 | 0 | 0 | 0.19842 | 341.9323 | 0.099606 | 0 | 0 | 0.19921
2017-02-08 20:00 | 295.5366 | 0.88088 |  | 310.3326 | 0.031066 | 0 | 0 | 0.062131 | 319.0532 | 0.049981 | 0 | 0 | 0.099962 | 326.1883 | 0.065457 | 0 | 0 | 0.13091 | 326.4526 | 0.06603 | 0 | 0 | 0.13206 | 326.6288 | 0.066412 | 0 | 0 | 0.13282 | 326.893 | 0.066985 | 0 | 0 | 0.13397 | 327.1573 | 0.067558 | 0 | 0 | 0.13512 | 327.4216 | 0.068132 | 0 | 0 | 0.13626 | 327.7739 | 0.068896 | 0 | 0 | 0.13779 | 328.0382 | 0.069469 | 0 | 0 | 0.13894 | 328.2144 | 0.069851 | 0 | 0 | 0.1397 | 328.4786 | 0.070424 | 0 | 0 | 0.14085 | 328.6548 | 0.070807 | 0 | 0 | 0.14161 | 328.9191 | 0.07138 | 0 | 0 | 0.14276 | 329.1833 | 0.071953 | 0 | 0 | 0.14391 | 329.3595 | 0.072335 | 0 | 0 | 0.14467 | 329.6238 | 0.072908 | 0 | 0 | 0.14582 | 329.888 | 0.073481 | 0 | 0 | 0.14696 | 329.9761 | 0.073672 | 0 | 0 | 0.14734 | 330.2404 | 0.074246 | 0 | 0 | 0.14849 | 330.5046 | 0.074819 | 0 | 0 | 0.14964 | 330.6808 | 0.075201 | 0 | 0 | 0.1504 | 330.9451 | 0.075774 | 0 | 0 | 0.15155 | 331.1212 | 0.076156 | 0 | 0 | 0.15231 | 331.2974 | 0.076538 | 0 | 0 | 0.15308
2017-02-08 21:00 | 304.067 | 0.9063 |  | 319.29 | 0.050494 | 0 | 0 | 0.10099 | 328.2624 | 0.069955 | 0 | 0 | 0.13991 | 335.6034 | 0.085878 | 0 | 0 | 0.17176 | 335.8753 | 0.086468 | 0 | 0 | 0.17294 | 336.0566 | 0.086861 | 0 | 0 | 0.17372 | 336.3285 | 0.087451 | 0 | 0 | 0.1749 | 336.6003 | 0.08804 | 0 | 0 | 0.17608 | 336.8722 | 0.08863 | 0 | 0 | 0.17726 | 337.2348 | 0.089417 | 0 | 0 | 0.17883 | 337.5067 | 0.090006 | 0 | 0 | 0.18001 | 337.6879 | 0.090399 | 0 | 0 | 0.1808 | 337.9598 | 0.090989 | 0 | 0 | 0.18198 | 338.1411 | 0.091382 | 0 | 0 | 0.18276 | 338.413 | 0.091972 | 0 | 0 | 0.18394 | 338.6848 | 0.092562 | 0 | 0 | 0.18512 | 338.8661 | 0.092955 | 0 | 0 | 0.18591 | 339.138 | 0.093545 | 0 | 0 | 0.18709 | 339.4099 | 0.094134 | 0 | 0 | 0.18827 | 339.5005 | 0.094331 | 0 | 0 | 0.18866 | 339.7724 | 0.094921 | 0 | 0 | 0.18984 | 340.0443 | 0.09551 | 0 | 0 | 0.19102 | 340.2256 | 0.095904 | 0 | 0 | 0.19181 | 340.4974 | 0.096493 | 0 | 0 | 0.19299 | 340.6787 | 0.096886 | 0 | 0 | 0.19377 | 340.86 | 0.09728 | 0 | 0 | 0.19456
2017-02-08 22:00 | 307.3052 | 0.91595 |  | 322.6903 | 0.05787 | 0 | 0 | 0.11574 | 331.7583 | 0.077538 | 0 | 0 | 0.15508 | 339.1775 | 0.09363 | 0 | 0 | 0.18726 | 339.4523 | 0.094226 | 0 | 0 | 0.18845 | 339.6355 | 0.094624 | 0 | 0 | 0.18925 | 339.9103 | 0.09522 | 0 | 0 | 0.19044 | 340.1851 | 0.095816 | 0 | 0 | 0.19163 | 340.4598 | 0.096412 | 0 | 0 | 0.19282 | 340.8262 | 0.097206 | 0 | 0 | 0.19441 | 341.101 | 0.097802 | 0 | 0 | 0.1956 | 341.2842 | 0.0982 | 0 | 0 | 0.1964 | 341.559 | 0.098796 | 0 | 0 | 0.19759 | 341.7422 | 0.099193 | 0 | 0 | 0.19839 | 342.017 | 0.099789 | 0 | 0 | 0.19958 | 342.2917 | 0.10039 | 0 | 0 | 0.20077 | 342.4749 | 0.10078 | 0 | 0 | 0.20156 | 342.7497 | 0.10138 | 0 | 0 | 0.20276 | 343.0245 | 0.10197 | 0 | 0 | 0.20395 | 343.1161 | 0.10217 | 0 | 0 | 0.20435 | 343.3909 | 0.10277 | 0 | 0 | 0.20554 | 343.6657 | 0.10337 | 0 | 0 | 0.20673 | 343.8489 | 0.10376 | 0 | 0 | 0.20753 | 344.1237 | 0.10436 | 0 | 0 | 0.20872 | 344.3068 | 0.10476 | 0 | 0 | 0.20951 | 344.49 | 0.10515 | 0 | 0 | 0.21031
2017-02-08 23:00 | 304.3245 | 0.90707 |  | 319.5605 | 0.051081 | 0 | 0 | 0.10216 | 328.5404 | 0.070559 | 0 | 0 | 0.14112 | 335.8877 | 0.086495 | 0 | 0 | 0.17299 | 336.1598 | 0.087085 | 0 | 0 | 0.17417 | 336.3412 | 0.087478 | 0 | 0 | 0.17496 | 336.6134 | 0.088069 | 0 | 0 | 0.17614 | 336.8855 | 0.088659 | 0 | 0 | 0.17732 | 337.1576 | 0.089249 | 0 | 0 | 0.1785 | 337.5204 | 0.090036 | 0 | 0 | 0.18007 | 337.7925 | 0.090626 | 0 | 0 | 0.18125 | 337.974 | 0.09102 | 0 | 0 | 0.18204 | 338.2461 | 0.09161 | 0 | 0 | 0.18322 | 338.4275 | 0.092004 | 0 | 0 | 0.18401 | 338.6996 | 0.092594 | 0 | 0 | 0.18519 | 338.9717 | 0.093184 | 0 | 0 | 0.18637 | 339.1531 | 0.093577 | 0 | 0 | 0.18715 | 339.4253 | 0.094168 | 0 | 0 | 0.18834 | 339.6974 | 0.094758 | 0 | 0 | 0.18952 | 339.7881 | 0.094955 | 0 | 0 | 0.18991 | 340.0602 | 0.095545 | 0 | 0 | 0.19109 | 340.3323 | 0.096135 | 0 | 0 | 0.19227 | 340.5138 | 0.096529 | 0 | 0 | 0.19306 | 340.7859 | 0.097119 | 0 | 0 | 0.19424 | 340.9673 | 0.097512 | 0 | 0 | 0.19502 | 341.1487 | 0.097906 | 0 | 0 | 0.19581
2017-02-09 | 297.0322 | 0.88533 |  | 311.9031 | 0.034472 | 0 | 0 | 0.068944 | 320.6679 | 0.053483 | 0 | 0 | 0.10697 | 327.8391 | 0.069037 | 0 | 0 | 0.13807 | 328.1047 | 0.069613 | 0 | 0 | 0.13923 | 328.2817 | 0.069997 | 0 | 0 | 0.13999 | 328.5473 | 0.070573 | 0 | 0 | 0.14115 | 328.8129 | 0.07115 | 0 | 0 | 0.1423 | 329.0785 | 0.071726 | 0 | 0 | 0.14345 | 329.4327 | 0.072494 | 0 | 0 | 0.14499 | 329.6983 | 0.07307 | 0 | 0 | 0.14614 | 329.8753 | 0.073454 | 0 | 0 | 0.14691 | 330.1409 | 0.07403 | 0 | 0 | 0.14806 | 330.318 | 0.074414 | 0 | 0 | 0.14883 | 330.5836 | 0.07499 | 0 | 0 | 0.14998 | 330.8492 | 0.075566 | 0 | 0 | 0.15113 | 331.0263 | 0.07595 | 0 | 0 | 0.1519 | 331.2919 | 0.076526 | 0 | 0 | 0.15305 | 331.5575 | 0.077102 | 0 | 0 | 0.1542 | 331.646 | 0.077294 | 0 | 0 | 0.15459 | 331.9116 | 0.077871 | 0 | 0 | 0.15574 | 332.1772 | 0.078447 | 0 | 0 | 0.15689 | 332.3543 | 0.078831 | 0 | 0 | 0.15766 | 332.6199 | 0.079407 | 0 | 0 | 0.15881 | 332.7969 | 0.079791 | 0 | 0 | 0.15958 | 332.974 | 0.080175 | 0 | 0 | 0.16035
2017-02-09 01:00 | 290.4738 | 0.86579 |  | 305.0162 | 0.019535 | 0 | 0 | 0.039069 | 313.5875 | 0.038126 | 0 | 0 | 0.076251 | 320.6004 | 0.053337 | 0 | 0 | 0.10667 | 320.8601 | 0.0539 | 0 | 0 | 0.1078 | 321.0333 | 0.054275 | 0 | 0 | 0.10855 | 321.293 | 0.054839 | 0 | 0 | 0.10968 | 321.5527 | 0.055402 | 0 | 0 | 0.1108 | 321.8125 | 0.055966 | 0 | 0 | 0.11193 | 322.1588 | 0.056717 | 0 | 0 | 0.11343 | 322.4185 | 0.05728 | 0 | 0 | 0.11456 | 322.5917 | 0.057656 | 0 | 0 | 0.11531 | 322.8514 | 0.058219 | 0 | 0 | 0.11644 | 323.0246 | 0.058595 | 0 | 0 | 0.11719 | 323.2843 | 0.059158 | 0 | 0 | 0.11832 | 323.5441 | 0.059721 | 0 | 0 | 0.11944 | 323.7172 | 0.060097 | 0 | 0 | 0.12019 | 323.9769 | 0.06066 | 0 | 0 | 0.12132 | 324.2367 | 0.061224 | 0 | 0 | 0.12245 | 324.3233 | 0.061411 | 0 | 0 | 0.12282 | 324.583 | 0.061975 | 0 | 0 | 0.12395 | 324.8427 | 0.062538 | 0 | 0 | 0.12508 | 325.0159 | 0.062914 | 0 | 0 | 0.12583 | 325.2756 | 0.063477 | 0 | 0 | 0.12695 | 325.4488 | 0.063853 | 0 | 0 | 0.12771 | 325.6219 | 0.064228 | 0 | 0 | 0.12846
2017-02-09 02:00 | 247.0948 | 0.73649 |  | 259.4655 | 0 | 0 | 0 | 0 | 266.7568 | 0 | 0 | 0 | 0 | 272.7224 | 0 | 0 | 0 | 0 | 272.9433 | 0 | 0 | 0 | 0 | 273.0906 | 0 | 0 | 0 | 0 | 273.3116 | 0 | 0 | 0 | 0 | 273.5325 | 0 | 0 | 0 | 0 | 273.7535 | 0 | 0 | 0 | 0 | 274.0481 | 0 | 0 | 0 | 0 | 274.269 | 0 | 0 | 0 | 0 | 274.4163 | 0 | 0 | 0 | 0 | 274.6372 | 0 | 0 | 0 | 0 | 274.7845 | 0 | 0 | 0 | 0 | 275.0055 | 0 | 0 | 0 | 0 | 275.2264 | 0 | 0 | 0 | 0 | 275.3737 | 0 | 0 | 0 | 0 | 275.5947 | 0 | 0 | 0 | 0 | 275.8156 | 0 | 0 | 0 | 0 | 275.8893 | 0 | 0 | 0 | 0 | 276.1102 | 0 | 0 | 0 | 0 | 276.3312 | 0 | 0 | 0 | 0 | 276.4785 | 0 | 0 | 0 | 0 | 276.6994 | 0 | 0 | 0 | 0 | 276.8467 | 0 | 0 | 0 | 0 | 276.994 | 0 | 0 | 0 | 0
2017-02-09 03:00 | 249.9012 | 0.74485 |  | 262.4124 | 0 | 0 | 0 | 0 | 269.7865 | 0 | 0 | 0 | 0 | 275.8198 | 0 | 0 | 0 | 0 | 276.0433 | 0 | 0 | 0 | 0 | 276.1922 | 0 | 0 | 0 | 0 | 276.4157 | 0 | 0 | 0 | 0 | 276.6391 | 0 | 0 | 0 | 0 | 276.8626 | 0 | 0 | 0 | 0 | 277.1605 | 0 | 0 | 0 | 0 | 277.384 | 0 | 0 | 0 | 0 | 277.533 | 0 | 0 | 0 | 0 | 277.7564 | 0 | 0 | 0 | 0 | 277.9054 | 0 | 0 | 0 | 0 | 278.1289 | 0 | 0 | 0 | 0 | 278.3523 | 0 | 0 | 0 | 0 | 278.5013 | 0 | 0 | 0 | 0 | 278.7247 | 0 | 0 | 0 | 0 | 278.9482 | 0 | 0 | 0 | 0 | 279.0227 | 0 | 0 | 0 | 0 | 279.2461 | 0 | 0 | 0 | 0 | 279.4696 | 0 | 0 | 0 | 0 | 279.6186 | 0 | 0 | 0 | 0 | 279.842 | 0 | 0 | 0 | 0 | 279.991 | 0 | 0 | 0 | 0 | 280.14 | 0 | 0 | 0 | 0
2017-02-09 04:00 | 274.7555 | 0.81894 |  | 288.5111 | 0 | 0 | 0 | 0 | 296.6185 | 0.0013199 | 0 | 0 | 0.0026398 | 303.2519 | 0.015708 | 0 | 0 | 0.031415 | 303.4976 | 0.016241 | 0 | 0 | 0.032481 | 303.6614 | 0.016596 | 0 | 0 | 0.033192 | 303.9071 | 0.017129 | 0 | 0 | 0.034257 | 304.1527 | 0.017662 | 0 | 0 | 0.035323 | 304.3984 | 0.018195 | 0 | 0 | 0.036389 | 304.726 | 0.018905 | 0 | 0 | 0.03781 | 304.9717 | 0.019438 | 0 | 0 | 0.038876 | 305.1355 | 0.019793 | 0 | 0 | 0.039586 | 305.3812 | 0.020326 | 0 | 0 | 0.040652 | 305.5449 | 0.020681 | 0 | 0 | 0.041363 | 305.7906 | 0.021214 | 0 | 0 | 0.042428 | 306.0363 | 0.021747 | 0 | 0 | 0.043494 | 306.2001 | 0.022102 | 0 | 0 | 0.044205 | 306.4458 | 0.022635 | 0 | 0 | 0.04527 | 306.6914 | 0.023168 | 0 | 0 | 0.046336 | 306.7733 | 0.023346 | 0 | 0 | 0.046691 | 307.019 | 0.023879 | 0 | 0 | 0.047757 | 307.2647 | 0.024411 | 0 | 0 | 0.048823 | 307.4285 | 0.024767 | 0 | 0 | 0.049533 | 307.6742 | 0.0253 | 0 | 0 | 0.050599 | 307.838 | 0.025655 | 0 | 0 | 0.05131 | 308.0017 | 0.02601 | 0 | 0 | 0.05202
2017-02-09 05:00 | 301.4665 | 0.89855 |  | 316.5593 | 0.044571 | 0 | 0 | 0.089143 | 325.455 | 0.063866 | 0 | 0 | 0.12773 | 332.7332 | 0.079653 | 0 | 0 | 0.15931 | 333.0028 | 0.080237 | 0 | 0 | 0.16047 | 333.1825 | 0.080627 | 0 | 0 | 0.16125 | 333.4521 | 0.081212 | 0 | 0 | 0.16242 | 333.7216 | 0.081796 | 0 | 0 | 0.16359 | 333.9912 | 0.082381 | 0 | 0 | 0.16476 | 334.3506 | 0.083161 | 0 | 0 | 0.16632 | 334.6202 | 0.083745 | 0 | 0 | 0.16749 | 334.7999 | 0.084135 | 0 | 0 | 0.16827 | 335.0694 | 0.08472 | 0 | 0 | 0.16944 | 335.2492 | 0.08511 | 0 | 0 | 0.17022 | 335.5187 | 0.085694 | 0 | 0 | 0.17139 | 335.7883 | 0.086279 | 0 | 0 | 0.17256 | 335.968 | 0.086669 | 0 | 0 | 0.17334 | 336.2376 | 0.087254 | 0 | 0 | 0.17451 | 336.5071 | 0.087838 | 0 | 0 | 0.17568 | 336.597 | 0.088033 | 0 | 0 | 0.17607 | 336.8665 | 0.088618 | 0 | 0 | 0.17724 | 337.1361 | 0.089203 | 0 | 0 | 0.17841 | 337.3158 | 0.089592 | 0 | 0 | 0.17918 | 337.5854 | 0.090177 | 0 | 0 | 0.18035 | 337.7651 | 0.090567 | 0 | 0 | 0.18113 | 337.9448 | 0.090957 | 0 | 0 | 0.18191
2017-02-09 06:00 | 303.9325 | 0.9059 |  | 319.1488 | 0.050188 | 0 | 0 | 0.10038 | 328.1172 | 0.069641 | 0 | 0 | 0.13928 | 335.455 | 0.085556 | 0 | 0 | 0.17111 | 335.7268 | 0.086146 | 0 | 0 | 0.17229 | 335.9079 | 0.086539 | 0 | 0 | 0.17308 | 336.1797 | 0.087128 | 0 | 0 | 0.17426 | 336.4515 | 0.087718 | 0 | 0 | 0.17544 | 336.7233 | 0.088307 | 0 | 0 | 0.17661 | 337.0856 | 0.089093 | 0 | 0 | 0.17819 | 337.3574 | 0.089682 | 0 | 0 | 0.17936 | 337.5386 | 0.090075 | 0 | 0 | 0.18015 | 337.8103 | 0.090665 | 0 | 0 | 0.18133 | 337.9915 | 0.091058 | 0 | 0 | 0.18212 | 338.2633 | 0.091647 | 0 | 0 | 0.18329 | 338.5351 | 0.092237 | 0 | 0 | 0.18447 | 338.7162 | 0.09263 | 0 | 0 | 0.18526 | 338.988 | 0.093219 | 0 | 0 | 0.18644 | 339.2598 | 0.093809 | 0 | 0 | 0.18762 | 339.3504 | 0.094005 | 0 | 0 | 0.18801 | 339.6221 | 0.094595 | 0 | 0 | 0.18919 | 339.8939 | 0.095184 | 0 | 0 | 0.19037 | 340.0751 | 0.095577 | 0 | 0 | 0.19115 | 340.3469 | 0.096167 | 0 | 0 | 0.19233 | 340.528 | 0.09656 | 0 | 0 | 0.19312 | 340.7092 | 0.096953 | 0 | 0 | 0.19391
2017-02-09 07:00 | 312.9387 | 0.93274 |  | 328.6059 | 0.0707 | 0 | 0 | 0.1414 | 337.8401 | 0.090729 | 0 | 0 | 0.18146 | 345.3953 | 0.10712 | 0 | 0 | 0.21423 | 345.6751 | 0.10772 | 0 | 0 | 0.21545 | 345.8617 | 0.10813 | 0 | 0 | 0.21626 | 346.1415 | 0.10874 | 0 | 0 | 0.21747 | 346.4213 | 0.10934 | 0 | 0 | 0.21868 | 346.7011 | 0.10995 | 0 | 0 | 0.2199 | 347.0742 | 0.11076 | 0 | 0 | 0.22152 | 347.3541 | 0.11137 | 0 | 0 | 0.22273 | 347.5406 | 0.11177 | 0 | 0 | 0.22354 | 347.8204 | 0.11238 | 0 | 0 | 0.22475 | 348.007 | 0.11278 | 0 | 0 | 0.22556 | 348.2868 | 0.11339 | 0 | 0 | 0.22678 | 348.5666 | 0.114 | 0 | 0 | 0.22799 | 348.7532 | 0.1144 | 0 | 0 | 0.2288 | 349.033 | 0.11501 | 0 | 0 | 0.23001 | 349.3128 | 0.11561 | 0 | 0 | 0.23123 | 349.4061 | 0.11582 | 0 | 0 | 0.23163 | 349.6859 | 0.11642 | 0 | 0 | 0.23285 | 349.9657 | 0.11703 | 0 | 0 | 0.23406 | 350.1523 | 0.11743 | 0 | 0 | 0.23487 | 350.4321 | 0.11804 | 0 | 0 | 0.23608 | 350.6187 | 0.11845 | 0 | 0 | 0.23689 | 350.8052 | 0.11885 | 0 | 0 | 0.2377
2017-02-09 08:00 | 307.7491 | 0.91728 |  | 323.1565 | 0.058881 | 0 | 0 | 0.11776 | 332.2375 | 0.078577 | 0 | 0 | 0.15715 | 339.6674 | 0.094693 | 0 | 0 | 0.18939 | 339.9426 | 0.09529 | 0 | 0 | 0.19058 | 340.1261 | 0.095688 | 0 | 0 | 0.19138 | 340.4013 | 0.096285 | 0 | 0 | 0.19257 | 340.6765 | 0.096882 | 0 | 0 | 0.19376 | 340.9516 | 0.097478 | 0 | 0 | 0.19496 | 341.3185 | 0.098274 | 0 | 0 | 0.19655 | 341.5937 | 0.098871 | 0 | 0 | 0.19774 | 341.7772 | 0.099269 | 0 | 0 | 0.19854 | 342.0524 | 0.099866 | 0 | 0 | 0.19973 | 342.2358 | 0.10026 | 0 | 0 | 0.20053 | 342.511 | 0.10086 | 0 | 0 | 0.20172 | 342.7862 | 0.10146 | 0 | 0 | 0.20292 | 342.9696 | 0.10186 | 0 | 0 | 0.20371 | 343.2448 | 0.10245 | 0 | 0 | 0.2049 | 343.52 | 0.10305 | 0 | 0 | 0.2061 | 343.6117 | 0.10325 | 0 | 0 | 0.2065 | 343.8869 | 0.10385 | 0 | 0 | 0.20769 | 344.1621 | 0.10444 | 0 | 0 | 0.20888 | 344.3456 | 0.10484 | 0 | 0 | 0.20968 | 344.6207 | 0.10544 | 0 | 0 | 0.21087 | 344.8042 | 0.10583 | 0 | 0 | 0.21167 | 344.9877 | 0.10623 | 0 | 0 | 0.21247
2017-02-09 09:00 | 310.213 | 0.92462 |  | 325.7437 | 0.064492 | 0 | 0 | 0.12898 | 334.8974 | 0.084347 | 0 | 0 | 0.16869 | 342.3869 | 0.10059 | 0 | 0 | 0.20118 | 342.6642 | 0.10119 | 0 | 0 | 0.20239 | 342.8492 | 0.10159 | 0 | 0 | 0.20319 | 343.1266 | 0.1022 | 0 | 0 | 0.20439 | 343.4039 | 0.1028 | 0 | 0 | 0.20559 | 343.6813 | 0.1034 | 0 | 0 | 0.2068 | 344.0512 | 0.1042 | 0 | 0 | 0.2084 | 344.3286 | 0.1048 | 0 | 0 | 0.20961 | 344.5135 | 0.1052 | 0 | 0 | 0.21041 | 344.7909 | 0.10581 | 0 | 0 | 0.21161 | 344.9758 | 0.10621 | 0 | 0 | 0.21241 | 345.2532 | 0.10681 | 0 | 0 | 0.21362 | 345.5306 | 0.10741 | 0 | 0 | 0.21482 | 345.7155 | 0.10781 | 0 | 0 | 0.21562 | 345.9929 | 0.10841 | 0 | 0 | 0.21683 | 346.2703 | 0.10901 | 0 | 0 | 0.21803 | 346.3627 | 0.10922 | 0 | 0 | 0.21843 | 346.6401 | 0.10982 | 0 | 0 | 0.21963 | 346.9175 | 0.11042 | 0 | 0 | 0.22084 | 347.1024 | 0.11082 | 0 | 0 | 0.22164 | 347.3798 | 0.11142 | 0 | 0 | 0.22284 | 347.5647 | 0.11182 | 0 | 0 | 0.22364 | 347.7497 | 0.11222 | 0 | 0 | 0.22445
2017-02-09 10:00 | 302.3763 | 0.90126 |  | 317.5147 | 0.046644 | 0 | 0 | 0.093287 | 326.4372 | 0.065997 | 0 | 0 | 0.13199 | 333.7374 | 0.081831 | 0 | 0 | 0.16366 | 334.0078 | 0.082417 | 0 | 0 | 0.16483 | 334.188 | 0.082808 | 0 | 0 | 0.16562 | 334.4584 | 0.083395 | 0 | 0 | 0.16679 | 334.7288 | 0.083981 | 0 | 0 | 0.16796 | 334.9992 | 0.084568 | 0 | 0 | 0.16914 | 335.3597 | 0.085349 | 0 | 0 | 0.1707 | 335.6301 | 0.085936 | 0 | 0 | 0.17187 | 335.8103 | 0.086327 | 0 | 0 | 0.17265 | 336.0807 | 0.086913 | 0 | 0 | 0.17383 | 336.2609 | 0.087304 | 0 | 0 | 0.17461 | 336.5313 | 0.087891 | 0 | 0 | 0.17578 | 336.8017 | 0.088477 | 0 | 0 | 0.17695 | 336.9819 | 0.088868 | 0 | 0 | 0.17774 | 337.2523 | 0.089455 | 0 | 0 | 0.17891 | 337.5227 | 0.090041 | 0 | 0 | 0.18008 | 337.6128 | 0.090237 | 0 | 0 | 0.18047 | 337.8832 | 0.090823 | 0 | 0 | 0.18165 | 338.1536 | 0.091409 | 0 | 0 | 0.18282 | 338.3338 | 0.0918 | 0 | 0 | 0.1836 | 338.6042 | 0.092387 | 0 | 0 | 0.18477 | 338.7845 | 0.092778 | 0 | 0 | 0.18556 | 338.9647 | 0.093169 | 0 | 0 | 0.18634
2017-02-09 11:00 | 296.1264 | 0.88263 |  | 310.9519 | 0.032409 | 0 | 0 | 0.064818 | 319.6899 | 0.051362 | 0 | 0 | 0.10272 | 326.8393 | 0.066869 | 0 | 0 | 0.13374 | 327.104 | 0.067443 | 0 | 0 | 0.13489 | 327.2806 | 0.067826 | 0 | 0 | 0.13565 | 327.5454 | 0.0684 | 0 | 0 | 0.1368 | 327.8102 | 0.068975 | 0 | 0 | 0.13795 | 328.0749 | 0.069549 | 0 | 0 | 0.1391 | 328.428 | 0.070315 | 0 | 0 | 0.14063 | 328.6928 | 0.070889 | 0 | 0 | 0.14178 | 328.8693 | 0.071272 | 0 | 0 | 0.14254 | 329.1341 | 0.071846 | 0 | 0 | 0.14369 | 329.3106 | 0.072229 | 0 | 0 | 0.14446 | 329.5754 | 0.072803 | 0 | 0 | 0.14561 | 329.8402 | 0.073378 | 0 | 0 | 0.14676 | 330.0167 | 0.073761 | 0 | 0 | 0.14752 | 330.2815 | 0.074335 | 0 | 0 | 0.14867 | 330.5463 | 0.074909 | 0 | 0 | 0.14982 | 330.6346 | 0.075101 | 0 | 0 | 0.1502 | 330.8994 | 0.075675 | 0 | 0 | 0.15135 | 331.1642 | 0.076249 | 0 | 0 | 0.1525 | 331.3407 | 0.076632 | 0 | 0 | 0.15326 | 331.6055 | 0.077207 | 0 | 0 | 0.15441 | 331.782 | 0.077589 | 0 | 0 | 0.15518 | 331.9585 | 0.077972 | 0 | 0 | 0.15594
2017-02-09 12:00 | 291.6253 | 0.86922 |  | 306.2255 | 0.022157 | 0 | 0 | 0.044315 | 314.8307 | 0.040822 | 0 | 0 | 0.081644 | 321.8714 | 0.056093 | 0 | 0 | 0.11219 | 322.1322 | 0.056659 | 0 | 0 | 0.11332 | 322.306 | 0.057036 | 0 | 0 | 0.11407 | 322.5668 | 0.057602 | 0 | 0 | 0.1152 | 322.8275 | 0.058167 | 0 | 0 | 0.11633 | 323.0883 | 0.058733 | 0 | 0 | 0.11747 | 323.436 | 0.059487 | 0 | 0 | 0.11897 | 323.6968 | 0.060053 | 0 | 0 | 0.12011 | 323.8706 | 0.06043 | 0 | 0 | 0.12086 | 324.1314 | 0.060995 | 0 | 0 | 0.12199 | 324.3052 | 0.061372 | 0 | 0 | 0.12274 | 324.566 | 0.061938 | 0 | 0 | 0.12388 | 324.8267 | 0.062504 | 0 | 0 | 0.12501 | 325.0006 | 0.062881 | 0 | 0 | 0.12576 | 325.2614 | 0.063446 | 0 | 0 | 0.12689 | 325.5221 | 0.064012 | 0 | 0 | 0.12802 | 325.609 | 0.0642 | 0 | 0 | 0.1284 | 325.8698 | 0.064766 | 0 | 0 | 0.12953 | 326.1306 | 0.065332 | 0 | 0 | 0.13066 | 326.3044 | 0.065709 | 0 | 0 | 0.13142 | 326.5652 | 0.066274 | 0 | 0 | 0.13255 | 326.739 | 0.066651 | 0 | 0 | 0.1333 | 326.9129 | 0.067028 | 0 | 0 | 0.13406
2017-02-09 13:00 | 300.7296 | 0.89635 |  | 315.7856 | 0.042893 | 0 | 0 | 0.085786 | 324.6595 | 0.062141 | 0 | 0 | 0.12428 | 331.9199 | 0.077889 | 0 | 0 | 0.15578 | 332.1888 | 0.078472 | 0 | 0 | 0.15694 | 332.3681 | 0.078861 | 0 | 0 | 0.15772 | 332.637 | 0.079444 | 0 | 0 | 0.15889 | 332.9059 | 0.080027 | 0 | 0 | 0.16005 | 333.1748 | 0.08061 | 0 | 0 | 0.16122 | 333.5334 | 0.081388 | 0 | 0 | 0.16278 | 333.8023 | 0.081971 | 0 | 0 | 0.16394 | 333.9815 | 0.08236 | 0 | 0 | 0.16472 | 334.2504 | 0.082944 | 0 | 0 | 0.16589 | 334.4297 | 0.083332 | 0 | 0 | 0.16666 | 334.6986 | 0.083916 | 0 | 0 | 0.16783 | 334.9675 | 0.084499 | 0 | 0 | 0.169 | 335.1468 | 0.084888 | 0 | 0 | 0.16978 | 335.4157 | 0.085471 | 0 | 0 | 0.17094 | 335.6846 | 0.086054 | 0 | 0 | 0.17211 | 335.7742 | 0.086249 | 0 | 0 | 0.1725 | 336.0432 | 0.086832 | 0 | 0 | 0.17366 | 336.3121 | 0.087415 | 0 | 0 | 0.17483 | 336.4913 | 0.087804 | 0 | 0 | 0.17561 | 336.7602 | 0.088387 | 0 | 0 | 0.17677 | 336.9395 | 0.088776 | 0 | 0 | 0.17755 | 337.1188 | 0.089165 | 0 | 0 | 0.17833
2017-02-09 14:00 | 299.2132 | 0.89183 |  | 314.1932 | 0.039439 | 0 | 0 | 0.078879 | 323.0224 | 0.05859 | 0 | 0 | 0.11718 | 330.2463 | 0.074258 | 0 | 0 | 0.14852 | 330.5138 | 0.074839 | 0 | 0 | 0.14968 | 330.6922 | 0.075226 | 0 | 0 | 0.15045 | 330.9597 | 0.075806 | 0 | 0 | 0.15161 | 331.2273 | 0.076386 | 0 | 0 | 0.15277 | 331.4948 | 0.076967 | 0 | 0 | 0.15393 | 331.8516 | 0.07774 | 0 | 0 | 0.15548 | 332.1191 | 0.078321 | 0 | 0 | 0.15664 | 332.2975 | 0.078708 | 0 | 0 | 0.15742 | 332.565 | 0.079288 | 0 | 0 | 0.15858 | 332.7434 | 0.079675 | 0 | 0 | 0.15935 | 333.0109 | 0.080255 | 0 | 0 | 0.16051 | 333.2785 | 0.080835 | 0 | 0 | 0.16167 | 333.4569 | 0.081222 | 0 | 0 | 0.16244 | 333.7244 | 0.081803 | 0 | 0 | 0.16361 | 333.992 | 0.082383 | 0 | 0 | 0.16477 | 334.0811 | 0.082576 | 0 | 0 | 0.16515 | 334.3487 | 0.083157 | 0 | 0 | 0.16631 | 334.6162 | 0.083737 | 0 | 0 | 0.16747 | 334.7946 | 0.084124 | 0 | 0 | 0.16825 | 335.0622 | 0.084704 | 0 | 0 | 0.16941 | 335.2405 | 0.085091 | 0 | 0 | 0.17018 | 335.4189 | 0.085478 | 0 | 0 | 0.17096
2017-02-09 15:00 | 291.9403 | 0.87016 |  | 306.5563 | 0.022875 | 0 | 0 | 0.04575 | 315.1708 | 0.04156 | 0 | 0 | 0.08312 | 322.2191 | 0.056847 | 0 | 0 | 0.11369 | 322.4801 | 0.057414 | 0 | 0 | 0.11483 | 322.6542 | 0.057791 | 0 | 0 | 0.11558 | 322.9152 | 0.058357 | 0 | 0 | 0.11671 | 323.1763 | 0.058924 | 0 | 0 | 0.11785 | 323.4373 | 0.05949 | 0 | 0 | 0.11898 | 323.7854 | 0.060245 | 0 | 0 | 0.12049 | 324.0464 | 0.060811 | 0 | 0 | 0.12162 | 324.2204 | 0.061188 | 0 | 0 | 0.12238 | 324.4815 | 0.061755 | 0 | 0 | 0.12351 | 324.6555 | 0.062132 | 0 | 0 | 0.12426 | 324.9166 | 0.062698 | 0 | 0 | 0.1254 | 325.1776 | 0.063265 | 0 | 0 | 0.12653 | 325.3516 | 0.063642 | 0 | 0 | 0.12728 | 325.6127 | 0.064208 | 0 | 0 | 0.12842 | 325.8737 | 0.064774 | 0 | 0 | 0.12955 | 325.9608 | 0.064963 | 0 | 0 | 0.12993 | 326.2218 | 0.065529 | 0 | 0 | 0.13106 | 326.4829 | 0.066096 | 0 | 0 | 0.13219 | 326.6569 | 0.066473 | 0 | 0 | 0.13295 | 326.9179 | 0.067039 | 0 | 0 | 0.13408 | 327.092 | 0.067417 | 0 | 0 | 0.13483 | 327.266 | 0.067794 | 0 | 0 | 0.13559
2017-02-09 16:00 | 290.0808 | 0.86461 |  | 304.6036 | 0.01864 | 0 | 0 | 0.037279 | 313.1633 | 0.037206 | 0 | 0 | 0.074411 | 320.1667 | 0.052396 | 0 | 0 | 0.10479 | 320.4261 | 0.052958 | 0 | 0 | 0.10592 | 320.599 | 0.053334 | 0 | 0 | 0.10667 | 320.8584 | 0.053896 | 0 | 0 | 0.10779 | 321.1178 | 0.054459 | 0 | 0 | 0.10892 | 321.3771 | 0.055021 | 0 | 0 | 0.11004 | 321.723 | 0.055771 | 0 | 0 | 0.11154 | 321.9824 | 0.056334 | 0 | 0 | 0.11267 | 322.1553 | 0.056709 | 0 | 0 | 0.11342 | 322.4147 | 0.057272 | 0 | 0 | 0.11454 | 322.5876 | 0.057647 | 0 | 0 | 0.11529 | 322.847 | 0.058209 | 0 | 0 | 0.11642 | 323.1064 | 0.058772 | 0 | 0 | 0.11754 | 323.2793 | 0.059147 | 0 | 0 | 0.11829 | 323.5387 | 0.05971 | 0 | 0 | 0.11942 | 323.7981 | 0.060272 | 0 | 0 | 0.12054 | 323.8845 | 0.06046 | 0 | 0 | 0.12092 | 324.1439 | 0.061022 | 0 | 0 | 0.12204 | 324.4033 | 0.061585 | 0 | 0 | 0.12317 | 324.5762 | 0.06196 | 0 | 0 | 0.12392 | 324.8356 | 0.062523 | 0 | 0 | 0.12505 | 325.0085 | 0.062898 | 0 | 0 | 0.1258 | 325.1814 | 0.063273 | 0 | 0 | 0.12655
2017-02-09 17:00 | 296.7525 | 0.8845 |  | 311.6093 | 0.033835 | 0 | 0 | 0.06767 | 320.3658 | 0.052828 | 0 | 0 | 0.10566 | 327.5303 | 0.068367 | 0 | 0 | 0.13673 | 327.7956 | 0.068943 | 0 | 0 | 0.13789 | 327.9725 | 0.069327 | 0 | 0 | 0.13865 | 328.2379 | 0.069902 | 0 | 0 | 0.1398 | 328.5032 | 0.070478 | 0 | 0 | 0.14096 | 328.7686 | 0.071053 | 0 | 0 | 0.14211 | 329.1224 | 0.071821 | 0 | 0 | 0.14364 | 329.3877 | 0.072396 | 0 | 0 | 0.14479 | 329.5646 | 0.07278 | 0 | 0 | 0.14556 | 329.83 | 0.073356 | 0 | 0 | 0.14671 | 330.0069 | 0.073739 | 0 | 0 | 0.14748 | 330.2722 | 0.074315 | 0 | 0 | 0.14863 | 330.5376 | 0.07489 | 0 | 0 | 0.14978 | 330.7145 | 0.075274 | 0 | 0 | 0.15055 | 330.9798 | 0.07585 | 0 | 0 | 0.1517 | 331.2452 | 0.076425 | 0 | 0 | 0.15285 | 331.3336 | 0.076617 | 0 | 0 | 0.15323 | 331.599 | 0.077193 | 0 | 0 | 0.15439 | 331.8643 | 0.077768 | 0 | 0 | 0.15554 | 332.0412 | 0.078152 | 0 | 0 | 0.1563 | 332.3066 | 0.078727 | 0 | 0 | 0.15745 | 332.4835 | 0.079111 | 0 | 0 | 0.15822 | 332.6604 | 0.079495 | 0 | 0 | 0.15899
2017-02-09 18:00 | 296.7389 | 0.88446 |  | 311.595 | 0.033804 | 0 | 0 | 0.067608 | 320.3512 | 0.052796 | 0 | 0 | 0.10559 | 327.5153 | 0.068335 | 0 | 0 | 0.13667 | 327.7806 | 0.06891 | 0 | 0 | 0.13782 | 327.9575 | 0.069294 | 0 | 0 | 0.13859 | 328.2229 | 0.06987 | 0 | 0 | 0.13974 | 328.4882 | 0.070445 | 0 | 0 | 0.14089 | 328.7535 | 0.071021 | 0 | 0 | 0.14204 | 329.1073 | 0.071788 | 0 | 0 | 0.14358 | 329.3727 | 0.072364 | 0 | 0 | 0.14473 | 329.5495 | 0.072747 | 0 | 0 | 0.14549 | 329.8149 | 0.073323 | 0 | 0 | 0.14665 | 329.9918 | 0.073706 | 0 | 0 | 0.14741 | 330.2571 | 0.074282 | 0 | 0 | 0.14856 | 330.5224 | 0.074857 | 0 | 0 | 0.14971 | 330.6993 | 0.075241 | 0 | 0 | 0.15048 | 330.9647 | 0.075817 | 0 | 0 | 0.15163 | 331.23 | 0.076392 | 0 | 0 | 0.15278 | 331.3185 | 0.076584 | 0 | 0 | 0.15317 | 331.5838 | 0.07716 | 0 | 0 | 0.15432 | 331.8491 | 0.077735 | 0 | 0 | 0.15547 | 332.026 | 0.078119 | 0 | 0 | 0.15624 | 332.2914 | 0.078694 | 0 | 0 | 0.15739 | 332.4683 | 0.079078 | 0 | 0 | 0.15816 | 332.6452 | 0.079462 | 0 | 0 | 0.15892
2017-02-09 19:00 | 304.47 | 0.9075 |  | 319.7132 | 0.051412 | 0 | 0 | 0.10282 | 328.6975 | 0.070899 | 0 | 0 | 0.1418 | 336.0483 | 0.086843 | 0 | 0 | 0.17369 | 336.3205 | 0.087434 | 0 | 0 | 0.17487 | 336.502 | 0.087827 | 0 | 0 | 0.17565 | 336.7743 | 0.088418 | 0 | 0 | 0.17684 | 337.0465 | 0.089008 | 0 | 0 | 0.17802 | 337.3188 | 0.089599 | 0 | 0 | 0.1792 | 337.6818 | 0.090386 | 0 | 0 | 0.18077 | 337.954 | 0.090977 | 0 | 0 | 0.18195 | 338.1355 | 0.09137 | 0 | 0 | 0.18274 | 338.4078 | 0.091961 | 0 | 0 | 0.18392 | 338.5893 | 0.092354 | 0 | 0 | 0.18471 | 338.8615 | 0.092945 | 0 | 0 | 0.18589 | 339.1338 | 0.093536 | 0 | 0 | 0.18707 | 339.3153 | 0.093929 | 0 | 0 | 0.18786 | 339.5875 | 0.09452 | 0 | 0 | 0.18904 | 339.8598 | 0.09511 | 0 | 0 | 0.19022 | 339.9505 | 0.095307 | 0 | 0 | 0.19061 | 340.2228 | 0.095898 | 0 | 0 | 0.1918 | 340.495 | 0.096488 | 0 | 0 | 0.19298 | 340.6765 | 0.096882 | 0 | 0 | 0.19376 | 340.9488 | 0.097472 | 0 | 0 | 0.19494 | 341.1303 | 0.097866 | 0 | 0 | 0.19573 | 341.3118 | 0.09826 | 0 | 0 | 0.19652
2017-02-09 20:00 | 296.4298 | 0.88354 |  | 311.2705 | 0.0331 | 0 | 0 | 0.0662 | 320.0175 | 0.052072 | 0 | 0 | 0.10414 | 327.1742 | 0.067595 | 0 | 0 | 0.13519 | 327.4392 | 0.06817 | 0 | 0 | 0.13634 | 327.6159 | 0.068553 | 0 | 0 | 0.13711 | 327.881 | 0.069128 | 0 | 0 | 0.13826 | 328.1461 | 0.069703 | 0 | 0 | 0.13941 | 328.4111 | 0.070278 | 0 | 0 | 0.14056 | 328.7645 | 0.071045 | 0 | 0 | 0.14209 | 329.0296 | 0.07162 | 0 | 0 | 0.14324 | 329.2063 | 0.072003 | 0 | 0 | 0.14401 | 329.4714 | 0.072578 | 0 | 0 | 0.14516 | 329.6481 | 0.072961 | 0 | 0 | 0.14592 | 329.9131 | 0.073536 | 0 | 0 | 0.14707 | 330.1782 | 0.074111 | 0 | 0 | 0.14822 | 330.3549 | 0.074494 | 0 | 0 | 0.14899 | 330.62 | 0.075069 | 0 | 0 | 0.15014 | 330.885 | 0.075644 | 0 | 0 | 0.15129 | 330.9734 | 0.075836 | 0 | 0 | 0.15167 | 331.2384 | 0.076411 | 0 | 0 | 0.15282 | 331.5035 | 0.076985 | 0 | 0 | 0.15397 | 331.6802 | 0.077369 | 0 | 0 | 0.15474 | 331.9453 | 0.077944 | 0 | 0 | 0.15589 | 332.122 | 0.078327 | 0 | 0 | 0.15665 | 332.2987 | 0.07871 | 0 | 0 | 0.15742
2017-02-09 21:00 | 307.2912 | 0.91591 |  | 322.6757 | 0.057838 | 0 | 0 | 0.11568 | 331.7432 | 0.077505 | 0 | 0 | 0.15501 | 339.1621 | 0.093597 | 0 | 0 | 0.18719 | 339.4369 | 0.094193 | 0 | 0 | 0.18839 | 339.6201 | 0.09459 | 0 | 0 | 0.18918 | 339.8948 | 0.095186 | 0 | 0 | 0.19037 | 340.1696 | 0.095782 | 0 | 0 | 0.19156 | 340.4444 | 0.096378 | 0 | 0 | 0.19276 | 340.8107 | 0.097173 | 0 | 0 | 0.19435 | 341.0855 | 0.097769 | 0 | 0 | 0.19554 | 341.2687 | 0.098166 | 0 | 0 | 0.19633 | 341.5435 | 0.098762 | 0 | 0 | 0.19752 | 341.7267 | 0.099159 | 0 | 0 | 0.19832 | 342.0014 | 0.099755 | 0 | 0 | 0.19951 | 342.2762 | 0.10035 | 0 | 0 | 0.2007 | 342.4594 | 0.10075 | 0 | 0 | 0.2015 | 342.7342 | 0.10134 | 0 | 0 | 0.20269 | 343.0089 | 0.10194 | 0 | 0 | 0.20388 | 343.1005 | 0.10214 | 0 | 0 | 0.20428 | 343.3753 | 0.10274 | 0 | 0 | 0.20547 | 343.6501 | 0.10333 | 0 | 0 | 0.20666 | 343.8332 | 0.10373 | 0 | 0 | 0.20746 | 344.108 | 0.10432 | 0 | 0 | 0.20865 | 344.2912 | 0.10472 | 0 | 0 | 0.20944 | 344.4744 | 0.10512 | 0 | 0 | 0.21024
2017-02-09 22:00 | 320.4208 | 0.95505 |  | 336.4626 | 0.087742 | 0 | 0 | 0.17548 | 345.9175 | 0.10825 | 0 | 0 | 0.2165 | 353.6534 | 0.12503 | 0 | 0 | 0.25006 | 353.9399 | 0.12565 | 0 | 0 | 0.2513 | 354.1309 | 0.12606 | 0 | 0 | 0.25213 | 354.4175 | 0.12669 | 0 | 0 | 0.25337 | 354.704 | 0.12731 | 0 | 0 | 0.25461 | 354.9905 | 0.12793 | 0 | 0 | 0.25586 | 355.3725 | 0.12876 | 0 | 0 | 0.25751 | 355.659 | 0.12938 | 0 | 0 | 0.25876 | 355.85 | 0.12979 | 0 | 0 | 0.25959 | 356.1365 | 0.13041 | 0 | 0 | 0.26083 | 356.3275 | 0.13083 | 0 | 0 | 0.26166 | 356.6141 | 0.13145 | 0 | 0 | 0.2629 | 356.9006 | 0.13207 | 0 | 0 | 0.26414 | 357.0916 | 0.13249 | 0 | 0 | 0.26497 | 357.3781 | 0.13311 | 0 | 0 | 0.26621 | 357.6646 | 0.13373 | 0 | 0 | 0.26746 | 357.7601 | 0.13394 | 0 | 0 | 0.26787 | 358.0466 | 0.13456 | 0 | 0 | 0.26911 | 358.3331 | 0.13518 | 0 | 0 | 0.27036 | 358.5241 | 0.13559 | 0 | 0 | 0.27119 | 358.8107 | 0.13621 | 0 | 0 | 0.27243 | 359.0017 | 0.13663 | 0 | 0 | 0.27326 | 359.1927 | 0.13704 | 0 | 0 | 0.27409
2017-02-09 23:00 | 309.3063 | 0.92192 |  | 324.7916 | 0.062427 | 0 | 0 | 0.12485 | 333.9186 | 0.082224 | 0 | 0 | 0.16445 | 341.3861 | 0.098421 | 0 | 0 | 0.19684 | 341.6627 | 0.099021 | 0 | 0 | 0.19804 | 341.8471 | 0.099421 | 0 | 0 | 0.19884 | 342.1236 | 0.10002 | 0 | 0 | 0.20004 | 342.4002 | 0.10062 | 0 | 0 | 0.20124 | 342.6768 | 0.10122 | 0 | 0 | 0.20244 | 343.0456 | 0.10202 | 0 | 0 | 0.20404 | 343.3221 | 0.10262 | 0 | 0 | 0.20524 | 343.5065 | 0.10302 | 0 | 0 | 0.20604 | 343.7831 | 0.10362 | 0 | 0 | 0.20724 | 343.9675 | 0.10402 | 0 | 0 | 0.20804 | 344.244 | 0.10462 | 0 | 0 | 0.20924 | 344.5206 | 0.10522 | 0 | 0 | 0.21044 | 344.705 | 0.10562 | 0 | 0 | 0.21124 | 344.9816 | 0.10622 | 0 | 0 | 0.21244 | 345.2582 | 0.10682 | 0 | 0 | 0.21364 | 345.3503 | 0.10702 | 0 | 0 | 0.21404 | 345.6269 | 0.10762 | 0 | 0 | 0.21524 | 345.9035 | 0.10822 | 0 | 0 | 0.21644 | 346.0879 | 0.10862 | 0 | 0 | 0.21724 | 346.3645 | 0.10922 | 0 | 0 | 0.21844 | 346.5488 | 0.10962 | 0 | 0 | 0.21924 | 346.7332 | 0.11002 | 0 | 0 | 0.22004
2017-02-10 | 313.0435 | 0.93306 |  | 328.7159 | 0.070939 | 0 | 0 | 0.14188 | 337.9532 | 0.090975 | 0 | 0 | 0.18195 | 345.5109 | 0.10737 | 0 | 0 | 0.21473 | 345.7908 | 0.10797 | 0 | 0 | 0.21595 | 345.9774 | 0.10838 | 0 | 0 | 0.21676 | 346.2574 | 0.10899 | 0 | 0 | 0.21797 | 346.5373 | 0.10959 | 0 | 0 | 0.21919 | 346.8172 | 0.1102 | 0 | 0 | 0.2204 | 347.1904 | 0.11101 | 0 | 0 | 0.22202 | 347.4703 | 0.11162 | 0 | 0 | 0.22323 | 347.6569 | 0.11202 | 0 | 0 | 0.22404 | 347.9369 | 0.11263 | 0 | 0 | 0.22526 | 348.1235 | 0.11303 | 0 | 0 | 0.22607 | 348.4034 | 0.11364 | 0 | 0 | 0.22728 | 348.6833 | 0.11425 | 0 | 0 | 0.2285 | 348.8699 | 0.11465 | 0 | 0 | 0.22931 | 349.1498 | 0.11526 | 0 | 0 | 0.23052 | 349.4298 | 0.11587 | 0 | 0 | 0.23173 | 349.5231 | 0.11607 | 0 | 0 | 0.23214 | 349.803 | 0.11668 | 0 | 0 | 0.23335 | 350.0829 | 0.11728 | 0 | 0 | 0.23457 | 350.2695 | 0.11769 | 0 | 0 | 0.23538 | 350.5494 | 0.1183 | 0 | 0 | 0.23659 | 350.736 | 0.1187 | 0 | 0 | 0.2374 | 350.9226 | 0.11911 | 0 | 0 | 0.23821
2017-02-10 01:00 | 298.1253 | 0.88859 |  | 313.0508 | 0.036962 | 0 | 0 | 0.073923 | 321.8479 | 0.056042 | 0 | 0 | 0.11208 | 329.0455 | 0.071654 | 0 | 0 | 0.14331 | 329.312 | 0.072232 | 0 | 0 | 0.14446 | 329.4898 | 0.072618 | 0 | 0 | 0.14524 | 329.7563 | 0.073196 | 0 | 0 | 0.14639 | 330.0229 | 0.073774 | 0 | 0 | 0.14755 | 330.2895 | 0.074352 | 0 | 0 | 0.1487 | 330.6449 | 0.075123 | 0 | 0 | 0.15025 | 330.9115 | 0.075701 | 0 | 0 | 0.1514 | 331.0892 | 0.076087 | 0 | 0 | 0.15217 | 331.3558 | 0.076665 | 0 | 0 | 0.15333 | 331.5335 | 0.077051 | 0 | 0 | 0.1541 | 331.8001 | 0.077629 | 0 | 0 | 0.15526 | 332.0667 | 0.078207 | 0 | 0 | 0.15641 | 332.2444 | 0.078592 | 0 | 0 | 0.15718 | 332.511 | 0.079171 | 0 | 0 | 0.15834 | 332.7775 | 0.079749 | 0 | 0 | 0.1595 | 332.8664 | 0.079942 | 0 | 0 | 0.15988 | 333.133 | 0.08052 | 0 | 0 | 0.16104 | 333.3996 | 0.081098 | 0 | 0 | 0.1622 | 333.5773 | 0.081483 | 0 | 0 | 0.16297 | 333.8439 | 0.082062 | 0 | 0 | 0.16412 | 334.0216 | 0.082447 | 0 | 0 | 0.16489 | 334.1993 | 0.082833 | 0 | 0 | 0.16567
2017-02-10 02:00 | 307.6939 | 0.91711 |  | 323.0985 | 0.058755 | 0 | 0 | 0.11751 | 332.1779 | 0.078448 | 0 | 0 | 0.1569 | 339.6065 | 0.094561 | 0 | 0 | 0.18912 | 339.8816 | 0.095158 | 0 | 0 | 0.19032 | 340.065 | 0.095555 | 0 | 0 | 0.19111 | 340.3402 | 0.096152 | 0 | 0 | 0.1923 | 340.6153 | 0.096749 | 0 | 0 | 0.1935 | 340.8904 | 0.097346 | 0 | 0 | 0.19469 | 341.2573 | 0.098141 | 0 | 0 | 0.19628 | 341.5324 | 0.098738 | 0 | 0 | 0.19748 | 341.7158 | 0.099136 | 0 | 0 | 0.19827 | 341.991 | 0.099733 | 0 | 0 | 0.19947 | 342.1744 | 0.10013 | 0 | 0 | 0.20026 | 342.4495 | 0.10073 | 0 | 0 | 0.20145 | 342.7247 | 0.10132 | 0 | 0 | 0.20265 | 342.9081 | 0.10172 | 0 | 0 | 0.20344 | 343.1832 | 0.10232 | 0 | 0 | 0.20464 | 343.4583 | 0.10292 | 0 | 0 | 0.20583 | 343.5501 | 0.10311 | 0 | 0 | 0.20623 | 343.8252 | 0.10371 | 0 | 0 | 0.20742 | 344.1003 | 0.10431 | 0 | 0 | 0.20862 | 344.2837 | 0.10471 | 0 | 0 | 0.20941 | 344.5589 | 0.1053 | 0 | 0 | 0.21061 | 344.7423 | 0.1057 | 0 | 0 | 0.2114 | 344.9257 | 0.1061 | 0 | 0 | 0.2122
2017-02-10 03:00 | 313.0431 | 0.93306 |  | 328.7155 | 0.070938 | 0 | 0 | 0.14188 | 337.9528 | 0.090974 | 0 | 0 | 0.18195 | 345.5105 | 0.10737 | 0 | 0 | 0.21473 | 345.7905 | 0.10797 | 0 | 0 | 0.21595 | 345.9771 | 0.10838 | 0 | 0 | 0.21676 | 346.257 | 0.10899 | 0 | 0 | 0.21797 | 346.5369 | 0.10959 | 0 | 0 | 0.21919 | 346.8168 | 0.1102 | 0 | 0 | 0.2204 | 347.19 | 0.11101 | 0 | 0 | 0.22202 | 347.47 | 0.11162 | 0 | 0 | 0.22323 | 347.6566 | 0.11202 | 0 | 0 | 0.22404 | 347.9365 | 0.11263 | 0 | 0 | 0.22526 | 348.1231 | 0.11303 | 0 | 0 | 0.22607 | 348.403 | 0.11364 | 0 | 0 | 0.22728 | 348.6829 | 0.11425 | 0 | 0 | 0.2285 | 348.8695 | 0.11465 | 0 | 0 | 0.2293 | 349.1495 | 0.11526 | 0 | 0 | 0.23052 | 349.4294 | 0.11587 | 0 | 0 | 0.23173 | 349.5227 | 0.11607 | 0 | 0 | 0.23214 | 349.8026 | 0.11668 | 0 | 0 | 0.23335 | 350.0825 | 0.11728 | 0 | 0 | 0.23457 | 350.2691 | 0.11769 | 0 | 0 | 0.23538 | 350.549 | 0.1183 | 0 | 0 | 0.23659 | 350.7357 | 0.1187 | 0 | 0 | 0.2374 | 350.9223 | 0.1191 | 0 | 0 | 0.23821
2017-02-10 04:00 | 303.9549 | 0.90597 |  | 319.1723 | 0.050239 | 0 | 0 | 0.10048 | 328.1414 | 0.069693 | 0 | 0 | 0.13939 | 335.4798 | 0.08561 | 0 | 0 | 0.17122 | 335.7516 | 0.086199 | 0 | 0 | 0.1724 | 335.9327 | 0.086592 | 0 | 0 | 0.17318 | 336.2045 | 0.087182 | 0 | 0 | 0.17436 | 336.4763 | 0.087771 | 0 | 0 | 0.17554 | 336.7481 | 0.088361 | 0 | 0 | 0.17672 | 337.1105 | 0.089147 | 0 | 0 | 0.17829 | 337.3823 | 0.089737 | 0 | 0 | 0.17947 | 337.5635 | 0.09013 | 0 | 0 | 0.18026 | 337.8353 | 0.090719 | 0 | 0 | 0.18144 | 338.0165 | 0.091112 | 0 | 0 | 0.18222 | 338.2883 | 0.091702 | 0 | 0 | 0.1834 | 338.56 | 0.092291 | 0 | 0 | 0.18458 | 338.7412 | 0.092684 | 0 | 0 | 0.18537 | 339.013 | 0.093274 | 0 | 0 | 0.18655 | 339.2848 | 0.093863 | 0 | 0 | 0.18773 | 339.3754 | 0.09406 | 0 | 0 | 0.18812 | 339.6472 | 0.094649 | 0 | 0 | 0.1893 | 339.919 | 0.095239 | 0 | 0 | 0.19048 | 340.1002 | 0.095632 | 0 | 0 | 0.19126 | 340.372 | 0.096221 | 0 | 0 | 0.19244 | 340.5532 | 0.096614 | 0 | 0 | 0.19323 | 340.7344 | 0.097007 | 0 | 0 | 0.19401
2017-02-10 05:00 | 310.6251 | 0.92585 |  | 326.1765 | 0.065431 | 0 | 0 | 0.13086 | 335.3424 | 0.085312 | 0 | 0 | 0.17062 | 342.8418 | 0.10158 | 0 | 0 | 0.20316 | 343.1195 | 0.10218 | 0 | 0 | 0.20436 | 343.3047 | 0.10258 | 0 | 0 | 0.20516 | 343.5825 | 0.10318 | 0 | 0 | 0.20637 | 343.8602 | 0.10379 | 0 | 0 | 0.20757 | 344.138 | 0.10439 | 0 | 0 | 0.20878 | 344.5083 | 0.10519 | 0 | 0 | 0.21039 | 344.7861 | 0.1058 | 0 | 0 | 0.21159 | 344.9712 | 0.1062 | 0 | 0 | 0.21239 | 345.249 | 0.1068 | 0 | 0 | 0.2136 | 345.4342 | 0.1072 | 0 | 0 | 0.2144 | 345.7119 | 0.1078 | 0 | 0 | 0.21561 | 345.9897 | 0.10841 | 0 | 0 | 0.21681 | 346.1748 | 0.10881 | 0 | 0 | 0.21762 | 346.4526 | 0.10941 | 0 | 0 | 0.21882 | 346.7303 | 0.11001 | 0 | 0 | 0.22002 | 346.8229 | 0.11021 | 0 | 0 | 0.22043 | 347.1007 | 0.11082 | 0 | 0 | 0.22163 | 347.3784 | 0.11142 | 0 | 0 | 0.22284 | 347.5636 | 0.11182 | 0 | 0 | 0.22364 | 347.8414 | 0.11242 | 0 | 0 | 0.22484 | 348.0265 | 0.11282 | 0 | 0 | 0.22565 | 348.2117 | 0.11323 | 0 | 0 | 0.22645
2017-02-10 06:00 | 310.7126 | 0.92611 |  | 326.2683 | 0.06563 | 0 | 0 | 0.13126 | 335.4368 | 0.085517 | 0 | 0 | 0.17103 | 342.9383 | 0.10179 | 0 | 0 | 0.20357 | 343.2161 | 0.10239 | 0 | 0 | 0.20478 | 343.4013 | 0.10279 | 0 | 0 | 0.20558 | 343.6792 | 0.10339 | 0 | 0 | 0.20679 | 343.957 | 0.104 | 0 | 0 | 0.20799 | 344.2348 | 0.1046 | 0 | 0 | 0.2092 | 344.6053 | 0.1054 | 0 | 0 | 0.21081 | 344.8831 | 0.10601 | 0 | 0 | 0.21201 | 345.0683 | 0.10641 | 0 | 0 | 0.21282 | 345.3462 | 0.10701 | 0 | 0 | 0.21402 | 345.5314 | 0.10741 | 0 | 0 | 0.21482 | 345.8092 | 0.10801 | 0 | 0 | 0.21603 | 346.0871 | 0.10862 | 0 | 0 | 0.21723 | 346.2723 | 0.10902 | 0 | 0 | 0.21804 | 346.5501 | 0.10962 | 0 | 0 | 0.21924 | 346.8279 | 0.11022 | 0 | 0 | 0.22045 | 346.9206 | 0.11042 | 0 | 0 | 0.22085 | 347.1984 | 0.11103 | 0 | 0 | 0.22206 | 347.4762 | 0.11163 | 0 | 0 | 0.22326 | 347.6614 | 0.11203 | 0 | 0 | 0.22406 | 347.9393 | 0.11263 | 0 | 0 | 0.22527 | 348.1245 | 0.11304 | 0 | 0 | 0.22607 | 348.3097 | 0.11344 | 0 | 0 | 0.22688
2017-02-10 07:00 | 306.3114 | 0.91299 |  | 321.6468 | 0.055606 | 0 | 0 | 0.11121 | 330.6855 | 0.075211 | 0 | 0 | 0.15042 | 338.0807 | 0.091251 | 0 | 0 | 0.1825 | 338.3546 | 0.091845 | 0 | 0 | 0.18369 | 338.5372 | 0.092241 | 0 | 0 | 0.18448 | 338.8111 | 0.092836 | 0 | 0 | 0.18567 | 339.085 | 0.09343 | 0 | 0 | 0.18686 | 339.3589 | 0.094024 | 0 | 0 | 0.18805 | 339.7241 | 0.094816 | 0 | 0 | 0.18963 | 339.998 | 0.09541 | 0 | 0 | 0.19082 | 340.1806 | 0.095806 | 0 | 0 | 0.19161 | 340.4545 | 0.0964 | 0 | 0 | 0.1928 | 340.6371 | 0.096796 | 0 | 0 | 0.19359 | 340.911 | 0.09739 | 0 | 0 | 0.19478 | 341.1849 | 0.097984 | 0 | 0 | 0.19597 | 341.3674 | 0.09838 | 0 | 0 | 0.19676 | 341.6413 | 0.098974 | 0 | 0 | 0.19795 | 341.9152 | 0.099568 | 0 | 0 | 0.19914 | 342.0065 | 0.099767 | 0 | 0 | 0.19953 | 342.2804 | 0.10036 | 0 | 0 | 0.20072 | 342.5543 | 0.10095 | 0 | 0 | 0.20191 | 342.7369 | 0.10135 | 0 | 0 | 0.2027 | 343.0108 | 0.10194 | 0 | 0 | 0.20389 | 343.1934 | 0.10234 | 0 | 0 | 0.20468 | 343.376 | 0.10274 | 0 | 0 | 0.20547
2017-02-10 08:00 | 300.1101 | 0.89451 |  | 315.135 | 0.041482 | 0 | 0 | 0.082964 | 323.9906 | 0.06069 | 0 | 0 | 0.12138 | 331.2361 | 0.076406 | 0 | 0 | 0.15281 | 331.5045 | 0.076988 | 0 | 0 | 0.15398 | 331.6834 | 0.077376 | 0 | 0 | 0.15475 | 331.9517 | 0.077958 | 0 | 0 | 0.15592 | 332.2201 | 0.07854 | 0 | 0 | 0.15708 | 332.4885 | 0.079122 | 0 | 0 | 0.15824 | 332.8463 | 0.079898 | 0 | 0 | 0.1598 | 333.1146 | 0.08048 | 0 | 0 | 0.16096 | 333.2935 | 0.080868 | 0 | 0 | 0.16174 | 333.5619 | 0.08145 | 0 | 0 | 0.1629 | 333.7408 | 0.081838 | 0 | 0 | 0.16368 | 334.0091 | 0.08242 | 0 | 0 | 0.16484 | 334.2775 | 0.083002 | 0 | 0 | 0.166 | 334.4564 | 0.08339 | 0 | 0 | 0.16678 | 334.7247 | 0.083972 | 0 | 0 | 0.16794 | 334.9931 | 0.084554 | 0 | 0 | 0.16911 | 335.0825 | 0.084748 | 0 | 0 | 0.1695 | 335.3509 | 0.08533 | 0 | 0 | 0.17066 | 335.6192 | 0.085912 | 0 | 0 | 0.17182 | 335.7981 | 0.0863 | 0 | 0 | 0.1726 | 336.0665 | 0.086883 | 0 | 0 | 0.17377 | 336.2454 | 0.087271 | 0 | 0 | 0.17454 | 336.4243 | 0.087659 | 0 | 0 | 0.17532
2017-02-10 09:00 | 303.5176 | 0.90466 |  | 318.7131 | 0.049243 | 0 | 0 | 0.098486 | 327.6693 | 0.068669 | 0 | 0 | 0.13734 | 334.9971 | 0.084563 | 0 | 0 | 0.16913 | 335.2685 | 0.085152 | 0 | 0 | 0.1703 | 335.4494 | 0.085544 | 0 | 0 | 0.17109 | 335.7208 | 0.086133 | 0 | 0 | 0.17227 | 335.9922 | 0.086721 | 0 | 0 | 0.17344 | 336.2636 | 0.08731 | 0 | 0 | 0.17462 | 336.6255 | 0.088095 | 0 | 0 | 0.17619 | 336.8969 | 0.088684 | 0 | 0 | 0.17737 | 337.0778 | 0.089076 | 0 | 0 | 0.17815 | 337.3492 | 0.089665 | 0 | 0 | 0.17933 | 337.5301 | 0.090057 | 0 | 0 | 0.18011 | 337.8015 | 0.090646 | 0 | 0 | 0.18129 | 338.0729 | 0.091234 | 0 | 0 | 0.18247 | 338.2539 | 0.091627 | 0 | 0 | 0.18325 | 338.5253 | 0.092216 | 0 | 0 | 0.18443 | 338.7967 | 0.092804 | 0 | 0 | 0.18561 | 338.8871 | 0.093 | 0 | 0 | 0.186 | 339.1585 | 0.093589 | 0 | 0 | 0.18718 | 339.4299 | 0.094178 | 0 | 0 | 0.18836 | 339.6109 | 0.09457 | 0 | 0 | 0.18914 | 339.8823 | 0.095159 | 0 | 0 | 0.19032 | 340.0632 | 0.095551 | 0 | 0 | 0.1911 | 340.2441 | 0.095944 | 0 | 0 | 0.19189
2017-02-10 10:00 | 283.7566 | 0.84576 |  | 297.9628 | 0.0042355 | 0 | 0 | 0.0084711 | 306.3358 | 0.022397 | 0 | 0 | 0.044793 | 313.1865 | 0.037256 | 0 | 0 | 0.074512 | 313.4403 | 0.037806 | 0 | 0 | 0.075612 | 313.6094 | 0.038173 | 0 | 0 | 0.076346 | 313.8631 | 0.038723 | 0 | 0 | 0.077447 | 314.1169 | 0.039274 | 0 | 0 | 0.078548 | 314.3706 | 0.039824 | 0 | 0 | 0.079648 | 314.7089 | 0.040558 | 0 | 0 | 0.081116 | 314.9626 | 0.041108 | 0 | 0 | 0.082216 | 315.1318 | 0.041475 | 0 | 0 | 0.08295 | 315.3855 | 0.042025 | 0 | 0 | 0.084051 | 315.5547 | 0.042392 | 0 | 0 | 0.084785 | 315.8084 | 0.042943 | 0 | 0 | 0.085885 | 316.0621 | 0.043493 | 0 | 0 | 0.086986 | 316.2313 | 0.04386 | 0 | 0 | 0.08772 | 316.485 | 0.04441 | 0 | 0 | 0.088821 | 316.7387 | 0.044961 | 0 | 0 | 0.089921 | 316.8233 | 0.045144 | 0 | 0 | 0.090288 | 317.077 | 0.045694 | 0 | 0 | 0.091389 | 317.3308 | 0.046245 | 0 | 0 | 0.092489 | 317.4999 | 0.046612 | 0 | 0 | 0.093223 | 317.7536 | 0.047162 | 0 | 0 | 0.094324 | 317.9228 | 0.047529 | 0 | 0 | 0.095058 | 318.092 | 0.047896 | 0 | 0 | 0.095792
2017-02-10 11:00 | 283.9215 | 0.84626 |  | 298.136 | 0.0046113 | 0 | 0 | 0.0092225 | 306.5139 | 0.022783 | 0 | 0 | 0.045566 | 313.3686 | 0.037651 | 0 | 0 | 0.075302 | 313.6225 | 0.038201 | 0 | 0 | 0.076403 | 313.7917 | 0.038569 | 0 | 0 | 0.077137 | 314.0456 | 0.039119 | 0 | 0 | 0.078238 | 314.2995 | 0.03967 | 0 | 0 | 0.07934 | 314.5534 | 0.040221 | 0 | 0 | 0.080441 | 314.8919 | 0.040955 | 0 | 0 | 0.081909 | 315.1457 | 0.041505 | 0 | 0 | 0.083011 | 315.315 | 0.041873 | 0 | 0 | 0.083745 | 315.5689 | 0.042423 | 0 | 0 | 0.084846 | 315.7381 | 0.04279 | 0 | 0 | 0.085581 | 315.992 | 0.043341 | 0 | 0 | 0.086682 | 316.2459 | 0.043892 | 0 | 0 | 0.087783 | 316.4151 | 0.044259 | 0 | 0 | 0.088517 | 316.669 | 0.044809 | 0 | 0 | 0.089619 | 316.9229 | 0.04536 | 0 | 0 | 0.09072 | 317.0075 | 0.045544 | 0 | 0 | 0.091087 | 317.2614 | 0.046094 | 0 | 0 | 0.092188 | 317.5152 | 0.046645 | 0 | 0 | 0.09329 | 317.6845 | 0.047012 | 0 | 0 | 0.094024 | 317.9384 | 0.047563 | 0 | 0 | 0.095125 | 318.1076 | 0.04793 | 0 | 0 | 0.09586 | 318.2769 | 0.048297 | 0 | 0 | 0.096594
2017-02-10 12:00 | 292.2105 | 0.87096 |  | 306.84 | 0.02349 | 0 | 0 | 0.04698 | 315.4625 | 0.042192 | 0 | 0 | 0.084385 | 322.5173 | 0.057494 | 0 | 0 | 0.11499 | 322.7786 | 0.058061 | 0 | 0 | 0.11612 | 322.9528 | 0.058439 | 0 | 0 | 0.11688 | 323.2141 | 0.059006 | 0 | 0 | 0.11801 | 323.4754 | 0.059572 | 0 | 0 | 0.11914 | 323.7366 | 0.060139 | 0 | 0 | 0.12028 | 324.085 | 0.060895 | 0 | 0 | 0.12179 | 324.3463 | 0.061461 | 0 | 0 | 0.12292 | 324.5205 | 0.061839 | 0 | 0 | 0.12368 | 324.7818 | 0.062406 | 0 | 0 | 0.12481 | 324.956 | 0.062784 | 0 | 0 | 0.12557 | 325.2173 | 0.063351 | 0 | 0 | 0.1267 | 325.4786 | 0.063917 | 0 | 0 | 0.12783 | 325.6528 | 0.064295 | 0 | 0 | 0.12859 | 325.914 | 0.064862 | 0 | 0 | 0.12972 | 326.1753 | 0.065429 | 0 | 0 | 0.13086 | 326.2624 | 0.065618 | 0 | 0 | 0.13124 | 326.5237 | 0.066184 | 0 | 0 | 0.13237 | 326.785 | 0.066751 | 0 | 0 | 0.1335 | 326.9592 | 0.067129 | 0 | 0 | 0.13426 | 327.2205 | 0.067696 | 0 | 0 | 0.13539 | 327.3947 | 0.068073 | 0 | 0 | 0.13615 | 327.5689 | 0.068451 | 0 | 0 | 0.1369
2017-02-10 13:00 | 277.5769 | 0.82735 |  | 291.4737 | 0 | 0 | 0 | 0 | 299.6644 | 0.0079265 | 0 | 0 | 0.015853 | 306.3659 | 0.022462 | 0 | 0 | 0.044924 | 306.6141 | 0.023 | 0 | 0 | 0.046001 | 306.7796 | 0.023359 | 0 | 0 | 0.046719 | 307.0278 | 0.023898 | 0 | 0 | 0.047795 | 307.276 | 0.024436 | 0 | 0 | 0.048872 | 307.5242 | 0.024974 | 0 | 0 | 0.049949 | 307.8552 | 0.025692 | 0 | 0 | 0.051384 | 308.1034 | 0.02623 | 0 | 0 | 0.052461 | 308.2688 | 0.026589 | 0 | 0 | 0.053179 | 308.517 | 0.027128 | 0 | 0 | 0.054255 | 308.6825 | 0.027487 | 0 | 0 | 0.054973 | 308.9307 | 0.028025 | 0 | 0 | 0.05605 | 309.1789 | 0.028563 | 0 | 0 | 0.057127 | 309.3444 | 0.028922 | 0 | 0 | 0.057845 | 309.5926 | 0.029461 | 0 | 0 | 0.058921 | 309.8408 | 0.029999 | 0 | 0 | 0.059998 | 309.9235 | 0.030178 | 0 | 0 | 0.060357 | 310.1717 | 0.030717 | 0 | 0 | 0.061434 | 310.4199 | 0.031255 | 0 | 0 | 0.06251 | 310.5854 | 0.031614 | 0 | 0 | 0.063228 | 310.8336 | 0.032152 | 0 | 0 | 0.064305 | 310.9991 | 0.032511 | 0 | 0 | 0.065023 | 311.1645 | 0.03287 | 0 | 0 | 0.06574
2017-02-10 14:00 | 268.527 | 0.80037 |  | 281.9708 | 0 | 0 | 0 | 0 | 289.8944 | 0 | 0 | 0 | 0 | 296.3774 | 0.00079697 | 0 | 0 | 0.0015939 | 296.6175 | 0.0013178 | 0 | 0 | 0.0026355 | 296.7776 | 0.001665 | 0 | 0 | 0.0033299 | 297.0177 | 0.0021858 | 0 | 0 | 0.0043715 | 297.2578 | 0.0027066 | 0 | 0 | 0.0054131 | 297.498 | 0.0032274 | 0 | 0 | 0.0064547 | 297.8181 | 0.0039218 | 0 | 0 | 0.0078436 | 298.0582 | 0.0044426 | 0 | 0 | 0.0088852 | 298.2183 | 0.0047898 | 0 | 0 | 0.0095796 | 298.4584 | 0.0053106 | 0 | 0 | 0.010621 | 298.6185 | 0.0056578 | 0 | 0 | 0.011316 | 298.8586 | 0.0061786 | 0 | 0 | 0.012357 | 299.0987 | 0.0066994 | 0 | 0 | 0.013399 | 299.2588 | 0.0070466 | 0 | 0 | 0.014093 | 299.4989 | 0.0075674 | 0 | 0 | 0.015135 | 299.739 | 0.0080882 | 0 | 0 | 0.016176 | 299.819 | 0.0082618 | 0 | 0 | 0.016524 | 300.0591 | 0.0087826 | 0 | 0 | 0.017565 | 300.2993 | 0.0093034 | 0 | 0 | 0.018607 | 300.4593 | 0.0096506 | 0 | 0 | 0.019301 | 300.6994 | 0.010171 | 0 | 0 | 0.020343 | 300.8595 | 0.010519 | 0 | 0 | 0.021037 | 301.0196 | 0.010866 | 0 | 0 | 0.021732
2017-02-10 15:00 | 284.6125 | 0.84832 |  | 298.8615 | 0.0061849 | 0 | 0 | 0.01237 | 307.2598 | 0.024401 | 0 | 0 | 0.048802 | 314.1312 | 0.039305 | 0 | 0 | 0.07861 | 314.3857 | 0.039857 | 0 | 0 | 0.079714 | 314.5554 | 0.040225 | 0 | 0 | 0.08045 | 314.8098 | 0.040777 | 0 | 0 | 0.081554 | 315.0643 | 0.041329 | 0 | 0 | 0.082658 | 315.3188 | 0.041881 | 0 | 0 | 0.083762 | 315.6582 | 0.042617 | 0 | 0 | 0.085234 | 315.9127 | 0.043169 | 0 | 0 | 0.086338 | 316.0823 | 0.043537 | 0 | 0 | 0.087074 | 316.3368 | 0.044089 | 0 | 0 | 0.088178 | 316.5065 | 0.044457 | 0 | 0 | 0.088914 | 316.761 | 0.045009 | 0 | 0 | 0.090018 | 317.0155 | 0.045561 | 0 | 0 | 0.091122 | 317.1851 | 0.045929 | 0 | 0 | 0.091858 | 317.4396 | 0.046481 | 0 | 0 | 0.092962 | 317.6941 | 0.047033 | 0 | 0 | 0.094066 | 317.779 | 0.047217 | 0 | 0 | 0.094434 | 318.0334 | 0.047769 | 0 | 0 | 0.095538 | 318.2879 | 0.048321 | 0 | 0 | 0.096642 | 318.4576 | 0.048689 | 0 | 0 | 0.097378 | 318.7121 | 0.049241 | 0 | 0 | 0.098482 | 318.8818 | 0.049609 | 0 | 0 | 0.099218 | 319.0514 | 0.049977 | 0 | 0 | 0.099954
2017-02-10 16:00 | 284.3923 | 0.84766 |  | 298.6303 | 0.0056834 | 0 | 0 | 0.011367 | 307.0221 | 0.023885 | 0 | 0 | 0.047771 | 313.8882 | 0.038778 | 0 | 0 | 0.077555 | 314.1425 | 0.039329 | 0 | 0 | 0.078659 | 314.312 | 0.039697 | 0 | 0 | 0.079394 | 314.5663 | 0.040249 | 0 | 0 | 0.080497 | 314.8206 | 0.0408 | 0 | 0 | 0.0816 | 315.0749 | 0.041352 | 0 | 0 | 0.082703 | 315.4139 | 0.042087 | 0 | 0 | 0.084174 | 315.6682 | 0.042639 | 0 | 0 | 0.085277 | 315.8378 | 0.043006 | 0 | 0 | 0.086013 | 316.0921 | 0.043558 | 0 | 0 | 0.087116 | 316.2616 | 0.043926 | 0 | 0 | 0.087851 | 316.5159 | 0.044477 | 0 | 0 | 0.088955 | 316.7702 | 0.045029 | 0 | 0 | 0.090058 | 316.9397 | 0.045397 | 0 | 0 | 0.090793 | 317.194 | 0.045948 | 0 | 0 | 0.091896 | 317.4483 | 0.0465 | 0 | 0 | 0.092999 | 317.5331 | 0.046684 | 0 | 0 | 0.093367 | 317.7874 | 0.047235 | 0 | 0 | 0.09447 | 318.0417 | 0.047787 | 0 | 0 | 0.095573 | 318.2112 | 0.048154 | 0 | 0 | 0.096309 | 318.4655 | 0.048706 | 0 | 0 | 0.097412 | 318.635 | 0.049074 | 0 | 0 | 0.098147 | 318.8046 | 0.049441 | 0 | 0 | 0.098883
2017-02-10 17:00 | 287.3115 | 0.85636 |  | 301.6956 | 0.012332 | 0 | 0 | 0.024664 | 310.1736 | 0.030721 | 0 | 0 | 0.061442 | 317.1101 | 0.045766 | 0 | 0 | 0.091532 | 317.367 | 0.046323 | 0 | 0 | 0.092647 | 317.5383 | 0.046695 | 0 | 0 | 0.09339 | 317.7952 | 0.047252 | 0 | 0 | 0.094504 | 318.0521 | 0.047809 | 0 | 0 | 0.095619 | 318.309 | 0.048367 | 0 | 0 | 0.096733 | 318.6516 | 0.04911 | 0 | 0 | 0.098219 | 318.9085 | 0.049667 | 0 | 0 | 0.099334 | 319.0797 | 0.050038 | 0 | 0 | 0.10008 | 319.3366 | 0.050595 | 0 | 0 | 0.10119 | 319.5079 | 0.050967 | 0 | 0 | 0.10193 | 319.7648 | 0.051524 | 0 | 0 | 0.10305 | 320.0217 | 0.052081 | 0 | 0 | 0.10416 | 320.193 | 0.052453 | 0 | 0 | 0.10491 | 320.4499 | 0.05301 | 0 | 0 | 0.10602 | 320.7068 | 0.053567 | 0 | 0 | 0.10713 | 320.7925 | 0.053753 | 0 | 0 | 0.10751 | 321.0494 | 0.05431 | 0 | 0 | 0.10862 | 321.3063 | 0.054868 | 0 | 0 | 0.10974 | 321.4775 | 0.055239 | 0 | 0 | 0.11048 | 321.7345 | 0.055796 | 0 | 0 | 0.11159 | 321.9057 | 0.056168 | 0 | 0 | 0.11234 | 322.077 | 0.056539 | 0 | 0 | 0.11308
2017-02-10 18:00 | 299.7436 | 0.89342 |  | 314.7501 | 0.040647 | 0 | 0 | 0.081295 | 323.5949 | 0.059832 | 0 | 0 | 0.11966 | 330.8316 | 0.075528 | 0 | 0 | 0.15106 | 331.0996 | 0.076109 | 0 | 0 | 0.15222 | 331.2783 | 0.076497 | 0 | 0 | 0.15299 | 331.5463 | 0.077078 | 0 | 0 | 0.15416 | 331.8144 | 0.07766 | 0 | 0 | 0.15532 | 332.0824 | 0.078241 | 0 | 0 | 0.15648 | 332.4398 | 0.079016 | 0 | 0 | 0.15803 | 332.7078 | 0.079597 | 0 | 0 | 0.15919 | 332.8865 | 0.079985 | 0 | 0 | 0.15997 | 333.1545 | 0.080566 | 0 | 0 | 0.16113 | 333.3332 | 0.080954 | 0 | 0 | 0.16191 | 333.6012 | 0.081535 | 0 | 0 | 0.16307 | 333.8692 | 0.082117 | 0 | 0 | 0.16423 | 334.0479 | 0.082504 | 0 | 0 | 0.16501 | 334.3159 | 0.083086 | 0 | 0 | 0.16617 | 334.584 | 0.083667 | 0 | 0 | 0.16733 | 334.6733 | 0.083861 | 0 | 0 | 0.16772 | 334.9413 | 0.084442 | 0 | 0 | 0.16888 | 335.2093 | 0.085023 | 0 | 0 | 0.17005 | 335.388 | 0.085411 | 0 | 0 | 0.17082 | 335.6561 | 0.085992 | 0 | 0 | 0.17198 | 335.8347 | 0.08638 | 0 | 0 | 0.17276 | 336.0134 | 0.086767 | 0 | 0 | 0.17353
2017-02-10 19:00 | 296.6658 | 0.88424 |  | 311.5183 | 0.033638 | 0 | 0 | 0.067275 | 320.2723 | 0.052625 | 0 | 0 | 0.10525 | 327.4347 | 0.06816 | 0 | 0 | 0.13632 | 327.6999 | 0.068735 | 0 | 0 | 0.13747 | 327.8768 | 0.069119 | 0 | 0 | 0.13824 | 328.1421 | 0.069694 | 0 | 0 | 0.13939 | 328.4073 | 0.07027 | 0 | 0 | 0.14054 | 328.6726 | 0.070845 | 0 | 0 | 0.14169 | 329.0263 | 0.071612 | 0 | 0 | 0.14322 | 329.2916 | 0.072188 | 0 | 0 | 0.14438 | 329.4684 | 0.072571 | 0 | 0 | 0.14514 | 329.7337 | 0.073147 | 0 | 0 | 0.14629 | 329.9106 | 0.07353 | 0 | 0 | 0.14706 | 330.1758 | 0.074106 | 0 | 0 | 0.14821 | 330.4411 | 0.074681 | 0 | 0 | 0.14936 | 330.6179 | 0.075065 | 0 | 0 | 0.15013 | 330.8832 | 0.07564 | 0 | 0 | 0.15128 | 331.1485 | 0.076215 | 0 | 0 | 0.15243 | 331.2369 | 0.076407 | 0 | 0 | 0.15281 | 331.5022 | 0.076983 | 0 | 0 | 0.15397 | 331.7675 | 0.077558 | 0 | 0 | 0.15512 | 331.9443 | 0.077942 | 0 | 0 | 0.15588 | 332.2096 | 0.078517 | 0 | 0 | 0.15703 | 332.3864 | 0.0789 | 0 | 0 | 0.1578 | 332.5633 | 0.079284 | 0 | 0 | 0.15857
2017-02-10 20:00 | 290.4005 | 0.86557 |  | 304.9394 | 0.019368 | 0 | 0 | 0.038736 | 313.5085 | 0.037954 | 0 | 0 | 0.075908 | 320.5196 | 0.053161 | 0 | 0 | 0.10632 | 320.7792 | 0.053725 | 0 | 0 | 0.10745 | 320.9524 | 0.0541 | 0 | 0 | 0.1082 | 321.212 | 0.054663 | 0 | 0 | 0.10933 | 321.4717 | 0.055226 | 0 | 0 | 0.11045 | 321.7314 | 0.05579 | 0 | 0 | 0.11158 | 322.0776 | 0.056541 | 0 | 0 | 0.11308 | 322.3373 | 0.057104 | 0 | 0 | 0.11421 | 322.5104 | 0.057479 | 0 | 0 | 0.11496 | 322.7701 | 0.058043 | 0 | 0 | 0.11609 | 322.9432 | 0.058418 | 0 | 0 | 0.11684 | 323.2028 | 0.058981 | 0 | 0 | 0.11796 | 323.4625 | 0.059544 | 0 | 0 | 0.11909 | 323.6356 | 0.05992 | 0 | 0 | 0.11984 | 323.8953 | 0.060483 | 0 | 0 | 0.12097 | 324.155 | 0.061046 | 0 | 0 | 0.12209 | 324.2415 | 0.061234 | 0 | 0 | 0.12247 | 324.5012 | 0.061797 | 0 | 0 | 0.12359 | 324.7609 | 0.062361 | 0 | 0 | 0.12472 | 324.934 | 0.062736 | 0 | 0 | 0.12547 | 325.1936 | 0.063299 | 0 | 0 | 0.1266 | 325.3668 | 0.063675 | 0 | 0 | 0.12735 | 325.5399 | 0.06405 | 0 | 0 | 0.1281
2017-02-10 21:00 | 300.9264 | 0.89694 |  | 315.9922 | 0.043341 | 0 | 0 | 0.086683 | 324.8719 | 0.062602 | 0 | 0 | 0.1252 | 332.1371 | 0.07836 | 0 | 0 | 0.15672 | 332.4062 | 0.078943 | 0 | 0 | 0.15789 | 332.5856 | 0.079333 | 0 | 0 | 0.15867 | 332.8547 | 0.079916 | 0 | 0 | 0.15983 | 333.1238 | 0.0805 | 0 | 0 | 0.161 | 333.3929 | 0.081083 | 0 | 0 | 0.16217 | 333.7516 | 0.081862 | 0 | 0 | 0.16372 | 334.0207 | 0.082445 | 0 | 0 | 0.16489 | 334.2001 | 0.082834 | 0 | 0 | 0.16567 | 334.4692 | 0.083418 | 0 | 0 | 0.16684 | 334.6486 | 0.083807 | 0 | 0 | 0.16761 | 334.9177 | 0.084391 | 0 | 0 | 0.16878 | 335.1867 | 0.084974 | 0 | 0 | 0.16995 | 335.3661 | 0.085363 | 0 | 0 | 0.17073 | 335.6352 | 0.085947 | 0 | 0 | 0.17189 | 335.9043 | 0.086531 | 0 | 0 | 0.17306 | 335.994 | 0.086725 | 0 | 0 | 0.17345 | 336.2631 | 0.087309 | 0 | 0 | 0.17462 | 336.5322 | 0.087893 | 0 | 0 | 0.17579 | 336.7115 | 0.088282 | 0 | 0 | 0.17656 | 336.9806 | 0.088865 | 0 | 0 | 0.17773 | 337.16 | 0.089254 | 0 | 0 | 0.17851 | 337.3394 | 0.089643 | 0 | 0 | 0.17929
2017-02-10 22:00 | 297.6543 | 0.88719 |  | 312.5563 | 0.035889 | 0 | 0 | 0.071778 | 321.3395 | 0.05494 | 0 | 0 | 0.10988 | 328.5257 | 0.070527 | 0 | 0 | 0.14105 | 328.7918 | 0.071104 | 0 | 0 | 0.14221 | 328.9693 | 0.071489 | 0 | 0 | 0.14298 | 329.2354 | 0.072066 | 0 | 0 | 0.14413 | 329.5016 | 0.072643 | 0 | 0 | 0.14529 | 329.7678 | 0.073221 | 0 | 0 | 0.14644 | 330.1226 | 0.07399 | 0 | 0 | 0.14798 | 330.3888 | 0.074568 | 0 | 0 | 0.14914 | 330.5662 | 0.074952 | 0 | 0 | 0.1499 | 330.8324 | 0.07553 | 0 | 0 | 0.15106 | 331.0098 | 0.075915 | 0 | 0 | 0.15183 | 331.276 | 0.076492 | 0 | 0 | 0.15298 | 331.5421 | 0.077069 | 0 | 0 | 0.15414 | 331.7196 | 0.077454 | 0 | 0 | 0.15491 | 331.9857 | 0.078031 | 0 | 0 | 0.15606 | 332.2519 | 0.078609 | 0 | 0 | 0.15722 | 332.3406 | 0.078801 | 0 | 0 | 0.1576 | 332.6068 | 0.079378 | 0 | 0 | 0.15876 | 332.8729 | 0.079956 | 0 | 0 | 0.15991 | 333.0504 | 0.080341 | 0 | 0 | 0.16068 | 333.3165 | 0.080918 | 0 | 0 | 0.16184 | 333.4939 | 0.081303 | 0 | 0 | 0.16261 | 333.6714 | 0.081688 | 0 | 0 | 0.16338
2017-02-10 23:00 | 293.4294 | 0.8746 |  | 308.1198 | 0.026266 | 0 | 0 | 0.052532 | 316.7783 | 0.045046 | 0 | 0 | 0.090093 | 323.8625 | 0.060412 | 0 | 0 | 0.12082 | 324.1249 | 0.060981 | 0 | 0 | 0.12196 | 324.2998 | 0.061361 | 0 | 0 | 0.12272 | 324.5622 | 0.06193 | 0 | 0 | 0.12386 | 324.8246 | 0.062499 | 0 | 0 | 0.125 | 325.087 | 0.063068 | 0 | 0 | 0.12614 | 325.4368 | 0.063827 | 0 | 0 | 0.12765 | 325.6992 | 0.064396 | 0 | 0 | 0.12879 | 325.8741 | 0.064775 | 0 | 0 | 0.12955 | 326.1365 | 0.065344 | 0 | 0 | 0.13069 | 326.3114 | 0.065724 | 0 | 0 | 0.13145 | 326.5738 | 0.066293 | 0 | 0 | 0.13259 | 326.8362 | 0.066862 | 0 | 0 | 0.13372 | 327.0111 | 0.067241 | 0 | 0 | 0.13448 | 327.2735 | 0.06781 | 0 | 0 | 0.13562 | 327.5358 | 0.06838 | 0 | 0 | 0.13676 | 327.6233 | 0.068569 | 0 | 0 | 0.13714 | 327.8857 | 0.069138 | 0 | 0 | 0.13828 | 328.148 | 0.069707 | 0 | 0 | 0.13941 | 328.323 | 0.070087 | 0 | 0 | 0.14017 | 328.5853 | 0.070656 | 0 | 0 | 0.14131 | 328.7603 | 0.071035 | 0 | 0 | 0.14207 | 328.9352 | 0.071415 | 0 | 0 | 0.14283
2017-02-11 | 292.8689 | 0.87292 |  | 307.5313 | 0.02499 | 0 | 0 | 0.049979 | 316.1732 | 0.043734 | 0 | 0 | 0.087468 | 323.2439 | 0.05907 | 0 | 0 | 0.11814 | 323.5058 | 0.059638 | 0 | 0 | 0.11928 | 323.6804 | 0.060017 | 0 | 0 | 0.12003 | 323.9423 | 0.060585 | 0 | 0 | 0.12117 | 324.2041 | 0.061153 | 0 | 0 | 0.12231 | 324.466 | 0.061721 | 0 | 0 | 0.12344 | 324.8152 | 0.062478 | 0 | 0 | 0.12496 | 325.0771 | 0.063046 | 0 | 0 | 0.12609 | 325.2516 | 0.063425 | 0 | 0 | 0.12685 | 325.5135 | 0.063993 | 0 | 0 | 0.12799 | 325.6881 | 0.064372 | 0 | 0 | 0.12874 | 325.95 | 0.06494 | 0 | 0 | 0.12988 | 326.2119 | 0.065508 | 0 | 0 | 0.13102 | 326.3864 | 0.065887 | 0 | 0 | 0.13177 | 326.6483 | 0.066455 | 0 | 0 | 0.13291 | 326.9102 | 0.067023 | 0 | 0 | 0.13405 | 326.9975 | 0.067212 | 0 | 0 | 0.13442 | 327.2594 | 0.06778 | 0 | 0 | 0.13556 | 327.5212 | 0.068348 | 0 | 0 | 0.1367 | 327.6958 | 0.068727 | 0 | 0 | 0.13745 | 327.9577 | 0.069295 | 0 | 0 | 0.13859 | 328.1323 | 0.069673 | 0 | 0 | 0.13935 | 328.3069 | 0.070052 | 0 | 0 | 0.1401
2017-02-11 01:00 | 295.3827 | 0.88042 |  | 310.171 | 0.030715 | 0 | 0 | 0.06143 | 318.8871 | 0.04962 | 0 | 0 | 0.099241 | 326.0185 | 0.065088 | 0 | 0 | 0.13018 | 326.2826 | 0.065661 | 0 | 0 | 0.13132 | 326.4587 | 0.066043 | 0 | 0 | 0.13209 | 326.7228 | 0.066616 | 0 | 0 | 0.13323 | 326.9869 | 0.067189 | 0 | 0 | 0.13438 | 327.2511 | 0.067762 | 0 | 0 | 0.13552 | 327.6032 | 0.068526 | 0 | 0 | 0.13705 | 327.8674 | 0.069099 | 0 | 0 | 0.1382 | 328.0434 | 0.069481 | 0 | 0 | 0.13896 | 328.3076 | 0.070053 | 0 | 0 | 0.14011 | 328.4836 | 0.070435 | 0 | 0 | 0.14087 | 328.7478 | 0.071008 | 0 | 0 | 0.14202 | 329.0119 | 0.071581 | 0 | 0 | 0.14316 | 329.188 | 0.071963 | 0 | 0 | 0.14393 | 329.4521 | 0.072536 | 0 | 0 | 0.14507 | 329.7162 | 0.073109 | 0 | 0 | 0.14622 | 329.8043 | 0.0733 | 0 | 0 | 0.1466 | 330.0684 | 0.073873 | 0 | 0 | 0.14775 | 330.3325 | 0.074446 | 0 | 0 | 0.14889 | 330.5086 | 0.074827 | 0 | 0 | 0.14965 | 330.7727 | 0.0754 | 0 | 0 | 0.1508 | 330.9488 | 0.075782 | 0 | 0 | 0.15156 | 331.1249 | 0.076164 | 0 | 0 | 0.15233
2017-02-11 02:00 | 303.8111 | 0.90554 |  | 319.0214 | 0.049912 | 0 | 0 | 0.099823 | 327.9862 | 0.069356 | 0 | 0 | 0.13871 | 335.3211 | 0.085266 | 0 | 0 | 0.17053 | 335.5927 | 0.085855 | 0 | 0 | 0.17171 | 335.7738 | 0.086248 | 0 | 0 | 0.1725 | 336.0455 | 0.086837 | 0 | 0 | 0.17367 | 336.3172 | 0.087426 | 0 | 0 | 0.17485 | 336.5888 | 0.088015 | 0 | 0 | 0.17603 | 336.951 | 0.088801 | 0 | 0 | 0.1776 | 337.2227 | 0.08939 | 0 | 0 | 0.17878 | 337.4038 | 0.089783 | 0 | 0 | 0.17957 | 337.6755 | 0.090372 | 0 | 0 | 0.18074 | 337.8566 | 0.090765 | 0 | 0 | 0.18153 | 338.1282 | 0.091354 | 0 | 0 | 0.18271 | 338.3999 | 0.091944 | 0 | 0 | 0.18389 | 338.581 | 0.092337 | 0 | 0 | 0.18467 | 338.8527 | 0.092926 | 0 | 0 | 0.18585 | 339.1243 | 0.093515 | 0 | 0 | 0.18703 | 339.2149 | 0.093711 | 0 | 0 | 0.18742 | 339.4865 | 0.094301 | 0 | 0 | 0.1886 | 339.7582 | 0.09489 | 0 | 0 | 0.18978 | 339.9393 | 0.095283 | 0 | 0 | 0.19057 | 340.211 | 0.095872 | 0 | 0 | 0.19174 | 340.3921 | 0.096265 | 0 | 0 | 0.19253 | 340.5732 | 0.096658 | 0 | 0 | 0.19332
2017-02-11 03:00 | 306.8887 | 0.91471 |  | 322.253 | 0.056921 | 0 | 0 | 0.11384 | 331.3086 | 0.076563 | 0 | 0 | 0.15313 | 338.7178 | 0.092633 | 0 | 0 | 0.18527 | 338.9922 | 0.093228 | 0 | 0 | 0.18646 | 339.1751 | 0.093625 | 0 | 0 | 0.18725 | 339.4496 | 0.09422 | 0 | 0 | 0.18844 | 339.724 | 0.094816 | 0 | 0 | 0.18963 | 339.9984 | 0.095411 | 0 | 0 | 0.19082 | 340.3643 | 0.096204 | 0 | 0 | 0.19241 | 340.6387 | 0.0968 | 0 | 0 | 0.1936 | 340.8216 | 0.097196 | 0 | 0 | 0.19439 | 341.096 | 0.097792 | 0 | 0 | 0.19558 | 341.279 | 0.098188 | 0 | 0 | 0.19638 | 341.5534 | 0.098784 | 0 | 0 | 0.19757 | 341.8278 | 0.099379 | 0 | 0 | 0.19876 | 342.0107 | 0.099776 | 0 | 0 | 0.19955 | 342.2852 | 0.10037 | 0 | 0 | 0.20074 | 342.5596 | 0.10097 | 0 | 0 | 0.20193 | 342.651 | 0.10116 | 0 | 0 | 0.20233 | 342.9255 | 0.10176 | 0 | 0 | 0.20352 | 343.1999 | 0.10235 | 0 | 0 | 0.20471 | 343.3828 | 0.10275 | 0 | 0 | 0.2055 | 343.6572 | 0.10335 | 0 | 0 | 0.20669 | 343.8402 | 0.10374 | 0 | 0 | 0.20749 | 344.0231 | 0.10414 | 0 | 0 | 0.20828
2017-02-11 04:00 | 303.0322 | 0.90322 |  | 318.2034 | 0.048137 | 0 | 0 | 0.096275 | 327.1453 | 0.067532 | 0 | 0 | 0.13506 | 334.4613 | 0.083401 | 0 | 0 | 0.1668 | 334.7323 | 0.083989 | 0 | 0 | 0.16798 | 334.9129 | 0.08438 | 0 | 0 | 0.16876 | 335.1839 | 0.084968 | 0 | 0 | 0.16994 | 335.4549 | 0.085556 | 0 | 0 | 0.17111 | 335.7258 | 0.086144 | 0 | 0 | 0.17229 | 336.0871 | 0.086927 | 0 | 0 | 0.17385 | 336.3581 | 0.087515 | 0 | 0 | 0.17503 | 336.5387 | 0.087907 | 0 | 0 | 0.17581 | 336.8097 | 0.088494 | 0 | 0 | 0.17699 | 336.9903 | 0.088886 | 0 | 0 | 0.17777 | 337.2613 | 0.089474 | 0 | 0 | 0.17895 | 337.5323 | 0.090062 | 0 | 0 | 0.18012 | 337.7129 | 0.090454 | 0 | 0 | 0.18091 | 337.9839 | 0.091041 | 0 | 0 | 0.18208 | 338.2548 | 0.091629 | 0 | 0 | 0.18326 | 338.3451 | 0.091825 | 0 | 0 | 0.18365 | 338.6161 | 0.092413 | 0 | 0 | 0.18483 | 338.8871 | 0.093 | 0 | 0 | 0.186 | 339.0677 | 0.093392 | 0 | 0 | 0.18678 | 339.3387 | 0.09398 | 0 | 0 | 0.18796 | 339.5193 | 0.094372 | 0 | 0 | 0.18874 | 339.7 | 0.094764 | 0 | 0 | 0.18953
2017-02-11 05:00 | 298.8267 | 0.89068 |  | 313.7874 | 0.038559 | 0 | 0 | 0.077118 | 322.6051 | 0.057685 | 0 | 0 | 0.11537 | 329.8196 | 0.073333 | 0 | 0 | 0.14667 | 330.0869 | 0.073913 | 0 | 0 | 0.14783 | 330.265 | 0.074299 | 0 | 0 | 0.1486 | 330.5322 | 0.074879 | 0 | 0 | 0.14976 | 330.7994 | 0.075458 | 0 | 0 | 0.15092 | 331.0666 | 0.076038 | 0 | 0 | 0.15208 | 331.4229 | 0.076811 | 0 | 0 | 0.15362 | 331.6901 | 0.07739 | 0 | 0 | 0.15478 | 331.8682 | 0.077776 | 0 | 0 | 0.15555 | 332.1354 | 0.078356 | 0 | 0 | 0.15671 | 332.3136 | 0.078742 | 0 | 0 | 0.15748 | 332.5808 | 0.079322 | 0 | 0 | 0.15864 | 332.848 | 0.079902 | 0 | 0 | 0.1598 | 333.0261 | 0.080288 | 0 | 0 | 0.16058 | 333.2933 | 0.080867 | 0 | 0 | 0.16173 | 333.5605 | 0.081447 | 0 | 0 | 0.16289 | 333.6496 | 0.08164 | 0 | 0 | 0.16328 | 333.9168 | 0.08222 | 0 | 0 | 0.16444 | 334.184 | 0.082799 | 0 | 0 | 0.1656 | 334.3621 | 0.083186 | 0 | 0 | 0.16637 | 334.6293 | 0.083765 | 0 | 0 | 0.16753 | 334.8075 | 0.084152 | 0 | 0 | 0.1683 | 334.9856 | 0.084538 | 0 | 0 | 0.16908
2017-02-11 06:00 | 306.0802 | 0.9123 |  | 321.404 | 0.05508 | 0 | 0 | 0.11016 | 330.4358 | 0.07467 | 0 | 0 | 0.14934 | 337.8255 | 0.090698 | 0 | 0 | 0.1814 | 338.0991 | 0.091291 | 0 | 0 | 0.18258 | 338.2816 | 0.091687 | 0 | 0 | 0.18337 | 338.5553 | 0.092281 | 0 | 0 | 0.18456 | 338.829 | 0.092874 | 0 | 0 | 0.18575 | 339.1027 | 0.093468 | 0 | 0 | 0.18694 | 339.4676 | 0.09426 | 0 | 0 | 0.18852 | 339.7413 | 0.094853 | 0 | 0 | 0.18971 | 339.9238 | 0.095249 | 0 | 0 | 0.1905 | 340.1974 | 0.095843 | 0 | 0 | 0.19169 | 340.3799 | 0.096238 | 0 | 0 | 0.19248 | 340.6536 | 0.096832 | 0 | 0 | 0.19366 | 340.9273 | 0.097426 | 0 | 0 | 0.19485 | 341.1097 | 0.097821 | 0 | 0 | 0.19564 | 341.3834 | 0.098415 | 0 | 0 | 0.19683 | 341.6571 | 0.099009 | 0 | 0 | 0.19802 | 341.7484 | 0.099206 | 0 | 0 | 0.19841 | 342.022 | 0.0998 | 0 | 0 | 0.1996 | 342.2957 | 0.10039 | 0 | 0 | 0.20079 | 342.4782 | 0.10079 | 0 | 0 | 0.20158 | 342.7519 | 0.10138 | 0 | 0 | 0.20277 | 342.9344 | 0.10178 | 0 | 0 | 0.20356 | 343.1168 | 0.10217 | 0 | 0 | 0.20435
2017-02-11 07:00 | 306.709 | 0.91418 |  | 322.0643 | 0.056512 | 0 | 0 | 0.11302 | 331.1146 | 0.076142 | 0 | 0 | 0.15228 | 338.5195 | 0.092203 | 0 | 0 | 0.18441 | 338.7937 | 0.092798 | 0 | 0 | 0.1856 | 338.9765 | 0.093194 | 0 | 0 | 0.18639 | 339.2508 | 0.093789 | 0 | 0 | 0.18758 | 339.5251 | 0.094384 | 0 | 0 | 0.18877 | 339.7993 | 0.094979 | 0 | 0 | 0.18996 | 340.165 | 0.095772 | 0 | 0 | 0.19154 | 340.4392 | 0.096367 | 0 | 0 | 0.19273 | 340.6221 | 0.096764 | 0 | 0 | 0.19353 | 340.8963 | 0.097358 | 0 | 0 | 0.19472 | 341.0792 | 0.097755 | 0 | 0 | 0.19551 | 341.3534 | 0.09835 | 0 | 0 | 0.1967 | 341.6277 | 0.098945 | 0 | 0 | 0.19789 | 341.8105 | 0.099341 | 0 | 0 | 0.19868 | 342.0847 | 0.099936 | 0 | 0 | 0.19987 | 342.359 | 0.10053 | 0 | 0 | 0.20106 | 342.4504 | 0.10073 | 0 | 0 | 0.20146 | 342.7247 | 0.10132 | 0 | 0 | 0.20265 | 342.9989 | 0.10192 | 0 | 0 | 0.20384 | 343.1818 | 0.10232 | 0 | 0 | 0.20463 | 343.456 | 0.10291 | 0 | 0 | 0.20582 | 343.6388 | 0.10331 | 0 | 0 | 0.20661 | 343.8217 | 0.1037 | 0 | 0 | 0.20741
2017-02-11 08:00 | 309.6002 | 0.92279 |  | 325.1003 | 0.063097 | 0 | 0 | 0.12619 | 334.236 | 0.082912 | 0 | 0 | 0.16582 | 341.7106 | 0.099125 | 0 | 0 | 0.19825 | 341.9874 | 0.099725 | 0 | 0 | 0.19945 | 342.172 | 0.10013 | 0 | 0 | 0.20025 | 342.4488 | 0.10073 | 0 | 0 | 0.20145 | 342.7257 | 0.10133 | 0 | 0 | 0.20265 | 343.0025 | 0.10193 | 0 | 0 | 0.20385 | 343.3716 | 0.10273 | 0 | 0 | 0.20545 | 343.6485 | 0.10333 | 0 | 0 | 0.20666 | 343.833 | 0.10373 | 0 | 0 | 0.20746 | 344.1098 | 0.10433 | 0 | 0 | 0.20866 | 344.2944 | 0.10473 | 0 | 0 | 0.20946 | 344.5712 | 0.10533 | 0 | 0 | 0.21066 | 344.8481 | 0.10593 | 0 | 0 | 0.21186 | 345.0326 | 0.10633 | 0 | 0 | 0.21266 | 345.3095 | 0.10693 | 0 | 0 | 0.21386 | 345.5863 | 0.10753 | 0 | 0 | 0.21506 | 345.6786 | 0.10773 | 0 | 0 | 0.21546 | 345.9554 | 0.10833 | 0 | 0 | 0.21666 | 346.2323 | 0.10893 | 0 | 0 | 0.21786 | 346.4168 | 0.10933 | 0 | 0 | 0.21866 | 346.6937 | 0.10993 | 0 | 0 | 0.21987 | 346.8782 | 0.11033 | 0 | 0 | 0.22067 | 347.0628 | 0.11073 | 0 | 0 | 0.22147
2017-02-11 09:00 | 307.6949 | 0.91711 |  | 323.0995 | 0.058757 | 0 | 0 | 0.11751 | 332.179 | 0.07845 | 0 | 0 | 0.1569 | 339.6076 | 0.094563 | 0 | 0 | 0.18913 | 339.8827 | 0.09516 | 0 | 0 | 0.19032 | 340.0662 | 0.095558 | 0 | 0 | 0.19112 | 340.3413 | 0.096155 | 0 | 0 | 0.19231 | 340.6164 | 0.096751 | 0 | 0 | 0.1935 | 340.8916 | 0.097348 | 0 | 0 | 0.1947 | 341.2584 | 0.098144 | 0 | 0 | 0.19629 | 341.5335 | 0.098741 | 0 | 0 | 0.19748 | 341.717 | 0.099138 | 0 | 0 | 0.19828 | 341.9921 | 0.099735 | 0 | 0 | 0.19947 | 342.1755 | 0.10013 | 0 | 0 | 0.20027 | 342.4507 | 0.10073 | 0 | 0 | 0.20146 | 342.7258 | 0.10133 | 0 | 0 | 0.20265 | 342.9092 | 0.10172 | 0 | 0 | 0.20345 | 343.1843 | 0.10232 | 0 | 0 | 0.20464 | 343.4595 | 0.10292 | 0 | 0 | 0.20584 | 343.5512 | 0.10312 | 0 | 0 | 0.20623 | 343.8263 | 0.10371 | 0 | 0 | 0.20743 | 344.1015 | 0.10431 | 0 | 0 | 0.20862 | 344.2849 | 0.10471 | 0 | 0 | 0.20942 | 344.56 | 0.1053 | 0 | 0 | 0.21061 | 344.7434 | 0.1057 | 0 | 0 | 0.21141 | 344.9269 | 0.1061 | 0 | 0 | 0.2122
2017-02-11 10:00 | 295.8684 | 0.88186 |  | 310.6809 | 0.031821 | 0 | 0 | 0.063643 | 319.4114 | 0.050758 | 0 | 0 | 0.10152 | 326.5545 | 0.066251 | 0 | 0 | 0.1325 | 326.8191 | 0.066825 | 0 | 0 | 0.13365 | 326.9954 | 0.067207 | 0 | 0 | 0.13441 | 327.26 | 0.067781 | 0 | 0 | 0.13556 | 327.5246 | 0.068355 | 0 | 0 | 0.13671 | 327.7891 | 0.068929 | 0 | 0 | 0.13786 | 328.1419 | 0.069694 | 0 | 0 | 0.13939 | 328.4064 | 0.070268 | 0 | 0 | 0.14054 | 328.5828 | 0.07065 | 0 | 0 | 0.1413 | 328.8474 | 0.071224 | 0 | 0 | 0.14245 | 329.0237 | 0.071607 | 0 | 0 | 0.14321 | 329.2883 | 0.072181 | 0 | 0 | 0.14436 | 329.5528 | 0.072754 | 0 | 0 | 0.14551 | 329.7292 | 0.073137 | 0 | 0 | 0.14627 | 329.9938 | 0.073711 | 0 | 0 | 0.14742 | 330.2583 | 0.074285 | 0 | 0 | 0.14857 | 330.3465 | 0.074476 | 0 | 0 | 0.14895 | 330.6111 | 0.07505 | 0 | 0 | 0.1501 | 330.8756 | 0.075624 | 0 | 0 | 0.15125 | 331.052 | 0.076006 | 0 | 0 | 0.15201 | 331.3166 | 0.07658 | 0 | 0 | 0.15316 | 331.4929 | 0.076963 | 0 | 0 | 0.15393 | 331.6693 | 0.077345 | 0 | 0 | 0.15469
2017-02-11 11:00 | 294.6923 | 0.87836 |  | 309.4459 | 0.029143 | 0 | 0 | 0.058285 | 318.1417 | 0.048004 | 0 | 0 | 0.096007 | 325.2564 | 0.063435 | 0 | 0 | 0.12687 | 325.5199 | 0.064007 | 0 | 0 | 0.12801 | 325.6956 | 0.064388 | 0 | 0 | 0.12878 | 325.9591 | 0.06496 | 0 | 0 | 0.12992 | 326.2226 | 0.065531 | 0 | 0 | 0.13106 | 326.4861 | 0.066103 | 0 | 0 | 0.13221 | 326.8375 | 0.066865 | 0 | 0 | 0.13373 | 327.101 | 0.067436 | 0 | 0 | 0.13487 | 327.2766 | 0.067817 | 0 | 0 | 0.13563 | 327.5401 | 0.068389 | 0 | 0 | 0.13678 | 327.7158 | 0.06877 | 0 | 0 | 0.13754 | 327.9793 | 0.069341 | 0 | 0 | 0.13868 | 328.2428 | 0.069913 | 0 | 0 | 0.13983 | 328.4185 | 0.070294 | 0 | 0 | 0.14059 | 328.682 | 0.070866 | 0 | 0 | 0.14173 | 328.9455 | 0.071437 | 0 | 0 | 0.14287 | 329.0334 | 0.071628 | 0 | 0 | 0.14326 | 329.2969 | 0.072199 | 0 | 0 | 0.1444 | 329.5604 | 0.072771 | 0 | 0 | 0.14554 | 329.736 | 0.073152 | 0 | 0 | 0.1463 | 329.9996 | 0.073723 | 0 | 0 | 0.14745 | 330.1752 | 0.074104 | 0 | 0 | 0.14821 | 330.3509 | 0.074485 | 0 | 0 | 0.14897
2017-02-11 12:00 | 288.5442 | 0.86003 |  | 302.9901 | 0.01514 | 0 | 0 | 0.03028 | 311.5044 | 0.033607 | 0 | 0 | 0.067215 | 318.4707 | 0.048717 | 0 | 0 | 0.097434 | 318.7287 | 0.049277 | 0 | 0 | 0.098554 | 318.9007 | 0.04965 | 0 | 0 | 0.0993 | 319.1587 | 0.05021 | 0 | 0 | 0.10042 | 319.4167 | 0.050769 | 0 | 0 | 0.10154 | 319.6747 | 0.051329 | 0 | 0 | 0.10266 | 320.0187 | 0.052075 | 0 | 0 | 0.10415 | 320.2768 | 0.052635 | 0 | 0 | 0.10527 | 320.4488 | 0.053008 | 0 | 0 | 0.10602 | 320.7068 | 0.053567 | 0 | 0 | 0.10713 | 320.8788 | 0.05394 | 0 | 0 | 0.10788 | 321.1368 | 0.0545 | 0 | 0 | 0.109 | 321.3948 | 0.05506 | 0 | 0 | 0.11012 | 321.5668 | 0.055433 | 0 | 0 | 0.11087 | 321.8248 | 0.055992 | 0 | 0 | 0.11198 | 322.0828 | 0.056552 | 0 | 0 | 0.1131 | 322.1688 | 0.056739 | 0 | 0 | 0.11348 | 322.4268 | 0.057298 | 0 | 0 | 0.1146 | 322.6849 | 0.057858 | 0 | 0 | 0.11572 | 322.8569 | 0.058231 | 0 | 0 | 0.11646 | 323.1149 | 0.05879 | 0 | 0 | 0.11758 | 323.2869 | 0.059164 | 0 | 0 | 0.11833 | 323.4589 | 0.059537 | 0 | 0 | 0.11907
2017-02-11 13:00 | 297.2517 | 0.88599 |  | 312.1336 | 0.034972 | 0 | 0 | 0.069944 | 320.9048 | 0.053997 | 0 | 0 | 0.10799 | 328.0813 | 0.069563 | 0 | 0 | 0.13913 | 328.3471 | 0.070139 | 0 | 0 | 0.14028 | 328.5243 | 0.070524 | 0 | 0 | 0.14105 | 328.7901 | 0.0711 | 0 | 0 | 0.1422 | 329.0559 | 0.071677 | 0 | 0 | 0.14335 | 329.3217 | 0.072253 | 0 | 0 | 0.14451 | 329.6761 | 0.073022 | 0 | 0 | 0.14604 | 329.9419 | 0.073598 | 0 | 0 | 0.1472 | 330.1191 | 0.073983 | 0 | 0 | 0.14797 | 330.3849 | 0.074559 | 0 | 0 | 0.14912 | 330.5621 | 0.074944 | 0 | 0 | 0.14989 | 330.8279 | 0.07552 | 0 | 0 | 0.15104 | 331.0937 | 0.076097 | 0 | 0 | 0.15219 | 331.2709 | 0.076481 | 0 | 0 | 0.15296 | 331.5367 | 0.077057 | 0 | 0 | 0.15411 | 331.8025 | 0.077634 | 0 | 0 | 0.15527 | 331.8911 | 0.077826 | 0 | 0 | 0.15565 | 332.1569 | 0.078403 | 0 | 0 | 0.15681 | 332.4227 | 0.078979 | 0 | 0 | 0.15796 | 332.5999 | 0.079363 | 0 | 0 | 0.15873 | 332.8657 | 0.07994 | 0 | 0 | 0.15988 | 333.0429 | 0.080324 | 0 | 0 | 0.16065 | 333.2201 | 0.080709 | 0 | 0 | 0.16142
2017-02-11 14:00 | 296.4105 | 0.88348 |  | 311.2502 | 0.033056 | 0 | 0 | 0.066112 | 319.9967 | 0.052027 | 0 | 0 | 0.10405 | 327.1529 | 0.067549 | 0 | 0 | 0.1351 | 327.4179 | 0.068124 | 0 | 0 | 0.13625 | 327.5946 | 0.068507 | 0 | 0 | 0.13701 | 327.8596 | 0.069082 | 0 | 0 | 0.13816 | 328.1247 | 0.069657 | 0 | 0 | 0.13931 | 328.3897 | 0.070232 | 0 | 0 | 0.14046 | 328.7431 | 0.070998 | 0 | 0 | 0.142 | 329.0082 | 0.071573 | 0 | 0 | 0.14315 | 329.1849 | 0.071956 | 0 | 0 | 0.14391 | 329.4499 | 0.072531 | 0 | 0 | 0.14506 | 329.6266 | 0.072914 | 0 | 0 | 0.14583 | 329.8917 | 0.073489 | 0 | 0 | 0.14698 | 330.1567 | 0.074064 | 0 | 0 | 0.14813 | 330.3334 | 0.074447 | 0 | 0 | 0.14889 | 330.5984 | 0.075022 | 0 | 0 | 0.15004 | 330.8635 | 0.075597 | 0 | 0 | 0.15119 | 330.9518 | 0.075789 | 0 | 0 | 0.15158 | 331.2169 | 0.076364 | 0 | 0 | 0.15273 | 331.4819 | 0.076939 | 0 | 0 | 0.15388 | 331.6586 | 0.077322 | 0 | 0 | 0.15464 | 331.9237 | 0.077897 | 0 | 0 | 0.15579 | 332.1004 | 0.07828 | 0 | 0 | 0.15656 | 332.277 | 0.078663 | 0 | 0 | 0.15733
2017-02-11 15:00 | 277.0335 | 0.82573 |  | 290.9031 | 0 | 0 | 0 | 0 | 299.0778 | 0.006654 | 0 | 0 | 0.013308 | 305.7661 | 0.021161 | 0 | 0 | 0.042322 | 306.0138 | 0.021698 | 0 | 0 | 0.043397 | 306.179 | 0.022057 | 0 | 0 | 0.044113 | 306.4267 | 0.022594 | 0 | 0 | 0.045188 | 306.6744 | 0.023131 | 0 | 0 | 0.046262 | 306.9221 | 0.023668 | 0 | 0 | 0.047337 | 307.2524 | 0.024385 | 0 | 0 | 0.04877 | 307.5002 | 0.024922 | 0 | 0 | 0.049844 | 307.6653 | 0.02528 | 0 | 0 | 0.050561 | 307.913 | 0.025818 | 0 | 0 | 0.051635 | 308.0782 | 0.026176 | 0 | 0 | 0.052352 | 308.3259 | 0.026713 | 0 | 0 | 0.053426 | 308.5736 | 0.02725 | 0 | 0 | 0.054501 | 308.7387 | 0.027609 | 0 | 0 | 0.055217 | 308.9865 | 0.028146 | 0 | 0 | 0.056292 | 309.2342 | 0.028683 | 0 | 0 | 0.057366 | 309.3167 | 0.028862 | 0 | 0 | 0.057725 | 309.5645 | 0.0294 | 0 | 0 | 0.058799 | 309.8122 | 0.029937 | 0 | 0 | 0.059874 | 309.9773 | 0.030295 | 0 | 0 | 0.06059 | 310.225 | 0.030832 | 0 | 0 | 0.061665 | 310.3902 | 0.031191 | 0 | 0 | 0.062381 | 310.5553 | 0.031549 | 0 | 0 | 0.063098
2017-02-11 16:00 | 264.338 | 0.78789 |  | 277.572 | 0 | 0 | 0 | 0 | 285.3721 | 0 | 0 | 0 | 0 | 291.7539 | 0 | 0 | 0 | 0 | 291.9903 | 0 | 0 | 0 | 0 | 292.1479 | 0 | 0 | 0 | 0 | 292.3843 | 0 | 0 | 0 | 0 | 292.6206 | 0 | 0 | 0 | 0 | 292.857 | 0 | 0 | 0 | 0 | 293.1721 | 0 | 0 | 0 | 0 | 293.4085 | 0 | 0 | 0 | 0 | 293.5661 | 0 | 0 | 0 | 0 | 293.8024 | 0 | 0 | 0 | 0 | 293.96 | 0 | 0 | 0 | 0 | 294.1964 | 0 | 0 | 0 | 0 | 294.4328 | 0 | 0 | 0 | 0 | 294.5903 | 0 | 0 | 0 | 0 | 294.8267 | 0 | 0 | 0 | 0 | 295.0631 | 0 | 0 | 0 | 0 | 295.1418 | 0 | 0 | 0 | 0 | 295.3782 | 0 | 0 | 0 | 0 | 295.6146 | 0 | 0 | 0 | 0 | 295.7722 | 0 | 0 | 0 | 0 | 296.0085 | 0 | 0 | 0 | 0 | 296.1661 | 0.00033858 | 0 | 0 | 0.00067717 | 296.3237 | 0.00068037 | 0 | 0 | 0.0013607
2017-02-11 17:00 | 259.4772 | 0.7734 |  | 272.4678 | 0 | 0 | 0 | 0 | 280.1245 | 0 | 0 | 0 | 0 | 286.389 | 0 | 0 | 0 | 0 | 286.621 | 0 | 0 | 0 | 0 | 286.7757 | 0 | 0 | 0 | 0 | 287.0077 | 0 | 0 | 0 | 0 | 287.2397 | 0 | 0 | 0 | 0 | 287.4717 | 0 | 0 | 0 | 0 | 287.7811 | 0 | 0 | 0 | 0 | 288.0131 | 0 | 0 | 0 | 0 | 288.1678 | 0 | 0 | 0 | 0 | 288.3998 | 0 | 0 | 0 | 0 | 288.5545 | 0 | 0 | 0 | 0 | 288.7865 | 0 | 0 | 0 | 0 | 289.0185 | 0 | 0 | 0 | 0 | 289.1732 | 0 | 0 | 0 | 0 | 289.4052 | 0 | 0 | 0 | 0 | 289.6373 | 0 | 0 | 0 | 0 | 289.7146 | 0 | 0 | 0 | 0 | 289.9466 | 0 | 0 | 0 | 0 | 290.1786 | 0 | 0 | 0 | 0 | 290.3333 | 0 | 0 | 0 | 0 | 290.5653 | 0 | 0 | 0 | 0 | 290.72 | 0 | 0 | 0 | 0 | 290.8747 | 0 | 0 | 0 | 0
2017-02-11 18:00 | 269.4434 | 0.8031 |  | 282.933 | 0 | 0 | 0 | 0 | 290.8837 | 0 | 0 | 0 | 0 | 297.3888 | 0.0029906 | 0 | 0 | 0.0059813 | 297.6297 | 0.0035132 | 0 | 0 | 0.0070264 | 297.7904 | 0.0038616 | 0 | 0 | 0.0077232 | 298.0313 | 0.0043842 | 0 | 0 | 0.0087684 | 298.2722 | 0.0049068 | 0 | 0 | 0.0098135 | 298.5132 | 0.0054293 | 0 | 0 | 0.010859 | 298.8344 | 0.0061261 | 0 | 0 | 0.012252 | 299.0753 | 0.0066487 | 0 | 0 | 0.013297 | 299.2359 | 0.0069971 | 0 | 0 | 0.013994 | 299.4769 | 0.0075197 | 0 | 0 | 0.015039 | 299.6375 | 0.007868 | 0 | 0 | 0.015736 | 299.8784 | 0.0083906 | 0 | 0 | 0.016781 | 300.1194 | 0.0089132 | 0 | 0 | 0.017826 | 300.28 | 0.0092616 | 0 | 0 | 0.018523 | 300.5209 | 0.0097842 | 0 | 0 | 0.019568 | 300.7618 | 0.010307 | 0 | 0 | 0.020613 | 300.8422 | 0.010481 | 0 | 0 | 0.020962 | 301.0831 | 0.011004 | 0 | 0 | 0.022007 | 301.324 | 0.011526 | 0 | 0 | 0.023052 | 301.4846 | 0.011874 | 0 | 0 | 0.023749 | 301.7256 | 0.012397 | 0 | 0 | 0.024794 | 301.8862 | 0.012745 | 0 | 0 | 0.025491 | 302.0468 | 0.013094 | 0 | 0 | 0.026188
2017-02-11 19:00 | 273.6321 | 0.81559 |  | 287.3314 | 0 | 0 | 0 | 0 | 295.4058 | 0 | 0 | 0 | 0 | 302.012 | 0.013018 | 0 | 0 | 0.026037 | 302.2567 | 0.013549 | 0 | 0 | 0.027098 | 302.4198 | 0.013903 | 0 | 0 | 0.027806 | 302.6645 | 0.014434 | 0 | 0 | 0.028867 | 302.9092 | 0.014964 | 0 | 0 | 0.029929 | 303.1538 | 0.015495 | 0 | 0 | 0.03099 | 303.4801 | 0.016203 | 0 | 0 | 0.032405 | 303.7247 | 0.016733 | 0 | 0 | 0.033467 | 303.8879 | 0.017087 | 0 | 0 | 0.034174 | 304.1325 | 0.017618 | 0 | 0 | 0.035236 | 304.2957 | 0.017972 | 0 | 0 | 0.035943 | 304.5403 | 0.018502 | 0 | 0 | 0.037005 | 304.785 | 0.019033 | 0 | 0 | 0.038066 | 304.9481 | 0.019387 | 0 | 0 | 0.038774 | 305.1928 | 0.019917 | 0 | 0 | 0.039835 | 305.4375 | 0.020448 | 0 | 0 | 0.040896 | 305.519 | 0.020625 | 0 | 0 | 0.04125 | 305.7637 | 0.021156 | 0 | 0 | 0.042312 | 306.0084 | 0.021686 | 0 | 0 | 0.043373 | 306.1715 | 0.02204 | 0 | 0 | 0.044081 | 306.4162 | 0.022571 | 0 | 0 | 0.045142 | 306.5793 | 0.022925 | 0 | 0 | 0.04585 | 306.7424 | 0.023279 | 0 | 0 | 0.046557
2017-02-11 20:00 | 274.9442 | 0.8195 |  | 288.7092 | 0 | 0 | 0 | 0 | 296.8222 | 0.0017617 | 0 | 0 | 0.0035234 | 303.4602 | 0.016159 | 0 | 0 | 0.032319 | 303.706 | 0.016693 | 0 | 0 | 0.033385 | 303.8699 | 0.017048 | 0 | 0 | 0.034096 | 304.1158 | 0.017581 | 0 | 0 | 0.035163 | 304.3616 | 0.018115 | 0 | 0 | 0.036229 | 304.6075 | 0.018648 | 0 | 0 | 0.037296 | 304.9353 | 0.019359 | 0 | 0 | 0.038718 | 305.1811 | 0.019892 | 0 | 0 | 0.039784 | 305.345 | 0.020248 | 0 | 0 | 0.040495 | 305.5909 | 0.020781 | 0 | 0 | 0.041562 | 305.7548 | 0.021136 | 0 | 0 | 0.042273 | 306.0006 | 0.02167 | 0 | 0 | 0.043339 | 306.2465 | 0.022203 | 0 | 0 | 0.044406 | 306.4104 | 0.022558 | 0 | 0 | 0.045117 | 306.6562 | 0.023092 | 0 | 0 | 0.046183 | 306.9021 | 0.023625 | 0 | 0 | 0.04725 | 306.984 | 0.023803 | 0 | 0 | 0.047605 | 307.2299 | 0.024336 | 0 | 0 | 0.048672 | 307.4757 | 0.024869 | 0 | 0 | 0.049738 | 307.6396 | 0.025225 | 0 | 0 | 0.050449 | 307.8855 | 0.025758 | 0 | 0 | 0.051516 | 308.0494 | 0.026113 | 0 | 0 | 0.052227 | 308.2133 | 0.026469 | 0 | 0 | 0.052938
2017-02-11 21:00 | 276.5356 | 0.82424 |  | 290.3803 | 0 | 0 | 0 | 0 | 298.5403 | 0.0054882 | 0 | 0 | 0.010976 | 305.2167 | 0.019969 | 0 | 0 | 0.039938 | 305.4639 | 0.020506 | 0 | 0 | 0.041011 | 305.6288 | 0.020863 | 0 | 0 | 0.041726 | 305.8761 | 0.021399 | 0 | 0 | 0.042799 | 306.1233 | 0.021936 | 0 | 0 | 0.043872 | 306.3706 | 0.022472 | 0 | 0 | 0.044944 | 306.7003 | 0.023187 | 0 | 0 | 0.046374 | 306.9476 | 0.023724 | 0 | 0 | 0.047447 | 307.1124 | 0.024081 | 0 | 0 | 0.048162 | 307.3597 | 0.024617 | 0 | 0 | 0.049235 | 307.5245 | 0.024975 | 0 | 0 | 0.04995 | 307.7718 | 0.025511 | 0 | 0 | 0.051023 | 308.0191 | 0.026048 | 0 | 0 | 0.052095 | 308.1839 | 0.026405 | 0 | 0 | 0.05281 | 308.4312 | 0.026942 | 0 | 0 | 0.053883 | 308.6785 | 0.027478 | 0 | 0 | 0.054956 | 308.7609 | 0.027657 | 0 | 0 | 0.055313 | 309.0082 | 0.028193 | 0 | 0 | 0.056386 | 309.2554 | 0.028729 | 0 | 0 | 0.057459 | 309.4203 | 0.029087 | 0 | 0 | 0.058174 | 309.6676 | 0.029623 | 0 | 0 | 0.059247 | 309.8324 | 0.029981 | 0 | 0 | 0.059962 | 309.9973 | 0.030338 | 0 | 0 | 0.060677
2017-02-11 22:00 | 273.2794 | 0.81454 |  | 286.961 | 0 | 0 | 0 | 0 | 295.025 | 0 | 0 | 0 | 0 | 301.6227 | 0.012174 | 0 | 0 | 0.024348 | 301.8671 | 0.012704 | 0 | 0 | 0.025408 | 302.03 | 0.013057 | 0 | 0 | 0.026115 | 302.2743 | 0.013587 | 0 | 0 | 0.027175 | 302.5187 | 0.014117 | 0 | 0 | 0.028235 | 302.763 | 0.014647 | 0 | 0 | 0.029295 | 303.0889 | 0.015354 | 0 | 0 | 0.030708 | 303.3332 | 0.015884 | 0 | 0 | 0.031768 | 303.4961 | 0.016237 | 0 | 0 | 0.032475 | 303.7405 | 0.016767 | 0 | 0 | 0.033535 | 303.9034 | 0.017121 | 0 | 0 | 0.034242 | 304.1478 | 0.017651 | 0 | 0 | 0.035302 | 304.3921 | 0.018181 | 0 | 0 | 0.036362 | 304.555 | 0.018534 | 0 | 0 | 0.037068 | 304.7994 | 0.019064 | 0 | 0 | 0.038128 | 305.0437 | 0.019594 | 0 | 0 | 0.039188 | 305.1252 | 0.019771 | 0 | 0 | 0.039542 | 305.3696 | 0.020301 | 0 | 0 | 0.040602 | 305.6139 | 0.020831 | 0 | 0 | 0.041662 | 305.7768 | 0.021184 | 0 | 0 | 0.042369 | 306.0212 | 0.021714 | 0 | 0 | 0.043429 | 306.1841 | 0.022068 | 0 | 0 | 0.044135 | 306.347 | 0.022421 | 0 | 0 | 0.044842
2017-02-11 23:00 | 280.508 | 0.83608 |  | 294.5516 | 0 | 0 | 0 | 0 | 302.8288 | 0.01479 | 0 | 0 | 0.02958 | 309.601 | 0.029479 | 0 | 0 | 0.058958 | 309.8519 | 0.030023 | 0 | 0 | 0.060046 | 310.0191 | 0.030386 | 0 | 0 | 0.060771 | 310.2699 | 0.03093 | 0 | 0 | 0.061859 | 310.5207 | 0.031474 | 0 | 0 | 0.062948 | 310.7716 | 0.032018 | 0 | 0 | 0.064036 | 311.106 | 0.032743 | 0 | 0 | 0.065486 | 311.3568 | 0.033287 | 0 | 0 | 0.066574 | 311.524 | 0.03365 | 0 | 0 | 0.0673 | 311.7749 | 0.034194 | 0 | 0 | 0.068388 | 311.9421 | 0.034557 | 0 | 0 | 0.069113 | 312.1929 | 0.035101 | 0 | 0 | 0.070201 | 312.4437 | 0.035645 | 0 | 0 | 0.071289 | 312.6109 | 0.036007 | 0 | 0 | 0.072015 | 312.8618 | 0.036551 | 0 | 0 | 0.073103 | 313.1126 | 0.037096 | 0 | 0 | 0.074191 | 313.1962 | 0.037277 | 0 | 0 | 0.074554 | 313.447 | 0.037821 | 0 | 0 | 0.075642 | 313.6978 | 0.038365 | 0 | 0 | 0.07673 | 313.8651 | 0.038728 | 0 | 0 | 0.077455 | 314.1159 | 0.039272 | 0 | 0 | 0.078543 | 314.2831 | 0.039634 | 0 | 0 | 0.079269 | 314.4503 | 0.039997 | 0 | 0 | 0.079994
2017-02-12 | 283.6579 | 0.84547 |  | 297.8591 | 0.0040108 | 0 | 0 | 0.0080216 | 306.2293 | 0.022166 | 0 | 0 | 0.044331 | 313.0776 | 0.03702 | 0 | 0 | 0.074039 | 313.3312 | 0.03757 | 0 | 0 | 0.07514 | 313.5003 | 0.037937 | 0 | 0 | 0.075873 | 313.754 | 0.038487 | 0 | 0 | 0.076973 | 314.0076 | 0.039037 | 0 | 0 | 0.078074 | 314.2613 | 0.039587 | 0 | 0 | 0.079174 | 314.5994 | 0.040321 | 0 | 0 | 0.080641 | 314.8531 | 0.040871 | 0 | 0 | 0.081741 | 315.0222 | 0.041237 | 0 | 0 | 0.082475 | 315.2758 | 0.041788 | 0 | 0 | 0.083575 | 315.4449 | 0.042154 | 0 | 0 | 0.084309 | 315.6986 | 0.042704 | 0 | 0 | 0.085409 | 315.9522 | 0.043255 | 0 | 0 | 0.086509 | 316.1213 | 0.043621 | 0 | 0 | 0.087243 | 316.3749 | 0.044172 | 0 | 0 | 0.088343 | 316.6286 | 0.044722 | 0 | 0 | 0.089443 | 316.7131 | 0.044905 | 0 | 0 | 0.08981 | 316.9668 | 0.045455 | 0 | 0 | 0.09091 | 317.2204 | 0.046005 | 0 | 0 | 0.092011 | 317.3895 | 0.046372 | 0 | 0 | 0.092744 | 317.6431 | 0.046922 | 0 | 0 | 0.093845 | 317.8122 | 0.047289 | 0 | 0 | 0.094578 | 317.9813 | 0.047656 | 0 | 0 | 0.095312
2017-02-12 01:00 | 279.5973 | 0.83337 |  | 293.5953 | 0 | 0 | 0 | 0 | 301.8456 | 0.012657 | 0 | 0 | 0.025315 | 308.5959 | 0.027299 | 0 | 0 | 0.054597 | 308.8459 | 0.027841 | 0 | 0 | 0.055682 | 309.0125 | 0.028203 | 0 | 0 | 0.056405 | 309.2626 | 0.028745 | 0 | 0 | 0.05749 | 309.5126 | 0.029287 | 0 | 0 | 0.058574 | 309.7626 | 0.029829 | 0 | 0 | 0.059659 | 310.0959 | 0.030552 | 0 | 0 | 0.061105 | 310.3459 | 0.031095 | 0 | 0 | 0.062189 | 310.5126 | 0.031456 | 0 | 0 | 0.062912 | 310.7626 | 0.031998 | 0 | 0 | 0.063997 | 310.9293 | 0.03236 | 0 | 0 | 0.06472 | 311.1793 | 0.032902 | 0 | 0 | 0.065804 | 311.4293 | 0.033444 | 0 | 0 | 0.066889 | 311.596 | 0.033806 | 0 | 0 | 0.067612 | 311.846 | 0.034348 | 0 | 0 | 0.068697 | 312.096 | 0.034891 | 0 | 0 | 0.069781 | 312.1793 | 0.035071 | 0 | 0 | 0.070143 | 312.4293 | 0.035614 | 0 | 0 | 0.071227 | 312.6794 | 0.036156 | 0 | 0 | 0.072312 | 312.846 | 0.036517 | 0 | 0 | 0.073035 | 313.096 | 0.03706 | 0 | 0 | 0.074119 | 313.2627 | 0.037421 | 0 | 0 | 0.074842 | 313.4294 | 0.037783 | 0 | 0 | 0.075565
2017-02-12 02:00 | 287.5609 | 0.8571 |  | 301.9576 | 0.0129 | 0 | 0 | 0.025801 | 310.4429 | 0.031305 | 0 | 0 | 0.06261 | 317.3855 | 0.046363 | 0 | 0 | 0.092727 | 317.6426 | 0.046921 | 0 | 0 | 0.093842 | 317.814 | 0.047293 | 0 | 0 | 0.094586 | 318.0711 | 0.047851 | 0 | 0 | 0.095701 | 318.3283 | 0.048408 | 0 | 0 | 0.096817 | 318.5854 | 0.048966 | 0 | 0 | 0.097932 | 318.9282 | 0.04971 | 0 | 0 | 0.099419 | 319.1854 | 0.050267 | 0 | 0 | 0.10053 | 319.3568 | 0.050639 | 0 | 0 | 0.10128 | 319.6139 | 0.051197 | 0 | 0 | 0.10239 | 319.7853 | 0.051569 | 0 | 0 | 0.10314 | 320.0425 | 0.052126 | 0 | 0 | 0.10425 | 320.2996 | 0.052684 | 0 | 0 | 0.10537 | 320.471 | 0.053056 | 0 | 0 | 0.10611 | 320.7282 | 0.053614 | 0 | 0 | 0.10723 | 320.9853 | 0.054171 | 0 | 0 | 0.10834 | 321.071 | 0.054357 | 0 | 0 | 0.10871 | 321.3281 | 0.054915 | 0 | 0 | 0.10983 | 321.5853 | 0.055473 | 0 | 0 | 0.11095 | 321.7567 | 0.055845 | 0 | 0 | 0.11169 | 322.0138 | 0.056402 | 0 | 0 | 0.1128 | 322.1852 | 0.056774 | 0 | 0 | 0.11355 | 322.3567 | 0.057146 | 0 | 0 | 0.11429
2017-02-12 03:00 | 290.9127 | 0.86709 |  | 305.4772 | 0.020534 | 0 | 0 | 0.041069 | 314.0614 | 0.039153 | 0 | 0 | 0.078307 | 321.0848 | 0.054387 | 0 | 0 | 0.10877 | 321.345 | 0.054952 | 0 | 0 | 0.1099 | 321.5184 | 0.055328 | 0 | 0 | 0.11066 | 321.7785 | 0.055892 | 0 | 0 | 0.11178 | 322.0386 | 0.056456 | 0 | 0 | 0.11291 | 322.2988 | 0.05702 | 0 | 0 | 0.11404 | 322.6456 | 0.057773 | 0 | 0 | 0.11555 | 322.9057 | 0.058337 | 0 | 0 | 0.11667 | 323.0792 | 0.058713 | 0 | 0 | 0.11743 | 323.3393 | 0.059277 | 0 | 0 | 0.11855 | 323.5127 | 0.059653 | 0 | 0 | 0.11931 | 323.7728 | 0.060218 | 0 | 0 | 0.12044 | 324.033 | 0.060782 | 0 | 0 | 0.12156 | 324.2064 | 0.061158 | 0 | 0 | 0.12232 | 324.4665 | 0.061722 | 0 | 0 | 0.12344 | 324.7266 | 0.062286 | 0 | 0 | 0.12457 | 324.8133 | 0.062474 | 0 | 0 | 0.12495 | 325.0735 | 0.063039 | 0 | 0 | 0.12608 | 325.3336 | 0.063603 | 0 | 0 | 0.12721 | 325.507 | 0.063979 | 0 | 0 | 0.12796 | 325.7671 | 0.064543 | 0 | 0 | 0.12909 | 325.9406 | 0.064919 | 0 | 0 | 0.12984 | 326.114 | 0.065296 | 0 | 0 | 0.13059
2017-02-12 04:00 | 294.6494 | 0.87823 |  | 309.401 | 0.029045 | 0 | 0 | 0.05809 | 318.0954 | 0.047903 | 0 | 0 | 0.095807 | 325.2091 | 0.063333 | 0 | 0 | 0.12667 | 325.4726 | 0.063904 | 0 | 0 | 0.12781 | 325.6482 | 0.064285 | 0 | 0 | 0.12857 | 325.9117 | 0.064857 | 0 | 0 | 0.12971 | 326.1752 | 0.065428 | 0 | 0 | 0.13086 | 326.4386 | 0.066 | 0 | 0 | 0.132 | 326.7899 | 0.066762 | 0 | 0 | 0.13352 | 327.0534 | 0.067333 | 0 | 0 | 0.13467 | 327.2291 | 0.067714 | 0 | 0 | 0.13543 | 327.4925 | 0.068286 | 0 | 0 | 0.13657 | 327.6682 | 0.068667 | 0 | 0 | 0.13733 | 327.9316 | 0.069238 | 0 | 0 | 0.13848 | 328.1951 | 0.06981 | 0 | 0 | 0.13962 | 328.3708 | 0.07019 | 0 | 0 | 0.14038 | 328.6342 | 0.070762 | 0 | 0 | 0.14152 | 328.8977 | 0.071333 | 0 | 0 | 0.14267 | 328.9855 | 0.071524 | 0 | 0 | 0.14305 | 329.249 | 0.072095 | 0 | 0 | 0.14419 | 329.5125 | 0.072667 | 0 | 0 | 0.14533 | 329.6881 | 0.073048 | 0 | 0 | 0.1461 | 329.9516 | 0.073619 | 0 | 0 | 0.14724 | 330.1272 | 0.074 | 0 | 0 | 0.148 | 330.3029 | 0.074381 | 0 | 0 | 0.14876
2017-02-12 05:00 | 295.1648 | 0.87977 |  | 309.9421 | 0.030219 | 0 | 0 | 0.060438 | 318.6518 | 0.04911 | 0 | 0 | 0.09822 | 325.778 | 0.064567 | 0 | 0 | 0.12913 | 326.0419 | 0.065139 | 0 | 0 | 0.13028 | 326.2178 | 0.065521 | 0 | 0 | 0.13104 | 326.4818 | 0.066093 | 0 | 0 | 0.13219 | 326.7457 | 0.066666 | 0 | 0 | 0.13333 | 327.0096 | 0.067238 | 0 | 0 | 0.13448 | 327.3615 | 0.068001 | 0 | 0 | 0.136 | 327.6255 | 0.068574 | 0 | 0 | 0.13715 | 327.8014 | 0.068956 | 0 | 0 | 0.13791 | 328.0654 | 0.069528 | 0 | 0 | 0.13906 | 328.2413 | 0.06991 | 0 | 0 | 0.13982 | 328.5052 | 0.070482 | 0 | 0 | 0.14096 | 328.7692 | 0.071055 | 0 | 0 | 0.14211 | 328.9451 | 0.071436 | 0 | 0 | 0.14287 | 329.2091 | 0.072009 | 0 | 0 | 0.14402 | 329.473 | 0.072581 | 0 | 0 | 0.14516 | 329.561 | 0.072772 | 0 | 0 | 0.14554 | 329.8249 | 0.073344 | 0 | 0 | 0.14669 | 330.0888 | 0.073917 | 0 | 0 | 0.14783 | 330.2648 | 0.074299 | 0 | 0 | 0.1486 | 330.5287 | 0.074871 | 0 | 0 | 0.14974 | 330.7047 | 0.075253 | 0 | 0 | 0.15051 | 330.8806 | 0.075634 | 0 | 0 | 0.15127
2017-02-12 06:00 | 301.7586 | 0.89942 |  | 316.8661 | 0.045237 | 0 | 0 | 0.090474 | 325.7704 | 0.06455 | 0 | 0 | 0.1291 | 333.0557 | 0.080352 | 0 | 0 | 0.1607 | 333.3255 | 0.080937 | 0 | 0 | 0.16187 | 333.5054 | 0.081327 | 0 | 0 | 0.16265 | 333.7752 | 0.081913 | 0 | 0 | 0.16383 | 334.045 | 0.082498 | 0 | 0 | 0.165 | 334.3149 | 0.083083 | 0 | 0 | 0.16617 | 334.6746 | 0.083864 | 0 | 0 | 0.16773 | 334.9444 | 0.084449 | 0 | 0 | 0.1689 | 335.1243 | 0.084839 | 0 | 0 | 0.16968 | 335.3942 | 0.085424 | 0 | 0 | 0.17085 | 335.574 | 0.085814 | 0 | 0 | 0.17163 | 335.8439 | 0.0864 | 0 | 0 | 0.1728 | 336.1137 | 0.086985 | 0 | 0 | 0.17397 | 336.2936 | 0.087375 | 0 | 0 | 0.17475 | 336.5634 | 0.08796 | 0 | 0 | 0.17592 | 336.8332 | 0.088546 | 0 | 0 | 0.17709 | 336.9232 | 0.088741 | 0 | 0 | 0.17748 | 337.193 | 0.089326 | 0 | 0 | 0.17865 | 337.4628 | 0.089911 | 0 | 0 | 0.17982 | 337.6427 | 0.090301 | 0 | 0 | 0.1806 | 337.9125 | 0.090887 | 0 | 0 | 0.18177 | 338.0924 | 0.091277 | 0 | 0 | 0.18255 | 338.2723 | 0.091667 | 0 | 0 | 0.18333
2017-02-12 07:00 | 298.2853 | 0.88907 |  | 313.2189 | 0.037326 | 0 | 0 | 0.074652 | 322.0206 | 0.056417 | 0 | 0 | 0.11283 | 329.2221 | 0.072037 | 0 | 0 | 0.14407 | 329.4888 | 0.072616 | 0 | 0 | 0.14523 | 329.6666 | 0.073001 | 0 | 0 | 0.146 | 329.9334 | 0.07358 | 0 | 0 | 0.14716 | 330.2001 | 0.074158 | 0 | 0 | 0.14832 | 330.4668 | 0.074737 | 0 | 0 | 0.14947 | 330.8224 | 0.075508 | 0 | 0 | 0.15102 | 331.0891 | 0.076087 | 0 | 0 | 0.15217 | 331.267 | 0.076472 | 0 | 0 | 0.15294 | 331.5337 | 0.077051 | 0 | 0 | 0.1541 | 331.7115 | 0.077437 | 0 | 0 | 0.15487 | 331.9782 | 0.078015 | 0 | 0 | 0.15603 | 332.2449 | 0.078594 | 0 | 0 | 0.15719 | 332.4227 | 0.078979 | 0 | 0 | 0.15796 | 332.6895 | 0.079558 | 0 | 0 | 0.15912 | 332.9562 | 0.080136 | 0 | 0 | 0.16027 | 333.0451 | 0.080329 | 0 | 0 | 0.16066 | 333.3118 | 0.080908 | 0 | 0 | 0.16182 | 333.5785 | 0.081486 | 0 | 0 | 0.16297 | 333.7563 | 0.081872 | 0 | 0 | 0.16374 | 334.0231 | 0.08245 | 0 | 0 | 0.1649 | 334.2009 | 0.082836 | 0 | 0 | 0.16567 | 334.3787 | 0.083222 | 0 | 0 | 0.16644
2017-02-12 08:00 | 297.1193 | 0.88559 |  | 311.9945 | 0.03467 | 0 | 0 | 0.069341 | 320.7619 | 0.053687 | 0 | 0 | 0.10737 | 327.9352 | 0.069246 | 0 | 0 | 0.13849 | 328.2009 | 0.069822 | 0 | 0 | 0.13964 | 328.378 | 0.070206 | 0 | 0 | 0.14041 | 328.6437 | 0.070782 | 0 | 0 | 0.14156 | 328.9093 | 0.071359 | 0 | 0 | 0.14272 | 329.175 | 0.071935 | 0 | 0 | 0.14387 | 329.5293 | 0.072703 | 0 | 0 | 0.14541 | 329.7949 | 0.07328 | 0 | 0 | 0.14656 | 329.9721 | 0.073664 | 0 | 0 | 0.14733 | 330.2377 | 0.07424 | 0 | 0 | 0.14848 | 330.4149 | 0.074624 | 0 | 0 | 0.14925 | 330.6805 | 0.0752 | 0 | 0 | 0.1504 | 330.9462 | 0.075777 | 0 | 0 | 0.15155 | 331.1233 | 0.076161 | 0 | 0 | 0.15232 | 331.389 | 0.076737 | 0 | 0 | 0.15347 | 331.6547 | 0.077313 | 0 | 0 | 0.15463 | 331.7432 | 0.077505 | 0 | 0 | 0.15501 | 332.0089 | 0.078082 | 0 | 0 | 0.15616 | 332.2746 | 0.078658 | 0 | 0 | 0.15732 | 332.4517 | 0.079042 | 0 | 0 | 0.15808 | 332.7174 | 0.079618 | 0 | 0 | 0.15924 | 332.8945 | 0.080003 | 0 | 0 | 0.16001 | 333.0716 | 0.080387 | 0 | 0 | 0.16077
2017-02-12 09:00 | 299.6033 | 0.893 |  | 314.6029 | 0.040328 | 0 | 0 | 0.080656 | 323.4435 | 0.059503 | 0 | 0 | 0.11901 | 330.6768 | 0.075192 | 0 | 0 | 0.15038 | 330.9447 | 0.075773 | 0 | 0 | 0.15155 | 331.1233 | 0.076161 | 0 | 0 | 0.15232 | 331.3912 | 0.076742 | 0 | 0 | 0.15348 | 331.6591 | 0.077323 | 0 | 0 | 0.15465 | 331.927 | 0.077904 | 0 | 0 | 0.15581 | 332.2842 | 0.078679 | 0 | 0 | 0.15736 | 332.5521 | 0.07926 | 0 | 0 | 0.15852 | 332.7307 | 0.079647 | 0 | 0 | 0.15929 | 332.9986 | 0.080228 | 0 | 0 | 0.16046 | 333.1772 | 0.080616 | 0 | 0 | 0.16123 | 333.4451 | 0.081197 | 0 | 0 | 0.16239 | 333.713 | 0.081778 | 0 | 0 | 0.16356 | 333.8916 | 0.082165 | 0 | 0 | 0.16433 | 334.1595 | 0.082746 | 0 | 0 | 0.16549 | 334.4274 | 0.083327 | 0 | 0 | 0.16665 | 334.5167 | 0.083521 | 0 | 0 | 0.16704 | 334.7846 | 0.084102 | 0 | 0 | 0.1682 | 335.0525 | 0.084683 | 0 | 0 | 0.16937 | 335.2311 | 0.085071 | 0 | 0 | 0.17014 | 335.499 | 0.085652 | 0 | 0 | 0.1713 | 335.6776 | 0.086039 | 0 | 0 | 0.17208 | 335.8562 | 0.086426 | 0 | 0 | 0.17285
2017-02-12 10:00 | 299.1939 | 0.89178 |  | 314.173 | 0.039396 | 0 | 0 | 0.078791 | 323.0016 | 0.058545 | 0 | 0 | 0.11709 | 330.225 | 0.074212 | 0 | 0 | 0.14842 | 330.4925 | 0.074793 | 0 | 0 | 0.14959 | 330.6709 | 0.075179 | 0 | 0 | 0.15036 | 330.9384 | 0.07576 | 0 | 0 | 0.15152 | 331.2059 | 0.07634 | 0 | 0 | 0.15268 | 331.4735 | 0.07692 | 0 | 0 | 0.15384 | 331.8302 | 0.077694 | 0 | 0 | 0.15539 | 332.0977 | 0.078274 | 0 | 0 | 0.15655 | 332.2761 | 0.078661 | 0 | 0 | 0.15732 | 332.5436 | 0.079241 | 0 | 0 | 0.15848 | 332.722 | 0.079628 | 0 | 0 | 0.15926 | 332.9895 | 0.080209 | 0 | 0 | 0.16042 | 333.257 | 0.080789 | 0 | 0 | 0.16158 | 333.4354 | 0.081176 | 0 | 0 | 0.16235 | 333.7029 | 0.081756 | 0 | 0 | 0.16351 | 333.9704 | 0.082336 | 0 | 0 | 0.16467 | 334.0596 | 0.08253 | 0 | 0 | 0.16506 | 334.3272 | 0.08311 | 0 | 0 | 0.16622 | 334.5947 | 0.08369 | 0 | 0 | 0.16738 | 334.773 | 0.084077 | 0 | 0 | 0.16815 | 335.0406 | 0.084657 | 0 | 0 | 0.16931 | 335.2189 | 0.085044 | 0 | 0 | 0.17009 | 335.3973 | 0.085431 | 0 | 0 | 0.17086
2017-02-12 11:00 | 305.7153 | 0.91121 |  | 321.0209 | 0.054249 | 0 | 0 | 0.1085 | 330.0419 | 0.073815 | 0 | 0 | 0.14763 | 337.4228 | 0.089824 | 0 | 0 | 0.17965 | 337.6961 | 0.090417 | 0 | 0 | 0.18083 | 337.8784 | 0.090812 | 0 | 0 | 0.18162 | 338.1517 | 0.091405 | 0 | 0 | 0.18281 | 338.4251 | 0.091998 | 0 | 0 | 0.184 | 338.6985 | 0.092591 | 0 | 0 | 0.18518 | 339.063 | 0.093382 | 0 | 0 | 0.18676 | 339.3363 | 0.093975 | 0 | 0 | 0.18795 | 339.5186 | 0.09437 | 0 | 0 | 0.18874 | 339.7919 | 0.094963 | 0 | 0 | 0.18993 | 339.9742 | 0.095358 | 0 | 0 | 0.19072 | 340.2475 | 0.095951 | 0 | 0 | 0.1919 | 340.5209 | 0.096544 | 0 | 0 | 0.19309 | 340.7031 | 0.096939 | 0 | 0 | 0.19388 | 340.9765 | 0.097532 | 0 | 0 | 0.19506 | 341.2499 | 0.098125 | 0 | 0 | 0.19625 | 341.341 | 0.098323 | 0 | 0 | 0.19665 | 341.6144 | 0.098916 | 0 | 0 | 0.19783 | 341.8877 | 0.099509 | 0 | 0 | 0.19902 | 342.07 | 0.099904 | 0 | 0 | 0.19981 | 342.3433 | 0.1005 | 0 | 0 | 0.20099 | 342.5256 | 0.10089 | 0 | 0 | 0.20178 | 342.7078 | 0.10129 | 0 | 0 | 0.20258
2017-02-12 12:00 | 302.8596 | 0.9027 |  | 318.0222 | 0.047745 | 0 | 0 | 0.095489 | 326.959 | 0.067128 | 0 | 0 | 0.13426 | 334.2709 | 0.082988 | 0 | 0 | 0.16598 | 334.5417 | 0.083575 | 0 | 0 | 0.16715 | 334.7222 | 0.083967 | 0 | 0 | 0.16793 | 334.993 | 0.084554 | 0 | 0 | 0.16911 | 335.2638 | 0.085142 | 0 | 0 | 0.17028 | 335.5347 | 0.085729 | 0 | 0 | 0.17146 | 335.8957 | 0.086512 | 0 | 0 | 0.17302 | 336.1665 | 0.0871 | 0 | 0 | 0.1742 | 336.3471 | 0.087491 | 0 | 0 | 0.17498 | 336.6179 | 0.088079 | 0 | 0 | 0.17616 | 336.7984 | 0.08847 | 0 | 0 | 0.17694 | 337.0692 | 0.089058 | 0 | 0 | 0.17812 | 337.3401 | 0.089645 | 0 | 0 | 0.17929 | 337.5206 | 0.090036 | 0 | 0 | 0.18007 | 337.7914 | 0.090624 | 0 | 0 | 0.18125 | 338.0622 | 0.091211 | 0 | 0 | 0.18242 | 338.1525 | 0.091407 | 0 | 0 | 0.18281 | 338.4233 | 0.091994 | 0 | 0 | 0.18399 | 338.6941 | 0.092582 | 0 | 0 | 0.18516 | 338.8747 | 0.092973 | 0 | 0 | 0.18595 | 339.1455 | 0.093561 | 0 | 0 | 0.18712 | 339.326 | 0.093952 | 0 | 0 | 0.1879 | 339.5065 | 0.094344 | 0 | 0 | 0.18869
2017-02-12 13:00 | 299.7925 | 0.89356 |  | 314.8015 | 0.040759 | 0 | 0 | 0.081518 | 323.6478 | 0.059946 | 0 | 0 | 0.11989 | 330.8856 | 0.075645 | 0 | 0 | 0.15129 | 331.1537 | 0.076227 | 0 | 0 | 0.15245 | 331.3324 | 0.076614 | 0 | 0 | 0.15323 | 331.6005 | 0.077196 | 0 | 0 | 0.15439 | 331.8685 | 0.077777 | 0 | 0 | 0.15555 | 332.1366 | 0.078359 | 0 | 0 | 0.15672 | 332.494 | 0.079134 | 0 | 0 | 0.15827 | 332.7621 | 0.079715 | 0 | 0 | 0.15943 | 332.9408 | 0.080103 | 0 | 0 | 0.16021 | 333.2089 | 0.080684 | 0 | 0 | 0.16137 | 333.3876 | 0.081072 | 0 | 0 | 0.16214 | 333.6557 | 0.081653 | 0 | 0 | 0.16331 | 333.9237 | 0.082235 | 0 | 0 | 0.16447 | 334.1024 | 0.082622 | 0 | 0 | 0.16524 | 334.3705 | 0.083204 | 0 | 0 | 0.16641 | 334.6386 | 0.083785 | 0 | 0 | 0.16757 | 334.7279 | 0.083979 | 0 | 0 | 0.16796 | 334.996 | 0.084561 | 0 | 0 | 0.16912 | 335.2641 | 0.085142 | 0 | 0 | 0.17028 | 335.4428 | 0.08553 | 0 | 0 | 0.17106 | 335.7108 | 0.086111 | 0 | 0 | 0.17222 | 335.8896 | 0.086499 | 0 | 0 | 0.173 | 336.0683 | 0.086886 | 0 | 0 | 0.17377
2017-02-12 14:00 | 305.5916 | 0.91085 |  | 320.891 | 0.053967 | 0 | 0 | 0.10793 | 329.9084 | 0.073526 | 0 | 0 | 0.14705 | 337.2862 | 0.089528 | 0 | 0 | 0.17906 | 337.5595 | 0.090121 | 0 | 0 | 0.18024 | 337.7416 | 0.090516 | 0 | 0 | 0.18103 | 338.0149 | 0.091109 | 0 | 0 | 0.18222 | 338.2881 | 0.091701 | 0 | 0 | 0.1834 | 338.5614 | 0.092294 | 0 | 0 | 0.18459 | 338.9257 | 0.093084 | 0 | 0 | 0.18617 | 339.199 | 0.093677 | 0 | 0 | 0.18735 | 339.3812 | 0.094072 | 0 | 0 | 0.18814 | 339.6544 | 0.094665 | 0 | 0 | 0.18933 | 339.8366 | 0.09506 | 0 | 0 | 0.19012 | 340.1098 | 0.095653 | 0 | 0 | 0.19131 | 340.3831 | 0.096245 | 0 | 0 | 0.19249 | 340.5653 | 0.09664 | 0 | 0 | 0.19328 | 340.8385 | 0.097233 | 0 | 0 | 0.19447 | 341.1118 | 0.097826 | 0 | 0 | 0.19565 | 341.2029 | 0.098023 | 0 | 0 | 0.19605 | 341.4761 | 0.098616 | 0 | 0 | 0.19723 | 341.7494 | 0.099209 | 0 | 0 | 0.19842 | 341.9315 | 0.099604 | 0 | 0 | 0.19921 | 342.2048 | 0.1002 | 0 | 0 | 0.20039 | 342.387 | 0.10059 | 0 | 0 | 0.20118 | 342.5691 | 0.10099 | 0 | 0 | 0.20197
2017-02-12 15:00 | 297.728 | 0.88741 |  | 312.6337 | 0.036057 | 0 | 0 | 0.072114 | 321.4191 | 0.055112 | 0 | 0 | 0.11022 | 328.6071 | 0.070703 | 0 | 0 | 0.14141 | 328.8733 | 0.07128 | 0 | 0 | 0.14256 | 329.0508 | 0.071665 | 0 | 0 | 0.14333 | 329.317 | 0.072243 | 0 | 0 | 0.14449 | 329.5832 | 0.07282 | 0 | 0 | 0.14564 | 329.8494 | 0.073398 | 0 | 0 | 0.1468 | 330.2044 | 0.074168 | 0 | 0 | 0.14834 | 330.4706 | 0.074745 | 0 | 0 | 0.14949 | 330.6481 | 0.07513 | 0 | 0 | 0.15026 | 330.9143 | 0.075707 | 0 | 0 | 0.15141 | 331.0918 | 0.076092 | 0 | 0 | 0.15218 | 331.358 | 0.07667 | 0 | 0 | 0.15334 | 331.6242 | 0.077247 | 0 | 0 | 0.15449 | 331.8017 | 0.077632 | 0 | 0 | 0.15526 | 332.0679 | 0.07821 | 0 | 0 | 0.15642 | 332.3342 | 0.078787 | 0 | 0 | 0.15757 | 332.4229 | 0.07898 | 0 | 0 | 0.15796 | 332.6891 | 0.079557 | 0 | 0 | 0.15911 | 332.9554 | 0.080134 | 0 | 0 | 0.16027 | 333.1328 | 0.080519 | 0 | 0 | 0.16104 | 333.3991 | 0.081097 | 0 | 0 | 0.16219 | 333.5765 | 0.081482 | 0 | 0 | 0.16296 | 333.754 | 0.081867 | 0 | 0 | 0.16373
2017-02-12 16:00 | 301.2455 | 0.89789 |  | 316.3273 | 0.044068 | 0 | 0 | 0.088136 | 325.2164 | 0.063349 | 0 | 0 | 0.1267 | 332.4894 | 0.079124 | 0 | 0 | 0.15825 | 332.7587 | 0.079708 | 0 | 0 | 0.15942 | 332.9383 | 0.080098 | 0 | 0 | 0.1602 | 333.2077 | 0.080682 | 0 | 0 | 0.16136 | 333.477 | 0.081266 | 0 | 0 | 0.16253 | 333.7464 | 0.08185 | 0 | 0 | 0.1637 | 334.1056 | 0.082629 | 0 | 0 | 0.16526 | 334.3749 | 0.083214 | 0 | 0 | 0.16643 | 334.5545 | 0.083603 | 0 | 0 | 0.16721 | 334.8239 | 0.084187 | 0 | 0 | 0.16837 | 335.0035 | 0.084577 | 0 | 0 | 0.16915 | 335.2728 | 0.085161 | 0 | 0 | 0.17032 | 335.5422 | 0.085745 | 0 | 0 | 0.17149 | 335.7218 | 0.086135 | 0 | 0 | 0.17227 | 335.9911 | 0.086719 | 0 | 0 | 0.17344 | 336.2605 | 0.087303 | 0 | 0 | 0.17461 | 336.3503 | 0.087498 | 0 | 0 | 0.175 | 336.6197 | 0.088082 | 0 | 0 | 0.17616 | 336.889 | 0.088667 | 0 | 0 | 0.17733 | 337.0686 | 0.089056 | 0 | 0 | 0.17811 | 337.338 | 0.08964 | 0 | 0 | 0.17928 | 337.5176 | 0.09003 | 0 | 0 | 0.18006 | 337.6971 | 0.090419 | 0 | 0 | 0.18084
2017-02-12 17:00 | 293.4049 | 0.87452 |  | 308.0941 | 0.02621 | 0 | 0 | 0.052421 | 316.7519 | 0.044989 | 0 | 0 | 0.089978 | 323.8355 | 0.060354 | 0 | 0 | 0.12071 | 324.0979 | 0.060923 | 0 | 0 | 0.12185 | 324.2728 | 0.061302 | 0 | 0 | 0.1226 | 324.5352 | 0.061871 | 0 | 0 | 0.12374 | 324.7975 | 0.06244 | 0 | 0 | 0.12488 | 325.0599 | 0.063009 | 0 | 0 | 0.12602 | 325.4097 | 0.063768 | 0 | 0 | 0.12754 | 325.672 | 0.064337 | 0 | 0 | 0.12867 | 325.8469 | 0.064716 | 0 | 0 | 0.12943 | 326.1093 | 0.065285 | 0 | 0 | 0.13057 | 326.2842 | 0.065665 | 0 | 0 | 0.13133 | 326.5466 | 0.066234 | 0 | 0 | 0.13247 | 326.8089 | 0.066803 | 0 | 0 | 0.13361 | 326.9838 | 0.067182 | 0 | 0 | 0.13436 | 327.2462 | 0.067751 | 0 | 0 | 0.1355 | 327.5085 | 0.06832 | 0 | 0 | 0.13664 | 327.596 | 0.06851 | 0 | 0 | 0.13702 | 327.8583 | 0.069079 | 0 | 0 | 0.13816 | 328.1207 | 0.069648 | 0 | 0 | 0.1393 | 328.2956 | 0.070027 | 0 | 0 | 0.14005 | 328.558 | 0.070597 | 0 | 0 | 0.14119 | 328.7329 | 0.070976 | 0 | 0 | 0.14195 | 328.9078 | 0.071355 | 0 | 0 | 0.14271
2017-02-12 18:00 | 293.2228 | 0.87398 |  | 307.9029 | 0.025796 | 0 | 0 | 0.051591 | 316.5553 | 0.044563 | 0 | 0 | 0.089125 | 323.6345 | 0.059918 | 0 | 0 | 0.11984 | 323.8967 | 0.060486 | 0 | 0 | 0.12097 | 324.0715 | 0.060865 | 0 | 0 | 0.12173 | 324.3337 | 0.061434 | 0 | 0 | 0.12287 | 324.5959 | 0.062003 | 0 | 0 | 0.12401 | 324.8581 | 0.062572 | 0 | 0 | 0.12514 | 325.2077 | 0.06333 | 0 | 0 | 0.12666 | 325.4699 | 0.063898 | 0 | 0 | 0.1278 | 325.6447 | 0.064278 | 0 | 0 | 0.12856 | 325.9069 | 0.064846 | 0 | 0 | 0.12969 | 326.0817 | 0.065225 | 0 | 0 | 0.13045 | 326.3439 | 0.065794 | 0 | 0 | 0.13159 | 326.6061 | 0.066363 | 0 | 0 | 0.13273 | 326.7808 | 0.066742 | 0 | 0 | 0.13348 | 327.043 | 0.067311 | 0 | 0 | 0.13462 | 327.3052 | 0.067879 | 0 | 0 | 0.13576 | 327.3926 | 0.068069 | 0 | 0 | 0.13614 | 327.6548 | 0.068638 | 0 | 0 | 0.13728 | 327.917 | 0.069206 | 0 | 0 | 0.13841 | 328.0918 | 0.069585 | 0 | 0 | 0.13917 | 328.354 | 0.070154 | 0 | 0 | 0.14031 | 328.5288 | 0.070533 | 0 | 0 | 0.14107 | 328.7036 | 0.070912 | 0 | 0 | 0.14182
2017-02-12 19:00 | 305.1051 | 0.9094 |  | 320.3801 | 0.052859 | 0 | 0 | 0.10572 | 329.3831 | 0.072386 | 0 | 0 | 0.14477 | 336.7492 | 0.088363 | 0 | 0 | 0.17673 | 337.0221 | 0.088955 | 0 | 0 | 0.17791 | 337.2039 | 0.08935 | 0 | 0 | 0.1787 | 337.4768 | 0.089941 | 0 | 0 | 0.17988 | 337.7496 | 0.090533 | 0 | 0 | 0.18107 | 338.0224 | 0.091125 | 0 | 0 | 0.18225 | 338.3861 | 0.091914 | 0 | 0 | 0.18383 | 338.659 | 0.092506 | 0 | 0 | 0.18501 | 338.8408 | 0.0929 | 0 | 0 | 0.1858 | 339.1137 | 0.093492 | 0 | 0 | 0.18698 | 339.2955 | 0.093886 | 0 | 0 | 0.18777 | 339.5684 | 0.094478 | 0 | 0 | 0.18896 | 339.8412 | 0.09507 | 0 | 0 | 0.19014 | 340.0231 | 0.095464 | 0 | 0 | 0.19093 | 340.2959 | 0.096056 | 0 | 0 | 0.19211 | 340.5687 | 0.096648 | 0 | 0 | 0.1933 | 340.6596 | 0.096845 | 0 | 0 | 0.19369 | 340.9325 | 0.097437 | 0 | 0 | 0.19487 | 341.2053 | 0.098029 | 0 | 0 | 0.19606 | 341.3872 | 0.098423 | 0 | 0 | 0.19685 | 341.66 | 0.099015 | 0 | 0 | 0.19803 | 341.8419 | 0.099409 | 0 | 0 | 0.19882 | 342.0237 | 0.099804 | 0 | 0 | 0.19961
2017-02-12 20:00 | 308.5526 | 0.91967 |  | 324.0002 | 0.060711 | 0 | 0 | 0.12142 | 333.105 | 0.080459 | 0 | 0 | 0.16092 | 340.5543 | 0.096617 | 0 | 0 | 0.19323 | 340.8302 | 0.097215 | 0 | 0 | 0.19443 | 341.0141 | 0.097614 | 0 | 0 | 0.19523 | 341.29 | 0.098212 | 0 | 0 | 0.19642 | 341.5659 | 0.098811 | 0 | 0 | 0.19762 | 341.8418 | 0.099409 | 0 | 0 | 0.19882 | 342.2097 | 0.10021 | 0 | 0 | 0.20041 | 342.4856 | 0.10081 | 0 | 0 | 0.20161 | 342.6695 | 0.1012 | 0 | 0 | 0.20241 | 342.9454 | 0.1018 | 0 | 0 | 0.20361 | 343.1294 | 0.1022 | 0 | 0 | 0.2044 | 343.4053 | 0.1028 | 0 | 0 | 0.2056 | 343.6812 | 0.1034 | 0 | 0 | 0.2068 | 343.8651 | 0.1038 | 0 | 0 | 0.2076 | 344.141 | 0.1044 | 0 | 0 | 0.20879 | 344.4169 | 0.10499 | 0 | 0 | 0.20999 | 344.5089 | 0.10519 | 0 | 0 | 0.21039 | 344.7848 | 0.10579 | 0 | 0 | 0.21159 | 345.0607 | 0.10639 | 0 | 0 | 0.21278 | 345.2446 | 0.10679 | 0 | 0 | 0.21358 | 345.5205 | 0.10739 | 0 | 0 | 0.21478 | 345.7045 | 0.10779 | 0 | 0 | 0.21557 | 345.8884 | 0.10819 | 0 | 0 | 0.21637
2017-02-12 21:00 | 307.9153 | 0.91777 |  | 323.331 | 0.059259 | 0 | 0 | 0.11852 | 332.417 | 0.078967 | 0 | 0 | 0.15793 | 339.8509 | 0.095091 | 0 | 0 | 0.19018 | 340.1262 | 0.095688 | 0 | 0 | 0.19138 | 340.3098 | 0.096086 | 0 | 0 | 0.19217 | 340.5851 | 0.096683 | 0 | 0 | 0.19337 | 340.8605 | 0.097281 | 0 | 0 | 0.19456 | 341.1358 | 0.097878 | 0 | 0 | 0.19576 | 341.5029 | 0.098674 | 0 | 0 | 0.19735 | 341.7782 | 0.099271 | 0 | 0 | 0.19854 | 341.9618 | 0.099669 | 0 | 0 | 0.19934 | 342.2371 | 0.10027 | 0 | 0 | 0.20053 | 342.4207 | 0.10066 | 0 | 0 | 0.20133 | 342.696 | 0.10126 | 0 | 0 | 0.20252 | 342.9713 | 0.10186 | 0 | 0 | 0.20372 | 343.1549 | 0.10226 | 0 | 0 | 0.20451 | 343.4302 | 0.10285 | 0 | 0 | 0.20571 | 343.7055 | 0.10345 | 0 | 0 | 0.2069 | 343.7973 | 0.10365 | 0 | 0 | 0.2073 | 344.0727 | 0.10425 | 0 | 0 | 0.2085 | 344.348 | 0.10485 | 0 | 0 | 0.20969 | 344.5315 | 0.10524 | 0 | 0 | 0.21049 | 344.8069 | 0.10584 | 0 | 0 | 0.21168 | 344.9904 | 0.10624 | 0 | 0 | 0.21248 | 345.174 | 0.10664 | 0 | 0 | 0.21327
2017-02-12 22:00 | 313.6051 | 0.93473 |  | 329.3057 | 0.072218 | 0 | 0 | 0.14444 | 338.5595 | 0.09229 | 0 | 0 | 0.18458 | 346.1308 | 0.10871 | 0 | 0 | 0.21742 | 346.4112 | 0.10932 | 0 | 0 | 0.21864 | 346.5982 | 0.10973 | 0 | 0 | 0.21945 | 346.8786 | 0.11033 | 0 | 0 | 0.22067 | 347.159 | 0.11094 | 0 | 0 | 0.22188 | 347.4394 | 0.11155 | 0 | 0 | 0.2231 | 347.8133 | 0.11236 | 0 | 0 | 0.22472 | 348.0938 | 0.11297 | 0 | 0 | 0.22594 | 348.2807 | 0.11338 | 0 | 0 | 0.22675 | 348.5611 | 0.11398 | 0 | 0 | 0.22797 | 348.7481 | 0.11439 | 0 | 0 | 0.22878 | 349.0285 | 0.115 | 0 | 0 | 0.22999 | 349.3089 | 0.11561 | 0 | 0 | 0.23121 | 349.4958 | 0.11601 | 0 | 0 | 0.23202 | 349.7763 | 0.11662 | 0 | 0 | 0.23324 | 350.0567 | 0.11723 | 0 | 0 | 0.23445 | 350.1502 | 0.11743 | 0 | 0 | 0.23486 | 350.4306 | 0.11804 | 0 | 0 | 0.23608 | 350.711 | 0.11865 | 0 | 0 | 0.23729 | 350.8979 | 0.11905 | 0 | 0 | 0.2381 | 351.1784 | 0.11966 | 0 | 0 | 0.23932 | 351.3653 | 0.12007 | 0 | 0 | 0.24013 | 351.5523 | 0.12047 | 0 | 0 | 0.24094
2017-02-12 23:00 | 305.9337 | 0.91187 |  | 321.2502 | 0.054746 | 0 | 0 | 0.10949 | 330.2777 | 0.074327 | 0 | 0 | 0.14865 | 337.6638 | 0.090347 | 0 | 0 | 0.18069 | 337.9373 | 0.09094 | 0 | 0 | 0.18188 | 338.1197 | 0.091336 | 0 | 0 | 0.18267 | 338.3933 | 0.091929 | 0 | 0 | 0.18386 | 338.6668 | 0.092523 | 0 | 0 | 0.18505 | 338.9404 | 0.093116 | 0 | 0 | 0.18623 | 339.3051 | 0.093907 | 0 | 0 | 0.18781 | 339.5787 | 0.094501 | 0 | 0 | 0.189 | 339.7611 | 0.094896 | 0 | 0 | 0.18979 | 340.0346 | 0.095489 | 0 | 0 | 0.19098 | 340.217 | 0.095885 | 0 | 0 | 0.19177 | 340.4906 | 0.096478 | 0 | 0 | 0.19296 | 340.7641 | 0.097072 | 0 | 0 | 0.19414 | 340.9465 | 0.097467 | 0 | 0 | 0.19493 | 341.2201 | 0.098061 | 0 | 0 | 0.19612 | 341.4936 | 0.098654 | 0 | 0 | 0.19731 | 341.5848 | 0.098852 | 0 | 0 | 0.1977 | 341.8584 | 0.099445 | 0 | 0 | 0.19889 | 342.1319 | 0.10004 | 0 | 0 | 0.20008 | 342.3143 | 0.10043 | 0 | 0 | 0.20087 | 342.5879 | 0.10103 | 0 | 0 | 0.20205 | 342.7702 | 0.10142 | 0 | 0 | 0.20285 | 342.9526 | 0.10182 | 0 | 0 | 0.20364
2017-02-13 | 298.6504 | 0.89016 |  | 313.6023 | 0.038158 | 0 | 0 | 0.076315 | 322.4148 | 0.057272 | 0 | 0 | 0.11454 | 329.6251 | 0.072911 | 0 | 0 | 0.14582 | 329.8921 | 0.07349 | 0 | 0 | 0.14698 | 330.0702 | 0.073877 | 0 | 0 | 0.14775 | 330.3372 | 0.074456 | 0 | 0 | 0.14891 | 330.6043 | 0.075035 | 0 | 0 | 0.15007 | 330.8713 | 0.075614 | 0 | 0 | 0.15123 | 331.2274 | 0.076386 | 0 | 0 | 0.15277 | 331.4944 | 0.076966 | 0 | 0 | 0.15393 | 331.6725 | 0.077352 | 0 | 0 | 0.1547 | 331.9395 | 0.077931 | 0 | 0 | 0.15586 | 332.1175 | 0.078317 | 0 | 0 | 0.15663 | 332.3846 | 0.078896 | 0 | 0 | 0.15779 | 332.6516 | 0.079476 | 0 | 0 | 0.15895 | 332.8297 | 0.079862 | 0 | 0 | 0.15972 | 333.0967 | 0.080441 | 0 | 0 | 0.16088 | 333.3638 | 0.08102 | 0 | 0 | 0.16204 | 333.4528 | 0.081213 | 0 | 0 | 0.16243 | 333.7198 | 0.081793 | 0 | 0 | 0.16359 | 333.9869 | 0.082372 | 0 | 0 | 0.16474 | 334.1649 | 0.082758 | 0 | 0 | 0.16552 | 334.4319 | 0.083337 | 0 | 0 | 0.16667 | 334.61 | 0.083723 | 0 | 0 | 0.16745 | 334.788 | 0.084109 | 0 | 0 | 0.16822
2017-02-13 01:00 | 316.4967 | 0.94335 |  | 332.342 | 0.078804 | 0 | 0 | 0.15761 | 341.6811 | 0.099061 | 0 | 0 | 0.19812 | 349.3223 | 0.11563 | 0 | 0 | 0.23127 | 349.6053 | 0.11625 | 0 | 0 | 0.2325 | 349.7939 | 0.11666 | 0 | 0 | 0.23331 | 350.077 | 0.11727 | 0 | 0 | 0.23454 | 350.36 | 0.11789 | 0 | 0 | 0.23577 | 350.643 | 0.1185 | 0 | 0 | 0.237 | 351.0203 | 0.11932 | 0 | 0 | 0.23863 | 351.3033 | 0.11993 | 0 | 0 | 0.23986 | 351.492 | 0.12034 | 0 | 0 | 0.24068 | 351.775 | 0.12095 | 0 | 0 | 0.24191 | 351.9637 | 0.12136 | 0 | 0 | 0.24273 | 352.2467 | 0.12198 | 0 | 0 | 0.24395 | 352.5297 | 0.12259 | 0 | 0 | 0.24518 | 352.7183 | 0.123 | 0 | 0 | 0.246 | 353.0013 | 0.12361 | 0 | 0 | 0.24723 | 353.2843 | 0.12423 | 0 | 0 | 0.24846 | 353.3787 | 0.12443 | 0 | 0 | 0.24887 | 353.6617 | 0.12505 | 0 | 0 | 0.25009 | 353.9447 | 0.12566 | 0 | 0 | 0.25132 | 354.1334 | 0.12607 | 0 | 0 | 0.25214 | 354.4164 | 0.12668 | 0 | 0 | 0.25337 | 354.605 | 0.12709 | 0 | 0 | 0.25419 | 354.7937 | 0.1275 | 0 | 0 | 0.255
2017-02-13 02:00 | 320.1506 | 0.95424 |  | 336.1788 | 0.087126 | 0 | 0 | 0.17425 | 345.6258 | 0.10762 | 0 | 0 | 0.21523 | 353.3552 | 0.12438 | 0 | 0 | 0.24876 | 353.6414 | 0.125 | 0 | 0 | 0.25001 | 353.8323 | 0.12542 | 0 | 0 | 0.25083 | 354.1186 | 0.12604 | 0 | 0 | 0.25207 | 354.4048 | 0.12666 | 0 | 0 | 0.25332 | 354.6911 | 0.12728 | 0 | 0 | 0.25456 | 355.0728 | 0.12811 | 0 | 0 | 0.25621 | 355.3591 | 0.12873 | 0 | 0 | 0.25746 | 355.5499 | 0.12914 | 0 | 0 | 0.25828 | 355.8362 | 0.12976 | 0 | 0 | 0.25953 | 356.027 | 0.13018 | 0 | 0 | 0.26035 | 356.3133 | 0.1308 | 0 | 0 | 0.2616 | 356.5996 | 0.13142 | 0 | 0 | 0.26284 | 356.7904 | 0.13183 | 0 | 0 | 0.26367 | 357.0767 | 0.13245 | 0 | 0 | 0.26491 | 357.363 | 0.13307 | 0 | 0 | 0.26615 | 357.4584 | 0.13328 | 0 | 0 | 0.26656 | 357.7447 | 0.1339 | 0 | 0 | 0.26781 | 358.031 | 0.13452 | 0 | 0 | 0.26905 | 358.2218 | 0.13494 | 0 | 0 | 0.26987 | 358.5081 | 0.13556 | 0 | 0 | 0.27112 | 358.6989 | 0.13597 | 0 | 0 | 0.27194 | 358.8898 | 0.13639 | 0 | 0 | 0.27277
2017-02-13 03:00 | 308.4854 | 0.91947 |  | 323.9296 | 0.060558 | 0 | 0 | 0.12112 | 333.0324 | 0.080301 | 0 | 0 | 0.1606 | 340.4801 | 0.096456 | 0 | 0 | 0.19291 | 340.7559 | 0.097054 | 0 | 0 | 0.19411 | 340.9398 | 0.097453 | 0 | 0 | 0.19491 | 341.2156 | 0.098051 | 0 | 0 | 0.1961 | 341.4915 | 0.098649 | 0 | 0 | 0.1973 | 341.7673 | 0.099248 | 0 | 0 | 0.1985 | 342.1351 | 0.10005 | 0 | 0 | 0.20009 | 342.411 | 0.10064 | 0 | 0 | 0.20129 | 342.5949 | 0.10104 | 0 | 0 | 0.20209 | 342.8707 | 0.10164 | 0 | 0 | 0.20328 | 343.0546 | 0.10204 | 0 | 0 | 0.20408 | 343.3304 | 0.10264 | 0 | 0 | 0.20528 | 343.6063 | 0.10324 | 0 | 0 | 0.20647 | 343.7902 | 0.10364 | 0 | 0 | 0.20727 | 344.066 | 0.10423 | 0 | 0 | 0.20847 | 344.3418 | 0.10483 | 0 | 0 | 0.20966 | 344.4338 | 0.10503 | 0 | 0 | 0.21006 | 344.7096 | 0.10563 | 0 | 0 | 0.21126 | 344.9855 | 0.10623 | 0 | 0 | 0.21246 | 345.1694 | 0.10663 | 0 | 0 | 0.21325 | 345.4452 | 0.10722 | 0 | 0 | 0.21445 | 345.6291 | 0.10762 | 0 | 0 | 0.21525 | 345.813 | 0.10802 | 0 | 0 | 0.21605
2017-02-13 04:00 | 316.0467 | 0.94201 |  | 331.8694 | 0.077779 | 0 | 0 | 0.15556 | 341.1953 | 0.098007 | 0 | 0 | 0.19601 | 348.8256 | 0.11456 | 0 | 0 | 0.22911 | 349.1082 | 0.11517 | 0 | 0 | 0.23034 | 349.2966 | 0.11558 | 0 | 0 | 0.23116 | 349.5792 | 0.11619 | 0 | 0 | 0.23238 | 349.8618 | 0.1168 | 0 | 0 | 0.23361 | 350.1444 | 0.11742 | 0 | 0 | 0.23484 | 350.5212 | 0.11823 | 0 | 0 | 0.23647 | 350.8038 | 0.11885 | 0 | 0 | 0.2377 | 350.9922 | 0.11926 | 0 | 0 | 0.23851 | 351.2748 | 0.11987 | 0 | 0 | 0.23974 | 351.4632 | 0.12028 | 0 | 0 | 0.24056 | 351.7458 | 0.12089 | 0 | 0 | 0.24178 | 352.0284 | 0.1215 | 0 | 0 | 0.24301 | 352.2168 | 0.12191 | 0 | 0 | 0.24383 | 352.4994 | 0.12253 | 0 | 0 | 0.24505 | 352.782 | 0.12314 | 0 | 0 | 0.24628 | 352.8762 | 0.12334 | 0 | 0 | 0.24669 | 353.1588 | 0.12396 | 0 | 0 | 0.24791 | 353.4414 | 0.12457 | 0 | 0 | 0.24914 | 353.6298 | 0.12498 | 0 | 0 | 0.24995 | 353.9124 | 0.12559 | 0 | 0 | 0.25118 | 354.1008 | 0.126 | 0 | 0 | 0.252 | 354.2892 | 0.12641 | 0 | 0 | 0.25282
2017-02-13 05:00 | 320.5455 | 0.95542 |  | 336.5935 | 0.088026 | 0 | 0 | 0.17605 | 346.0521 | 0.10854 | 0 | 0 | 0.21708 | 353.791 | 0.12533 | 0 | 0 | 0.25065 | 354.0776 | 0.12595 | 0 | 0 | 0.2519 | 354.2687 | 0.12636 | 0 | 0 | 0.25273 | 354.5553 | 0.12698 | 0 | 0 | 0.25397 | 354.842 | 0.12761 | 0 | 0 | 0.25521 | 355.1286 | 0.12823 | 0 | 0 | 0.25646 | 355.5107 | 0.12906 | 0 | 0 | 0.25811 | 355.7974 | 0.12968 | 0 | 0 | 0.25936 | 355.9885 | 0.13009 | 0 | 0 | 0.26019 | 356.2751 | 0.13071 | 0 | 0 | 0.26143 | 356.4662 | 0.13113 | 0 | 0 | 0.26226 | 356.7528 | 0.13175 | 0 | 0 | 0.2635 | 357.0394 | 0.13237 | 0 | 0 | 0.26475 | 357.2305 | 0.13279 | 0 | 0 | 0.26557 | 357.5171 | 0.13341 | 0 | 0 | 0.26682 | 357.8037 | 0.13403 | 0 | 0 | 0.26806 | 357.8993 | 0.13424 | 0 | 0 | 0.26848 | 358.1859 | 0.13486 | 0 | 0 | 0.26972 | 358.4725 | 0.13548 | 0 | 0 | 0.27096 | 358.6636 | 0.1359 | 0 | 0 | 0.27179 | 358.9502 | 0.13652 | 0 | 0 | 0.27303 | 359.1413 | 0.13693 | 0 | 0 | 0.27386 | 359.3324 | 0.13735 | 0 | 0 | 0.27469
2017-02-13 06:00 | 320.8855 | 0.95643 |  | 336.9505 | 0.0888 | 0 | 0 | 0.1776 | 346.4192 | 0.10934 | 0 | 0 | 0.21868 | 354.1663 | 0.12614 | 0 | 0 | 0.25228 | 354.4532 | 0.12676 | 0 | 0 | 0.25353 | 354.6445 | 0.12718 | 0 | 0 | 0.25436 | 354.9314 | 0.1278 | 0 | 0 | 0.2556 | 355.2184 | 0.12842 | 0 | 0 | 0.25685 | 355.5053 | 0.12905 | 0 | 0 | 0.25809 | 355.8879 | 0.12988 | 0 | 0 | 0.25975 | 356.1748 | 0.1305 | 0 | 0 | 0.26099 | 356.3661 | 0.13091 | 0 | 0 | 0.26182 | 356.653 | 0.13153 | 0 | 0 | 0.26307 | 356.8443 | 0.13195 | 0 | 0 | 0.2639 | 357.1312 | 0.13257 | 0 | 0 | 0.26514 | 357.4182 | 0.13319 | 0 | 0 | 0.26639 | 357.6094 | 0.13361 | 0 | 0 | 0.26722 | 357.8964 | 0.13423 | 0 | 0 | 0.26846 | 358.1833 | 0.13485 | 0 | 0 | 0.26971 | 358.2789 | 0.13506 | 0 | 0 | 0.27012 | 358.5659 | 0.13568 | 0 | 0 | 0.27137 | 358.8528 | 0.13631 | 0 | 0 | 0.27261 | 359.0441 | 0.13672 | 0 | 0 | 0.27344 | 359.331 | 0.13734 | 0 | 0 | 0.27469 | 359.5223 | 0.13776 | 0 | 0 | 0.27552 | 359.7136 | 0.13817 | 0 | 0 | 0.27635
2017-02-13 07:00 | 331.6077 | 0.98839 |  | 348.2095 | 0.11322 | 0 | 0 | 0.22644 | 357.9946 | 0.13444 | 0 | 0 | 0.26889 | 366.0005 | 0.15181 | 0.10428 | 0 | 0.40789 | 366.2971 | 0.15245 | 0.12359 | 0 | 0.4285 | 366.4947 | 0.15288 | 0.13647 | 0 | 0.44223 | 366.7913 | 0.15352 | 0.15579 | 0 | 0.46284 | 367.0878 | 0.15417 | 0.17511 | 0 | 0.48344 | 367.3843 | 0.15481 | 0.19443 | 0.010052 | 0.52415 | 367.7796 | 0.15567 | 0.22018 | 0.035809 | 0.60314 | 368.0762 | 0.15631 | 0.2395 | 0.055127 | 0.66238 | 368.2738 | 0.15674 | 0.25238 | 0.068006 | 0.70187 | 368.5704 | 0.15738 | 0.2717 | 0.087324 | 0.76111 | 368.768 | 0.15781 | 0.28458 | 0.1002 | 0.80061 | 369.0646 | 0.15846 | 0.3039 | 0.11952 | 0.85985 | 369.3611 | 0.1591 | 0.32321 | 0.13884 | 0.91909 | 369.5587 | 0.15953 | 0.33609 | 0.15172 | 0.95858 | 369.8553 | 0.16017 | 0.35541 | 0.17104 | 1.0178 | 370.1518 | 0.16081 | 0.37473 | 0.19035 | 1.0771 | 370.2506 | 0.16103 | 0.38117 | 0.19679 | 1.0968 | 370.5471 | 0.16167 | 0.40049 | 0.21611 | 1.1561 | 370.8437 | 0.16231 | 0.4198 | 0.23543 | 1.2153 | 371.0413 | 0.16274 | 0.43268 | 0.24831 | 1.2548 | 371.3378 | 0.16339 | 0.452 | 0.26763 | 1.314 | 371.5355 | 0.16381 | 0.46488 | 0.2805 | 1.3535 | 371.7332 | 0.16424 | 0.47776 | 0.29338 | 1.393
2017-02-13 08:00 | 314.071 | 0.93612 |  | 329.7948 | 0.073279 | 0 | 0 | 0.14656 | 339.0624 | 0.093381 | 0 | 0 | 0.18676 | 346.645 | 0.10983 | 0 | 0 | 0.21965 | 346.9258 | 0.11044 | 0 | 0 | 0.22087 | 347.113 | 0.11084 | 0 | 0 | 0.22168 | 347.3939 | 0.11145 | 0 | 0 | 0.2229 | 347.6747 | 0.11206 | 0 | 0 | 0.22412 | 347.9555 | 0.11267 | 0 | 0 | 0.22534 | 348.33 | 0.11348 | 0 | 0 | 0.22696 | 348.6108 | 0.11409 | 0 | 0 | 0.22818 | 348.7981 | 0.1145 | 0 | 0 | 0.22899 | 349.0789 | 0.11511 | 0 | 0 | 0.23021 | 349.2661 | 0.11551 | 0 | 0 | 0.23103 | 349.5469 | 0.11612 | 0 | 0 | 0.23224 | 349.8278 | 0.11673 | 0 | 0 | 0.23346 | 350.015 | 0.11714 | 0 | 0 | 0.23427 | 350.2958 | 0.11775 | 0 | 0 | 0.23549 | 350.5767 | 0.11836 | 0 | 0 | 0.23671 | 350.6703 | 0.11856 | 0 | 0 | 0.23712 | 350.9511 | 0.11917 | 0 | 0 | 0.23833 | 351.232 | 0.11978 | 0 | 0 | 0.23955 | 351.4192 | 0.12018 | 0 | 0 | 0.24037 | 351.7 | 0.12079 | 0 | 0 | 0.24158 | 351.8872 | 0.1212 | 0 | 0 | 0.2424 | 352.0745 | 0.1216 | 0 | 0 | 0.24321
2017-02-13 09:00 | 307.1305 | 0.91543 |  | 322.507 | 0.057472 | 0 | 0 | 0.11494 | 331.5697 | 0.077129 | 0 | 0 | 0.15426 | 338.9847 | 0.093212 | 0 | 0 | 0.18642 | 339.2594 | 0.093808 | 0 | 0 | 0.18762 | 339.4425 | 0.094205 | 0 | 0 | 0.18841 | 339.7171 | 0.094801 | 0 | 0 | 0.1896 | 339.9917 | 0.095396 | 0 | 0 | 0.19079 | 340.2663 | 0.095992 | 0 | 0 | 0.19198 | 340.6325 | 0.096786 | 0 | 0 | 0.19357 | 340.9072 | 0.097382 | 0 | 0 | 0.19476 | 341.0902 | 0.097779 | 0 | 0 | 0.19556 | 341.3649 | 0.098375 | 0 | 0 | 0.19675 | 341.548 | 0.098772 | 0 | 0 | 0.19754 | 341.8226 | 0.099367 | 0 | 0 | 0.19873 | 342.0972 | 0.099963 | 0 | 0 | 0.19993 | 342.2803 | 0.10036 | 0 | 0 | 0.20072 | 342.5549 | 0.10096 | 0 | 0 | 0.20191 | 342.8296 | 0.10155 | 0 | 0 | 0.2031 | 342.9211 | 0.10175 | 0 | 0 | 0.2035 | 343.1957 | 0.10235 | 0 | 0 | 0.20469 | 343.4704 | 0.10294 | 0 | 0 | 0.20588 | 343.6534 | 0.10334 | 0 | 0 | 0.20668 | 343.9281 | 0.10393 | 0 | 0 | 0.20787 | 344.1112 | 0.10433 | 0 | 0 | 0.20866 | 344.2943 | 0.10473 | 0 | 0 | 0.20946
2017-02-13 10:00 | 290.7268 | 0.86654 |  | 305.2819 | 0.020111 | 0 | 0 | 0.040222 | 313.8607 | 0.038718 | 0 | 0 | 0.077436 | 320.8797 | 0.053942 | 0 | 0 | 0.10788 | 321.1396 | 0.054506 | 0 | 0 | 0.10901 | 321.3129 | 0.054882 | 0 | 0 | 0.10976 | 321.5729 | 0.055446 | 0 | 0 | 0.11089 | 321.8329 | 0.05601 | 0 | 0 | 0.11202 | 322.0928 | 0.056574 | 0 | 0 | 0.11315 | 322.4394 | 0.057325 | 0 | 0 | 0.11465 | 322.6994 | 0.057889 | 0 | 0 | 0.11578 | 322.8727 | 0.058265 | 0 | 0 | 0.11653 | 323.1327 | 0.058829 | 0 | 0 | 0.11766 | 323.306 | 0.059205 | 0 | 0 | 0.11841 | 323.5659 | 0.059769 | 0 | 0 | 0.11954 | 323.8259 | 0.060333 | 0 | 0 | 0.12067 | 323.9992 | 0.060709 | 0 | 0 | 0.12142 | 324.2592 | 0.061272 | 0 | 0 | 0.12254 | 324.5191 | 0.061836 | 0 | 0 | 0.12367 | 324.6058 | 0.062024 | 0 | 0 | 0.12405 | 324.8657 | 0.062588 | 0 | 0 | 0.12518 | 325.1257 | 0.063152 | 0 | 0 | 0.1263 | 325.299 | 0.063528 | 0 | 0 | 0.12706 | 325.559 | 0.064092 | 0 | 0 | 0.12818 | 325.7323 | 0.064468 | 0 | 0 | 0.12894 | 325.9056 | 0.064844 | 0 | 0 | 0.12969
2017-02-13 11:00 | 282.1191 | 0.84088 |  | 296.2433 | 0.00050612 | 0 | 0 | 0.0010122 | 304.5681 | 0.018562 | 0 | 0 | 0.037125 | 311.3792 | 0.033336 | 0 | 0 | 0.066672 | 311.6315 | 0.033883 | 0 | 0 | 0.067766 | 311.7997 | 0.034248 | 0 | 0 | 0.068496 | 312.052 | 0.034795 | 0 | 0 | 0.06959 | 312.3042 | 0.035342 | 0 | 0 | 0.070684 | 312.5565 | 0.035889 | 0 | 0 | 0.071779 | 312.8928 | 0.036619 | 0 | 0 | 0.073238 | 313.1451 | 0.037166 | 0 | 0 | 0.074332 | 313.3133 | 0.037531 | 0 | 0 | 0.075062 | 313.5655 | 0.038078 | 0 | 0 | 0.076156 | 313.7337 | 0.038443 | 0 | 0 | 0.076886 | 313.986 | 0.03899 | 0 | 0 | 0.07798 | 314.2383 | 0.039537 | 0 | 0 | 0.079074 | 314.4064 | 0.039902 | 0 | 0 | 0.079804 | 314.6587 | 0.040449 | 0 | 0 | 0.080898 | 314.911 | 0.040996 | 0 | 0 | 0.081992 | 314.995 | 0.041179 | 0 | 0 | 0.082357 | 315.2473 | 0.041726 | 0 | 0 | 0.083451 | 315.4996 | 0.042273 | 0 | 0 | 0.084546 | 315.6678 | 0.042638 | 0 | 0 | 0.085275 | 315.92 | 0.043185 | 0 | 0 | 0.08637 | 316.0882 | 0.04355 | 0 | 0 | 0.087099 | 316.2564 | 0.043914 | 0 | 0 | 0.087829
2017-02-13 12:00 | 286.6634 | 0.85443 |  | 301.0151 | 0.010856 | 0 | 0 | 0.021712 | 309.4739 | 0.029203 | 0 | 0 | 0.058407 | 316.3948 | 0.044215 | 0 | 0 | 0.088429 | 316.6511 | 0.044771 | 0 | 0 | 0.089541 | 316.822 | 0.045141 | 0 | 0 | 0.090283 | 317.0783 | 0.045697 | 0 | 0 | 0.091394 | 317.3347 | 0.046253 | 0 | 0 | 0.092506 | 317.591 | 0.046809 | 0 | 0 | 0.093618 | 317.9328 | 0.04755 | 0 | 0 | 0.095101 | 318.1891 | 0.048106 | 0 | 0 | 0.096213 | 318.36 | 0.048477 | 0 | 0 | 0.096954 | 318.6163 | 0.049033 | 0 | 0 | 0.098066 | 318.7872 | 0.049404 | 0 | 0 | 0.098807 | 319.0435 | 0.04996 | 0 | 0 | 0.099919 | 319.2999 | 0.050516 | 0 | 0 | 0.10103 | 319.4707 | 0.050886 | 0 | 0 | 0.10177 | 319.7271 | 0.051442 | 0 | 0 | 0.10288 | 319.9834 | 0.051998 | 0 | 0 | 0.104 | 320.0688 | 0.052184 | 0 | 0 | 0.10437 | 320.3252 | 0.05274 | 0 | 0 | 0.10548 | 320.5815 | 0.053296 | 0 | 0 | 0.10659 | 320.7524 | 0.053666 | 0 | 0 | 0.10733 | 321.0087 | 0.054222 | 0 | 0 | 0.10844 | 321.1796 | 0.054593 | 0 | 0 | 0.10919 | 321.3505 | 0.054964 | 0 | 0 | 0.10993
2017-02-13 13:00 | 306.3761 | 0.91318 |  | 321.7147 | 0.055754 | 0 | 0 | 0.11151 | 330.7553 | 0.075362 | 0 | 0 | 0.15072 | 338.152 | 0.091406 | 0 | 0 | 0.18281 | 338.426 | 0.092 | 0 | 0 | 0.184 | 338.6086 | 0.092396 | 0 | 0 | 0.18479 | 338.8826 | 0.092991 | 0 | 0 | 0.18598 | 339.1565 | 0.093585 | 0 | 0 | 0.18717 | 339.4305 | 0.094179 | 0 | 0 | 0.18836 | 339.7958 | 0.094971 | 0 | 0 | 0.18994 | 340.0697 | 0.095566 | 0 | 0 | 0.19113 | 340.2524 | 0.095962 | 0 | 0 | 0.19192 | 340.5263 | 0.096556 | 0 | 0 | 0.19311 | 340.709 | 0.096952 | 0 | 0 | 0.1939 | 340.9829 | 0.097546 | 0 | 0 | 0.19509 | 341.2569 | 0.09814 | 0 | 0 | 0.19628 | 341.4395 | 0.098537 | 0 | 0 | 0.19707 | 341.7135 | 0.099131 | 0 | 0 | 0.19826 | 341.9874 | 0.099725 | 0 | 0 | 0.19945 | 342.0787 | 0.099923 | 0 | 0 | 0.19985 | 342.3527 | 0.10052 | 0 | 0 | 0.20103 | 342.6266 | 0.10111 | 0 | 0 | 0.20222 | 342.8093 | 0.10151 | 0 | 0 | 0.20302 | 343.0832 | 0.1021 | 0 | 0 | 0.2042 | 343.2659 | 0.1025 | 0 | 0 | 0.205 | 343.4485 | 0.10289 | 0 | 0 | 0.20579
2017-02-13 14:00 | 297.3271 | 0.88621 |  | 312.2128 | 0.035144 | 0 | 0 | 0.070288 | 320.9863 | 0.054174 | 0 | 0 | 0.10835 | 328.1646 | 0.069743 | 0 | 0 | 0.13949 | 328.4304 | 0.07032 | 0 | 0 | 0.14064 | 328.6077 | 0.070704 | 0 | 0 | 0.14141 | 328.8736 | 0.071281 | 0 | 0 | 0.14256 | 329.1394 | 0.071858 | 0 | 0 | 0.14372 | 329.4053 | 0.072434 | 0 | 0 | 0.14487 | 329.7598 | 0.073203 | 0 | 0 | 0.14641 | 330.0256 | 0.07378 | 0 | 0 | 0.14756 | 330.2029 | 0.074164 | 0 | 0 | 0.14833 | 330.4687 | 0.074741 | 0 | 0 | 0.14948 | 330.646 | 0.075125 | 0 | 0 | 0.15025 | 330.9118 | 0.075702 | 0 | 0 | 0.1514 | 331.1777 | 0.076279 | 0 | 0 | 0.15256 | 331.3549 | 0.076663 | 0 | 0 | 0.15333 | 331.6208 | 0.07724 | 0 | 0 | 0.15448 | 331.8867 | 0.077817 | 0 | 0 | 0.15563 | 331.9753 | 0.078009 | 0 | 0 | 0.15602 | 332.2412 | 0.078585 | 0 | 0 | 0.15717 | 332.507 | 0.079162 | 0 | 0 | 0.15832 | 332.6843 | 0.079546 | 0 | 0 | 0.15909 | 332.9501 | 0.080123 | 0 | 0 | 0.16025 | 333.1274 | 0.080508 | 0 | 0 | 0.16102 | 333.3046 | 0.080892 | 0 | 0 | 0.16178
2017-02-13 15:00 | 295.7427 | 0.88149 |  | 310.5489 | 0.031535 | 0 | 0 | 0.06307 | 319.2757 | 0.050463 | 0 | 0 | 0.10093 | 326.4158 | 0.06595 | 0 | 0 | 0.1319 | 326.6802 | 0.066524 | 0 | 0 | 0.13305 | 326.8565 | 0.066906 | 0 | 0 | 0.13381 | 327.1209 | 0.06748 | 0 | 0 | 0.13496 | 327.3854 | 0.068053 | 0 | 0 | 0.13611 | 327.6498 | 0.068627 | 0 | 0 | 0.13725 | 328.0024 | 0.069392 | 0 | 0 | 0.13878 | 328.2669 | 0.069965 | 0 | 0 | 0.13993 | 328.4432 | 0.070348 | 0 | 0 | 0.1407 | 328.7076 | 0.070921 | 0 | 0 | 0.14184 | 328.8839 | 0.071304 | 0 | 0 | 0.14261 | 329.1484 | 0.071877 | 0 | 0 | 0.14375 | 329.4128 | 0.072451 | 0 | 0 | 0.1449 | 329.5891 | 0.072833 | 0 | 0 | 0.14567 | 329.8536 | 0.073407 | 0 | 0 | 0.14681 | 330.118 | 0.07398 | 0 | 0 | 0.14796 | 330.2062 | 0.074171 | 0 | 0 | 0.14834 | 330.4706 | 0.074745 | 0 | 0 | 0.14949 | 330.7351 | 0.075319 | 0 | 0 | 0.15064 | 330.9114 | 0.075701 | 0 | 0 | 0.1514 | 331.1758 | 0.076275 | 0 | 0 | 0.15255 | 331.3521 | 0.076657 | 0 | 0 | 0.15331 | 331.5284 | 0.077039 | 0 | 0 | 0.15408
2017-02-13 16:00 | 305.4233 | 0.91034 |  | 320.7142 | 0.053583 | 0 | 0 | 0.10717 | 329.7266 | 0.073131 | 0 | 0 | 0.14626 | 337.1004 | 0.089125 | 0 | 0 | 0.17825 | 337.3735 | 0.089717 | 0 | 0 | 0.17943 | 337.5556 | 0.090112 | 0 | 0 | 0.18022 | 337.8287 | 0.090705 | 0 | 0 | 0.18141 | 338.1018 | 0.091297 | 0 | 0 | 0.18259 | 338.3749 | 0.091889 | 0 | 0 | 0.18378 | 338.739 | 0.092679 | 0 | 0 | 0.18536 | 339.0121 | 0.093272 | 0 | 0 | 0.18654 | 339.1942 | 0.093666 | 0 | 0 | 0.18733 | 339.4673 | 0.094259 | 0 | 0 | 0.18852 | 339.6494 | 0.094654 | 0 | 0 | 0.18931 | 339.9225 | 0.095246 | 0 | 0 | 0.19049 | 340.1956 | 0.095838 | 0 | 0 | 0.19168 | 340.3776 | 0.096233 | 0 | 0 | 0.19247 | 340.6507 | 0.096826 | 0 | 0 | 0.19365 | 340.9238 | 0.097418 | 0 | 0 | 0.19484 | 341.0149 | 0.097616 | 0 | 0 | 0.19523 | 341.288 | 0.098208 | 0 | 0 | 0.19642 | 341.5611 | 0.0988 | 0 | 0 | 0.1976 | 341.7431 | 0.099195 | 0 | 0 | 0.19839 | 342.0162 | 0.099788 | 0 | 0 | 0.19958 | 342.1983 | 0.10018 | 0 | 0 | 0.20036 | 342.3804 | 0.10058 | 0 | 0 | 0.20115
2017-02-13 17:00 | 313.9228 | 0.93568 |  | 329.6393 | 0.072942 | 0 | 0 | 0.14588 | 338.9025 | 0.093034 | 0 | 0 | 0.18607 | 346.4815 | 0.10947 | 0 | 0 | 0.21895 | 346.7622 | 0.11008 | 0 | 0 | 0.22016 | 346.9493 | 0.11049 | 0 | 0 | 0.22097 | 347.23 | 0.1111 | 0 | 0 | 0.22219 | 347.5107 | 0.11171 | 0 | 0 | 0.22341 | 347.7914 | 0.11231 | 0 | 0 | 0.22463 | 348.1657 | 0.11313 | 0 | 0 | 0.22625 | 348.4464 | 0.11373 | 0 | 0 | 0.22747 | 348.6335 | 0.11414 | 0 | 0 | 0.22828 | 348.9142 | 0.11475 | 0 | 0 | 0.2295 | 349.1014 | 0.11516 | 0 | 0 | 0.23031 | 349.3821 | 0.11576 | 0 | 0 | 0.23153 | 349.6628 | 0.11637 | 0 | 0 | 0.23275 | 349.8499 | 0.11678 | 0 | 0 | 0.23356 | 350.1306 | 0.11739 | 0 | 0 | 0.23478 | 350.4113 | 0.118 | 0 | 0 | 0.23599 | 350.5049 | 0.1182 | 0 | 0 | 0.2364 | 350.7856 | 0.11881 | 0 | 0 | 0.23762 | 351.0663 | 0.11942 | 0 | 0 | 0.23883 | 351.2534 | 0.11982 | 0 | 0 | 0.23965 | 351.5341 | 0.12043 | 0 | 0 | 0.24086 | 351.7213 | 0.12084 | 0 | 0 | 0.24168 | 351.9084 | 0.12124 | 0 | 0 | 0.24249
2017-02-13 18:00 | 319.9313 | 0.95359 |  | 335.9485 | 0.086627 | 0 | 0 | 0.17325 | 345.3891 | 0.1071 | 0 | 0 | 0.21421 | 353.1131 | 0.12386 | 0 | 0 | 0.24771 | 353.3992 | 0.12448 | 0 | 0 | 0.24895 | 353.5899 | 0.12489 | 0 | 0 | 0.24978 | 353.876 | 0.12551 | 0 | 0 | 0.25102 | 354.162 | 0.12613 | 0 | 0 | 0.25226 | 354.4481 | 0.12675 | 0 | 0 | 0.2535 | 354.8296 | 0.12758 | 0 | 0 | 0.25516 | 355.1156 | 0.1282 | 0 | 0 | 0.2564 | 355.3064 | 0.12861 | 0 | 0 | 0.25723 | 355.5924 | 0.12923 | 0 | 0 | 0.25847 | 355.7831 | 0.12965 | 0 | 0 | 0.2593 | 356.0692 | 0.13027 | 0 | 0 | 0.26054 | 356.3553 | 0.13089 | 0 | 0 | 0.26178 | 356.546 | 0.1313 | 0 | 0 | 0.26261 | 356.8321 | 0.13192 | 0 | 0 | 0.26385 | 357.1182 | 0.13254 | 0 | 0 | 0.26509 | 357.2135 | 0.13275 | 0 | 0 | 0.2655 | 357.4996 | 0.13337 | 0 | 0 | 0.26674 | 357.7857 | 0.13399 | 0 | 0 | 0.26798 | 357.9764 | 0.13441 | 0 | 0 | 0.26881 | 358.2625 | 0.13503 | 0 | 0 | 0.27005 | 358.4532 | 0.13544 | 0 | 0 | 0.27088 | 358.6439 | 0.13585 | 0 | 0 | 0.27171
2017-02-13 19:00 | 325.5963 | 0.97047 |  | 341.8972 | 0.099529 | 0 | 0 | 0.19906 | 351.5049 | 0.12037 | 0 | 0 | 0.24074 | 359.3657 | 0.13742 | 0 | 0 | 0.27484 | 359.6569 | 0.13805 | 0 | 0 | 0.2761 | 359.851 | 0.13847 | 0 | 0 | 0.27694 | 360.1421 | 0.1391 | 0 | 0 | 0.27821 | 360.4332 | 0.13973 | 0 | 0 | 0.27947 | 360.7244 | 0.14037 | 0 | 0 | 0.28073 | 361.1126 | 0.14121 | 0 | 0 | 0.28241 | 361.4037 | 0.14184 | 0 | 0 | 0.28368 | 361.5978 | 0.14226 | 0 | 0 | 0.28452 | 361.8889 | 0.14289 | 0 | 0 | 0.28578 | 362.083 | 0.14331 | 0 | 0 | 0.28662 | 362.3742 | 0.14394 | 0 | 0 | 0.28789 | 362.6653 | 0.14458 | 0 | 0 | 0.28915 | 362.8594 | 0.145 | 0 | 0 | 0.28999 | 363.1506 | 0.14563 | 0 | 0 | 0.29126 | 363.4417 | 0.14626 | 0 | 0 | 0.29252 | 363.5387 | 0.14647 | 0 | 0 | 0.29294 | 363.8299 | 0.1471 | 0 | 0 | 0.2942 | 364.121 | 0.14773 | 0 | 0 | 0.29547 | 364.3151 | 0.14815 | 0 | 0 | 0.29631 | 364.6063 | 0.14879 | 0.013438 | 0 | 0.31101 | 364.8004 | 0.14921 | 0.026084 | 0 | 0.3245 | 364.9945 | 0.14963 | 0.038729 | 0 | 0.33798
2017-02-13 20:00 | 317.4157 | 0.94609 |  | 333.307 | 0.080897 | 0 | 0 | 0.16179 | 342.6733 | 0.10121 | 0 | 0 | 0.20243 | 350.3366 | 0.11783 | 0 | 0 | 0.23567 | 350.6204 | 0.11845 | 0 | 0 | 0.2369 | 350.8097 | 0.11886 | 0 | 0 | 0.23772 | 351.0935 | 0.11948 | 0 | 0 | 0.23895 | 351.3773 | 0.12009 | 0 | 0 | 0.24018 | 351.6611 | 0.12071 | 0 | 0 | 0.24141 | 352.0396 | 0.12153 | 0 | 0 | 0.24306 | 352.3234 | 0.12214 | 0 | 0 | 0.24429 | 352.5126 | 0.12255 | 0 | 0 | 0.24511 | 352.7965 | 0.12317 | 0 | 0 | 0.24634 | 352.9857 | 0.12358 | 0 | 0 | 0.24716 | 353.2695 | 0.1242 | 0 | 0 | 0.24839 | 353.5533 | 0.12481 | 0 | 0 | 0.24962 | 353.7425 | 0.12522 | 0 | 0 | 0.25044 | 354.0264 | 0.12584 | 0 | 0 | 0.25167 | 354.3102 | 0.12645 | 0 | 0 | 0.25291 | 354.4048 | 0.12666 | 0 | 0 | 0.25332 | 354.6886 | 0.12727 | 0 | 0 | 0.25455 | 354.9725 | 0.12789 | 0 | 0 | 0.25578 | 355.1617 | 0.1283 | 0 | 0 | 0.2566 | 355.4455 | 0.12892 | 0 | 0 | 0.25783 | 355.6347 | 0.12933 | 0 | 0 | 0.25865 | 355.8239 | 0.12974 | 0 | 0 | 0.25947
2017-02-13 21:00 | 318.3717 | 0.94894 |  | 334.3109 | 0.083075 | 0 | 0 | 0.16615 | 343.7054 | 0.10345 | 0 | 0 | 0.2069 | 351.3918 | 0.12012 | 0 | 0 | 0.24025 | 351.6765 | 0.12074 | 0 | 0 | 0.24148 | 351.8663 | 0.12115 | 0 | 0 | 0.2423 | 352.1509 | 0.12177 | 0 | 0 | 0.24354 | 352.4356 | 0.12239 | 0 | 0 | 0.24477 | 352.7203 | 0.123 | 0 | 0 | 0.24601 | 353.0999 | 0.12383 | 0 | 0 | 0.24766 | 353.3846 | 0.12445 | 0 | 0 | 0.24889 | 353.5744 | 0.12486 | 0 | 0 | 0.24971 | 353.859 | 0.12547 | 0 | 0 | 0.25095 | 354.0488 | 0.12589 | 0 | 0 | 0.25177 | 354.3335 | 0.1265 | 0 | 0 | 0.25301 | 354.6182 | 0.12712 | 0 | 0 | 0.25424 | 354.808 | 0.12753 | 0 | 0 | 0.25507 | 355.0927 | 0.12815 | 0 | 0 | 0.2563 | 355.3773 | 0.12877 | 0 | 0 | 0.25754 | 355.4722 | 0.12897 | 0 | 0 | 0.25795 | 355.7569 | 0.12959 | 0 | 0 | 0.25918 | 356.0416 | 0.13021 | 0 | 0 | 0.26042 | 356.2314 | 0.13062 | 0 | 0 | 0.26124 | 356.5161 | 0.13124 | 0 | 0 | 0.26248 | 356.7059 | 0.13165 | 0 | 0 | 0.2633 | 356.8956 | 0.13206 | 0 | 0 | 0.26412
2017-02-13 22:00 | 328.9447 | 0.98045 |  | 345.4133 | 0.10716 | 0 | 0 | 0.21431 | 355.1197 | 0.12821 | 0 | 0 | 0.25642 | 363.0614 | 0.14543 | 0 | 0 | 0.29087 | 363.3555 | 0.14607 | 0 | 0 | 0.29214 | 363.5516 | 0.1465 | 0 | 0 | 0.293 | 363.8458 | 0.14714 | 0 | 0 | 0.29427 | 364.1399 | 0.14777 | 0 | 0 | 0.29555 | 364.434 | 0.14841 | 0.0022165 | 0 | 0.29904 | 364.8262 | 0.14926 | 0.027767 | 0 | 0.32629 | 365.1203 | 0.1499 | 0.04693 | 0 | 0.34673 | 365.3164 | 0.15033 | 0.059705 | 0 | 0.36036 | 365.6106 | 0.15096 | 0.078868 | 0 | 0.3808 | 365.8067 | 0.15139 | 0.091644 | 0 | 0.39442 | 366.1008 | 0.15203 | 0.11081 | 0 | 0.41486 | 366.3949 | 0.15266 | 0.12997 | 0 | 0.4353 | 366.591 | 0.15309 | 0.14274 | 0 | 0.44893 | 366.8852 | 0.15373 | 0.16191 | 0 | 0.46936 | 367.1793 | 0.15437 | 0.18107 | 0 | 0.4898 | 367.2773 | 0.15458 | 0.18746 | 0.0030837 | 0.50278 | 367.5715 | 0.15522 | 0.20662 | 0.022247 | 0.56155 | 367.8656 | 0.15585 | 0.22578 | 0.04141 | 0.62031 | 368.0617 | 0.15628 | 0.23856 | 0.054185 | 0.65949 | 368.3558 | 0.15692 | 0.25772 | 0.073348 | 0.71825 | 368.5519 | 0.15734 | 0.2705 | 0.086123 | 0.75743 | 368.748 | 0.15777 | 0.28327 | 0.098898 | 0.79661
2017-02-13 23:00 | 324.7682 | 0.968 |  | 341.0276 | 0.097643 | 0 | 0 | 0.19529 | 350.6109 | 0.11843 | 0 | 0 | 0.23686 | 358.4517 | 0.13544 | 0 | 0 | 0.27087 | 358.7421 | 0.13607 | 0 | 0 | 0.27213 | 358.9357 | 0.13649 | 0 | 0 | 0.27297 | 359.2261 | 0.13712 | 0 | 0 | 0.27423 | 359.5165 | 0.13775 | 0 | 0 | 0.27549 | 359.8069 | 0.13838 | 0 | 0 | 0.27675 | 360.1941 | 0.13922 | 0 | 0 | 0.27843 | 360.4845 | 0.13985 | 0 | 0 | 0.27969 | 360.6781 | 0.14027 | 0 | 0 | 0.28053 | 360.9685 | 0.1409 | 0 | 0 | 0.28179 | 361.1621 | 0.14131 | 0 | 0 | 0.28263 | 361.4525 | 0.14194 | 0 | 0 | 0.28389 | 361.7429 | 0.14257 | 0 | 0 | 0.28515 | 361.9365 | 0.14299 | 0 | 0 | 0.28599 | 362.2269 | 0.14362 | 0 | 0 | 0.28725 | 362.5173 | 0.14425 | 0 | 0 | 0.28851 | 362.6141 | 0.14446 | 0 | 0 | 0.28893 | 362.9045 | 0.14509 | 0 | 0 | 0.29019 | 363.1949 | 0.14572 | 0 | 0 | 0.29145 | 363.3885 | 0.14614 | 0 | 0 | 0.29229 | 363.6789 | 0.14677 | 0 | 0 | 0.29355 | 363.8725 | 0.14719 | 0 | 0 | 0.29439 | 364.0661 | 0.14761 | 0 | 0 | 0.29523
2017-02-14 | 320.5912 | 0.95555 |  | 336.6415 | 0.08813 | 0 | 0 | 0.17626 | 346.1015 | 0.10865 | 0 | 0 | 0.2173 | 353.8414 | 0.12544 | 0 | 0 | 0.25087 | 354.1281 | 0.12606 | 0 | 0 | 0.25212 | 354.3192 | 0.12647 | 0 | 0 | 0.25295 | 354.6059 | 0.12709 | 0 | 0 | 0.25419 | 354.8925 | 0.12772 | 0 | 0 | 0.25543 | 355.1792 | 0.12834 | 0 | 0 | 0.25668 | 355.5614 | 0.12917 | 0 | 0 | 0.25833 | 355.8481 | 0.12979 | 0 | 0 | 0.25958 | 356.0392 | 0.1302 | 0 | 0 | 0.26041 | 356.3259 | 0.13083 | 0 | 0 | 0.26165 | 356.517 | 0.13124 | 0 | 0 | 0.26248 | 356.8036 | 0.13186 | 0 | 0 | 0.26372 | 357.0903 | 0.13248 | 0 | 0 | 0.26497 | 357.2814 | 0.1329 | 0 | 0 | 0.2658 | 357.5681 | 0.13352 | 0 | 0 | 0.26704 | 357.8548 | 0.13414 | 0 | 0 | 0.26828 | 357.9503 | 0.13435 | 0 | 0 | 0.2687 | 358.237 | 0.13497 | 0 | 0 | 0.26994 | 358.5236 | 0.13559 | 0 | 0 | 0.27118 | 358.7148 | 0.13601 | 0 | 0 | 0.27201 | 359.0014 | 0.13663 | 0 | 0 | 0.27326 | 359.1925 | 0.13704 | 0 | 0 | 0.27409 | 359.3836 | 0.13746 | 0 | 0 | 0.27491
2017-02-14 01:00 | 319.8792 | 0.95343 |  | 335.8938 | 0.086508 | 0 | 0 | 0.17302 | 345.3328 | 0.10698 | 0 | 0 | 0.21396 | 353.0556 | 0.12373 | 0 | 0 | 0.24746 | 353.3416 | 0.12435 | 0 | 0 | 0.2487 | 353.5323 | 0.12477 | 0 | 0 | 0.24953 | 353.8183 | 0.12539 | 0 | 0 | 0.25077 | 354.1044 | 0.12601 | 0 | 0 | 0.25201 | 354.3904 | 0.12663 | 0 | 0 | 0.25325 | 354.7718 | 0.12745 | 0 | 0 | 0.25491 | 355.0578 | 0.12807 | 0 | 0 | 0.25615 | 355.2485 | 0.12849 | 0 | 0 | 0.25698 | 355.5345 | 0.12911 | 0 | 0 | 0.25822 | 355.7252 | 0.12952 | 0 | 0 | 0.25904 | 356.0112 | 0.13014 | 0 | 0 | 0.26029 | 356.2972 | 0.13076 | 0 | 0 | 0.26153 | 356.4879 | 0.13118 | 0 | 0 | 0.26235 | 356.774 | 0.1318 | 0 | 0 | 0.26359 | 357.06 | 0.13242 | 0 | 0 | 0.26483 | 357.1553 | 0.13262 | 0 | 0 | 0.26525 | 357.4414 | 0.13324 | 0 | 0 | 0.26649 | 357.7274 | 0.13387 | 0 | 0 | 0.26773 | 357.9181 | 0.13428 | 0 | 0 | 0.26856 | 358.2041 | 0.1349 | 0 | 0 | 0.2698 | 358.3948 | 0.13531 | 0 | 0 | 0.27063 | 358.5855 | 0.13573 | 0 | 0 | 0.27145
2017-02-14 02:00 | 316.9271 | 0.94463 |  | 332.794 | 0.079784 | 0 | 0 | 0.15957 | 342.1459 | 0.10007 | 0 | 0 | 0.20014 | 349.7974 | 0.11666 | 0 | 0 | 0.23333 | 350.0808 | 0.11728 | 0 | 0 | 0.23456 | 350.2697 | 0.11769 | 0 | 0 | 0.23538 | 350.5531 | 0.1183 | 0 | 0 | 0.23661 | 350.8365 | 0.11892 | 0 | 0 | 0.23784 | 351.1199 | 0.11953 | 0 | 0 | 0.23907 | 351.4977 | 0.12035 | 0 | 0 | 0.24071 | 351.7811 | 0.12097 | 0 | 0 | 0.24194 | 351.97 | 0.12138 | 0 | 0 | 0.24275 | 352.2534 | 0.12199 | 0 | 0 | 0.24398 | 352.4424 | 0.1224 | 0 | 0 | 0.2448 | 352.7257 | 0.12302 | 0 | 0 | 0.24603 | 353.0091 | 0.12363 | 0 | 0 | 0.24726 | 353.1981 | 0.12404 | 0 | 0 | 0.24808 | 353.4815 | 0.12466 | 0 | 0 | 0.24931 | 353.7648 | 0.12527 | 0 | 0 | 0.25054 | 353.8593 | 0.12548 | 0 | 0 | 0.25095 | 354.1427 | 0.12609 | 0 | 0 | 0.25218 | 354.4261 | 0.1267 | 0 | 0 | 0.25341 | 354.615 | 0.12711 | 0 | 0 | 0.25423 | 354.8984 | 0.12773 | 0 | 0 | 0.25546 | 355.0873 | 0.12814 | 0 | 0 | 0.25628 | 355.2763 | 0.12855 | 0 | 0 | 0.2571
2017-02-14 03:00 | 322.0564 | 0.95992 |  | 338.1801 | 0.091467 | 0 | 0 | 0.18293 | 347.6833 | 0.11208 | 0 | 0 | 0.22416 | 355.4586 | 0.12894 | 0 | 0 | 0.25789 | 355.7466 | 0.12957 | 0 | 0 | 0.25914 | 355.9386 | 0.12999 | 0 | 0 | 0.25997 | 356.2266 | 0.13061 | 0 | 0 | 0.26122 | 356.5146 | 0.13123 | 0 | 0 | 0.26247 | 356.8025 | 0.13186 | 0 | 0 | 0.26372 | 357.1865 | 0.13269 | 0 | 0 | 0.26538 | 357.4745 | 0.13332 | 0 | 0 | 0.26663 | 357.6665 | 0.13373 | 0 | 0 | 0.26747 | 357.9544 | 0.13436 | 0 | 0 | 0.26871 | 358.1464 | 0.13477 | 0 | 0 | 0.26955 | 358.4344 | 0.1354 | 0 | 0 | 0.2708 | 358.7224 | 0.13602 | 0 | 0 | 0.27205 | 358.9144 | 0.13644 | 0 | 0 | 0.27288 | 359.2023 | 0.13706 | 0 | 0 | 0.27413 | 359.4903 | 0.13769 | 0 | 0 | 0.27538 | 359.5863 | 0.1379 | 0 | 0 | 0.27579 | 359.8743 | 0.13852 | 0 | 0 | 0.27704 | 360.1623 | 0.13915 | 0 | 0 | 0.27829 | 360.3542 | 0.13956 | 0 | 0 | 0.27913 | 360.6422 | 0.14019 | 0 | 0 | 0.28037 | 360.8342 | 0.1406 | 0 | 0 | 0.28121 | 361.0262 | 0.14102 | 0 | 0 | 0.28204
2017-02-14 04:00 | 323.8399 | 0.96524 |  | 340.0528 | 0.095529 | 0 | 0 | 0.19106 | 349.6087 | 0.11626 | 0 | 0 | 0.23251 | 357.4271 | 0.13321 | 0 | 0 | 0.26643 | 357.7166 | 0.13384 | 0 | 0 | 0.26768 | 357.9097 | 0.13426 | 0 | 0 | 0.26852 | 358.1993 | 0.13489 | 0 | 0 | 0.26978 | 358.4888 | 0.13552 | 0 | 0 | 0.27103 | 358.7784 | 0.13614 | 0 | 0 | 0.27229 | 359.1645 | 0.13698 | 0 | 0 | 0.27396 | 359.4541 | 0.13761 | 0 | 0 | 0.27522 | 359.6471 | 0.13803 | 0 | 0 | 0.27606 | 359.9367 | 0.13866 | 0 | 0 | 0.27731 | 360.1297 | 0.13908 | 0 | 0 | 0.27815 | 360.4193 | 0.1397 | 0 | 0 | 0.27941 | 360.7089 | 0.14033 | 0 | 0 | 0.28066 | 360.9019 | 0.14075 | 0 | 0 | 0.2815 | 361.1915 | 0.14138 | 0 | 0 | 0.28276 | 361.4811 | 0.14201 | 0 | 0 | 0.28401 | 361.5776 | 0.14222 | 0 | 0 | 0.28443 | 361.8672 | 0.14284 | 0 | 0 | 0.28569 | 362.1567 | 0.14347 | 0 | 0 | 0.28694 | 362.3498 | 0.14389 | 0 | 0 | 0.28778 | 362.6393 | 0.14452 | 0 | 0 | 0.28904 | 362.8324 | 0.14494 | 0 | 0 | 0.28988 | 363.0254 | 0.14536 | 0 | 0 | 0.29071
2017-02-14 05:00 | 327.4044 | 0.97586 |  | 343.7959 | 0.10365 | 0 | 0 | 0.2073 | 353.4569 | 0.1246 | 0 | 0 | 0.2492 | 361.3614 | 0.14175 | 0 | 0 | 0.28349 | 361.6541 | 0.14238 | 0 | 0 | 0.28476 | 361.8493 | 0.14281 | 0 | 0 | 0.28561 | 362.1421 | 0.14344 | 0 | 0 | 0.28688 | 362.4348 | 0.14408 | 0 | 0 | 0.28815 | 362.7276 | 0.14471 | 0 | 0 | 0.28942 | 363.1179 | 0.14556 | 0 | 0 | 0.29111 | 363.4107 | 0.14619 | 0 | 0 | 0.29238 | 363.6058 | 0.14662 | 0 | 0 | 0.29323 | 363.8986 | 0.14725 | 0 | 0 | 0.2945 | 364.0938 | 0.14767 | 0 | 0 | 0.29535 | 364.3865 | 0.14831 | 0 | 0 | 0.29662 | 364.6793 | 0.14894 | 0.018196 | 0 | 0.31608 | 364.8745 | 0.14937 | 0.030911 | 0 | 0.32965 | 365.1672 | 0.15 | 0.049984 | 0 | 0.34999 | 365.46 | 0.15064 | 0.069058 | 0 | 0.37033 | 365.5576 | 0.15085 | 0.075415 | 0 | 0.37711 | 365.8503 | 0.15148 | 0.094489 | 0 | 0.39746 | 366.1431 | 0.15212 | 0.11356 | 0 | 0.4178 | 366.3383 | 0.15254 | 0.12628 | 0 | 0.43136 | 366.631 | 0.15318 | 0.14535 | 0 | 0.4517 | 366.8262 | 0.1536 | 0.15807 | 0 | 0.46527 | 367.0214 | 0.15402 | 0.17078 | 0 | 0.47883
2017-02-14 06:00 | 325.3558 | 0.96975 |  | 341.6447 | 0.098982 | 0 | 0 | 0.19796 | 351.2452 | 0.11981 | 0 | 0 | 0.23961 | 359.1003 | 0.13684 | 0 | 0 | 0.27369 | 359.3912 | 0.13747 | 0 | 0 | 0.27495 | 359.5851 | 0.13789 | 0 | 0 | 0.27579 | 359.8761 | 0.13853 | 0 | 0 | 0.27705 | 360.167 | 0.13916 | 0 | 0 | 0.27831 | 360.4579 | 0.13979 | 0 | 0 | 0.27958 | 360.8458 | 0.14063 | 0 | 0 | 0.28126 | 361.1367 | 0.14126 | 0 | 0 | 0.28252 | 361.3307 | 0.14168 | 0 | 0 | 0.28336 | 361.6216 | 0.14231 | 0 | 0 | 0.28462 | 361.8156 | 0.14273 | 0 | 0 | 0.28546 | 362.1065 | 0.14336 | 0 | 0 | 0.28673 | 362.3974 | 0.14399 | 0 | 0 | 0.28799 | 362.5914 | 0.14441 | 0 | 0 | 0.28883 | 362.8823 | 0.14505 | 0 | 0 | 0.29009 | 363.1732 | 0.14568 | 0 | 0 | 0.29135 | 363.2702 | 0.14589 | 0 | 0 | 0.29177 | 363.5611 | 0.14652 | 0 | 0 | 0.29304 | 363.852 | 0.14715 | 0 | 0 | 0.2943 | 364.046 | 0.14757 | 0 | 0 | 0.29514 | 364.3369 | 0.1482 | 0 | 0 | 0.2964 | 364.5309 | 0.14862 | 0.0085267 | 0 | 0.30577 | 364.7248 | 0.14904 | 0.021163 | 0 | 0.31925
2017-02-14 07:00 | 328.7689 | 0.97993 |  | 345.2286 | 0.10676 | 0 | 0 | 0.21351 | 354.9299 | 0.1278 | 0 | 0 | 0.25559 | 362.8673 | 0.14501 | 0 | 0 | 0.29003 | 363.1613 | 0.14565 | 0 | 0 | 0.2913 | 363.3573 | 0.14608 | 0 | 0 | 0.29215 | 363.6513 | 0.14671 | 0 | 0 | 0.29343 | 363.9453 | 0.14735 | 0 | 0 | 0.2947 | 364.2392 | 0.14799 | 0 | 0 | 0.29598 | 364.6312 | 0.14884 | 0.015064 | 0 | 0.31274 | 364.9252 | 0.14948 | 0.034216 | 0 | 0.33317 | 365.1212 | 0.1499 | 0.046985 | 0 | 0.34679 | 365.4152 | 0.15054 | 0.066137 | 0 | 0.36722 | 365.6111 | 0.15096 | 0.078906 | 0 | 0.38084 | 365.9051 | 0.1516 | 0.098059 | 0 | 0.40126 | 366.1991 | 0.15224 | 0.11721 | 0 | 0.42169 | 366.3951 | 0.15267 | 0.12998 | 0 | 0.43531 | 366.6891 | 0.1533 | 0.14913 | 0 | 0.45574 | 366.983 | 0.15394 | 0.16829 | 0 | 0.47617 | 367.081 | 0.15415 | 0.17467 | 0 | 0.48298 | 367.375 | 0.15479 | 0.19382 | 0.0094475 | 0.5223 | 367.669 | 0.15543 | 0.21297 | 0.0286 | 0.58103 | 367.865 | 0.15585 | 0.22574 | 0.041369 | 0.62019 | 368.159 | 0.15649 | 0.2449 | 0.060521 | 0.67892 | 368.3549 | 0.15692 | 0.25766 | 0.07329 | 0.71808 | 368.5509 | 0.15734 | 0.27043 | 0.086058 | 0.75723
2017-02-14 08:00 | 326.1606 | 0.97215 |  | 342.4898 | 0.10081 | 0 | 0 | 0.20163 | 352.1141 | 0.12169 | 0 | 0 | 0.24338 | 359.9885 | 0.13877 | 0 | 0 | 0.27754 | 360.2802 | 0.1394 | 0 | 0 | 0.2788 | 360.4746 | 0.13982 | 0 | 0 | 0.27965 | 360.7663 | 0.14046 | 0 | 0 | 0.28091 | 361.0579 | 0.14109 | 0 | 0 | 0.28218 | 361.3496 | 0.14172 | 0 | 0 | 0.28344 | 361.7384 | 0.14256 | 0 | 0 | 0.28513 | 362.0301 | 0.1432 | 0 | 0 | 0.2864 | 362.2245 | 0.14362 | 0 | 0 | 0.28724 | 362.5161 | 0.14425 | 0 | 0 | 0.2885 | 362.7106 | 0.14467 | 0 | 0 | 0.28935 | 363.0022 | 0.14531 | 0 | 0 | 0.29061 | 363.2939 | 0.14594 | 0 | 0 | 0.29188 | 363.4883 | 0.14636 | 0 | 0 | 0.29272 | 363.7799 | 0.14699 | 0 | 0 | 0.29399 | 364.0716 | 0.14763 | 0 | 0 | 0.29525 | 364.1688 | 0.14784 | 0 | 0 | 0.29567 | 364.4604 | 0.14847 | 0.0039381 | 0 | 0.30088 | 364.7521 | 0.1491 | 0.022939 | 0 | 0.32114 | 364.9465 | 0.14952 | 0.035606 | 0 | 0.33465 | 365.2382 | 0.15016 | 0.054607 | 0 | 0.35492 | 365.4326 | 0.15058 | 0.067274 | 0 | 0.36843 | 365.627 | 0.151 | 0.079941 | 0 | 0.38194
2017-02-14 09:00 | 335.5031 | 1 |  | 352.3 | 0.12209 | 0 | 0 | 0.24419 | 362.2 | 0.14357 | 0 | 0 | 0.28713 | 370.3 | 0.16114 | 0.38439 | 0.20001 | 1.1067 | 370.6 | 0.16179 | 0.40393 | 0.21956 | 1.1666 | 370.8 | 0.16222 | 0.41696 | 0.23259 | 1.2066 | 371.1 | 0.16287 | 0.43651 | 0.25213 | 1.2665 | 371.4 | 0.16352 | 0.45605 | 0.27168 | 1.3264 | 371.7 | 0.16417 | 0.4756 | 0.29122 | 1.3864 | 372.1 | 0.16504 | 0.50166 | 0.31728 | 1.4663 | 372.4 | 0.16569 | 0.5212 | 0.33683 | 1.5262 | 372.6 | 0.16612 | 0.53423 | 0.34986 | 1.5662 | 372.9 | 0.16677 | 0.55378 | 0.3694 | 1.6261 | 373.1 | 0.16721 | 0.56681 | 0.38243 | 1.6661 | 373.4 | 0.16786 | 0.58635 | 0.40198 | 1.726 | 373.7 | 0.16851 | 0.6059 | 0.42152 | 1.786 | 373.9 | 0.16894 | 0.61892 | 0.43455 | 1.8259 | 374.2 | 0.16959 | 0.63847 | 0.4541 | 1.8858 | 374.5 | 0.17024 | 0.65802 | 0.47364 | 1.9458 | 374.6 | 0.17046 | 0.66453 | 0.48016 | 1.9658 | 374.9 | 0.17111 | 0.68407 | 0.4997 | 2.0257 | 375.2 | 0.17176 | 0.70362 | 0.51925 | 2.0856 | 375.4 | 0.1722 | 0.71665 | 0.53228 | 2.1256 | 375.7 | 0.17285 | 0.7362 | 0.55182 | 2.1855 | 375.9 | 0.17328 | 0.74923 | 0.56485 | 2.2255 | 376.1 | 0.17372 | 0.76226 | 0.57788 | 2.2654
2017-02-14 10:00 | 317.8076 | 0.94726 |  | 333.7186 | 0.08179 | 0 | 0 | 0.16358 | 343.0964 | 0.10213 | 0 | 0 | 0.20426 | 350.7692 | 0.11877 | 0 | 0 | 0.23755 | 351.0534 | 0.11939 | 0 | 0 | 0.23878 | 351.2428 | 0.1198 | 0 | 0 | 0.2396 | 351.527 | 0.12042 | 0 | 0 | 0.24083 | 351.8112 | 0.12103 | 0 | 0 | 0.24207 | 352.0953 | 0.12165 | 0 | 0 | 0.2433 | 352.4742 | 0.12247 | 0 | 0 | 0.24494 | 352.7584 | 0.12309 | 0 | 0 | 0.24617 | 352.9479 | 0.1235 | 0 | 0 | 0.247 | 353.232 | 0.12411 | 0 | 0 | 0.24823 | 353.4215 | 0.12453 | 0 | 0 | 0.24905 | 353.7057 | 0.12514 | 0 | 0 | 0.25028 | 353.9898 | 0.12576 | 0 | 0 | 0.25152 | 354.1793 | 0.12617 | 0 | 0 | 0.25234 | 354.4635 | 0.12679 | 0 | 0 | 0.25357 | 354.7477 | 0.1274 | 0 | 0 | 0.2548 | 354.8424 | 0.12761 | 0 | 0 | 0.25521 | 355.1266 | 0.12822 | 0 | 0 | 0.25645 | 355.4107 | 0.12884 | 0 | 0 | 0.25768 | 355.6002 | 0.12925 | 0 | 0 | 0.2585 | 355.8844 | 0.12987 | 0 | 0 | 0.25973 | 356.0738 | 0.13028 | 0 | 0 | 0.26056 | 356.2633 | 0.13069 | 0 | 0 | 0.26138
2017-02-14 11:00 | 315.2407 | 0.93961 |  | 331.0231 | 0.075943 | 0 | 0 | 0.15189 | 340.3252 | 0.09612 | 0 | 0 | 0.19224 | 347.936 | 0.11263 | 0 | 0 | 0.22526 | 348.2179 | 0.11324 | 0 | 0 | 0.22648 | 348.4058 | 0.11365 | 0 | 0 | 0.22729 | 348.6877 | 0.11426 | 0 | 0 | 0.22852 | 348.9696 | 0.11487 | 0 | 0 | 0.22974 | 349.2515 | 0.11548 | 0 | 0 | 0.23096 | 349.6273 | 0.1163 | 0 | 0 | 0.23259 | 349.9092 | 0.11691 | 0 | 0 | 0.23381 | 350.0971 | 0.11731 | 0 | 0 | 0.23463 | 350.379 | 0.11793 | 0 | 0 | 0.23585 | 350.5669 | 0.11833 | 0 | 0 | 0.23667 | 350.8488 | 0.11895 | 0 | 0 | 0.23789 | 351.1307 | 0.11956 | 0 | 0 | 0.23911 | 351.3186 | 0.11996 | 0 | 0 | 0.23993 | 351.6005 | 0.12058 | 0 | 0 | 0.24115 | 351.8824 | 0.12119 | 0 | 0 | 0.24237 | 351.9763 | 0.12139 | 0 | 0 | 0.24278 | 352.2582 | 0.122 | 0 | 0 | 0.244 | 352.5401 | 0.12261 | 0 | 0 | 0.24523 | 352.728 | 0.12302 | 0 | 0 | 0.24604 | 353.0099 | 0.12363 | 0 | 0 | 0.24727 | 353.1978 | 0.12404 | 0 | 0 | 0.24808 | 353.3857 | 0.12445 | 0 | 0 | 0.2489
2017-02-14 12:00 | 304.1023 | 0.90641 |  | 319.3271 | 0.050575 | 0 | 0 | 0.10115 | 328.3005 | 0.070038 | 0 | 0 | 0.14008 | 335.6424 | 0.085963 | 0 | 0 | 0.17193 | 335.9143 | 0.086552 | 0 | 0 | 0.1731 | 336.0956 | 0.086946 | 0 | 0 | 0.17389 | 336.3675 | 0.087535 | 0 | 0 | 0.17507 | 336.6395 | 0.088125 | 0 | 0 | 0.17625 | 336.9114 | 0.088715 | 0 | 0 | 0.17743 | 337.2739 | 0.089501 | 0 | 0 | 0.179 | 337.5459 | 0.090091 | 0 | 0 | 0.18018 | 337.7271 | 0.090484 | 0 | 0 | 0.18097 | 337.9991 | 0.091074 | 0 | 0 | 0.18215 | 338.1803 | 0.091467 | 0 | 0 | 0.18293 | 338.4523 | 0.092057 | 0 | 0 | 0.18411 | 338.7242 | 0.092647 | 0 | 0 | 0.18529 | 338.9055 | 0.09304 | 0 | 0 | 0.18608 | 339.1774 | 0.09363 | 0 | 0 | 0.18726 | 339.4493 | 0.09422 | 0 | 0 | 0.18844 | 339.54 | 0.094416 | 0 | 0 | 0.18883 | 339.8119 | 0.095006 | 0 | 0 | 0.19001 | 340.0838 | 0.095596 | 0 | 0 | 0.19119 | 340.2651 | 0.095989 | 0 | 0 | 0.19198 | 340.537 | 0.096579 | 0 | 0 | 0.19316 | 340.7183 | 0.096972 | 0 | 0 | 0.19394 | 340.8996 | 0.097365 | 0 | 0 | 0.19473
2017-02-14 13:00 | 310.9504 | 0.92682 |  | 326.5181 | 0.066172 | 0 | 0 | 0.13234 | 335.6936 | 0.086074 | 0 | 0 | 0.17215 | 343.2008 | 0.10236 | 0 | 0 | 0.20471 | 343.4789 | 0.10296 | 0 | 0 | 0.20592 | 343.6642 | 0.10336 | 0 | 0 | 0.20672 | 343.9423 | 0.10397 | 0 | 0 | 0.20793 | 344.2203 | 0.10457 | 0 | 0 | 0.20914 | 344.4984 | 0.10517 | 0 | 0 | 0.21034 | 344.8691 | 0.10598 | 0 | 0 | 0.21195 | 345.1471 | 0.10658 | 0 | 0 | 0.21316 | 345.3325 | 0.10698 | 0 | 0 | 0.21396 | 345.6105 | 0.10758 | 0 | 0 | 0.21517 | 345.7959 | 0.10799 | 0 | 0 | 0.21597 | 346.0739 | 0.10859 | 0 | 0 | 0.21718 | 346.352 | 0.10919 | 0 | 0 | 0.21838 | 346.5374 | 0.10959 | 0 | 0 | 0.21919 | 346.8154 | 0.1102 | 0 | 0 | 0.22039 | 347.0934 | 0.1108 | 0 | 0 | 0.2216 | 347.1861 | 0.111 | 0 | 0 | 0.222 | 347.4642 | 0.1116 | 0 | 0 | 0.22321 | 347.7422 | 0.11221 | 0 | 0 | 0.22441 | 347.9276 | 0.11261 | 0 | 0 | 0.22522 | 348.2056 | 0.11321 | 0 | 0 | 0.22642 | 348.391 | 0.11361 | 0 | 0 | 0.22723 | 348.5764 | 0.11402 | 0 | 0 | 0.22803
2017-02-14 14:00 | 311.7982 | 0.92935 |  | 327.4083 | 0.068103 | 0 | 0 | 0.13621 | 336.6088 | 0.088059 | 0 | 0 | 0.17612 | 344.1365 | 0.10439 | 0 | 0 | 0.20877 | 344.4153 | 0.10499 | 0 | 0 | 0.20998 | 344.6012 | 0.10539 | 0 | 0 | 0.21079 | 344.88 | 0.106 | 0 | 0 | 0.212 | 345.1588 | 0.1066 | 0 | 0 | 0.21321 | 345.4376 | 0.10721 | 0 | 0 | 0.21442 | 345.8093 | 0.10801 | 0 | 0 | 0.21603 | 346.0881 | 0.10862 | 0 | 0 | 0.21724 | 346.274 | 0.10902 | 0 | 0 | 0.21805 | 346.5528 | 0.10963 | 0 | 0 | 0.21925 | 346.7387 | 0.11003 | 0 | 0 | 0.22006 | 347.0175 | 0.11064 | 0 | 0 | 0.22127 | 347.2963 | 0.11124 | 0 | 0 | 0.22248 | 347.4822 | 0.11164 | 0 | 0 | 0.22329 | 347.761 | 0.11225 | 0 | 0 | 0.2245 | 348.0398 | 0.11285 | 0 | 0 | 0.22571 | 348.1327 | 0.11305 | 0 | 0 | 0.22611 | 348.4115 | 0.11366 | 0 | 0 | 0.22732 | 348.6903 | 0.11426 | 0 | 0 | 0.22853 | 348.8762 | 0.11467 | 0 | 0 | 0.22933 | 349.155 | 0.11527 | 0 | 0 | 0.23054 | 349.3409 | 0.11567 | 0 | 0 | 0.23135 | 349.5267 | 0.11608 | 0 | 0 | 0.23216
2017-02-14 15:00 | 307.6772 | 0.91706 |  | 323.081 | 0.058717 | 0 | 0 | 0.11743 | 332.1599 | 0.078409 | 0 | 0 | 0.15682 | 339.5881 | 0.094521 | 0 | 0 | 0.18904 | 339.8632 | 0.095118 | 0 | 0 | 0.19024 | 340.0467 | 0.095516 | 0 | 0 | 0.19103 | 340.3218 | 0.096112 | 0 | 0 | 0.19222 | 340.5969 | 0.096709 | 0 | 0 | 0.19342 | 340.872 | 0.097306 | 0 | 0 | 0.19461 | 341.2388 | 0.098101 | 0 | 0 | 0.1962 | 341.514 | 0.098698 | 0 | 0 | 0.1974 | 341.6974 | 0.099096 | 0 | 0 | 0.19819 | 341.9725 | 0.099693 | 0 | 0 | 0.19939 | 342.1559 | 0.10009 | 0 | 0 | 0.20018 | 342.431 | 0.10069 | 0 | 0 | 0.20137 | 342.7061 | 0.10128 | 0 | 0 | 0.20257 | 342.8896 | 0.10168 | 0 | 0 | 0.20336 | 343.1647 | 0.10228 | 0 | 0 | 0.20456 | 343.4398 | 0.10288 | 0 | 0 | 0.20575 | 343.5315 | 0.10307 | 0 | 0 | 0.20615 | 343.8066 | 0.10367 | 0 | 0 | 0.20734 | 344.0817 | 0.10427 | 0 | 0 | 0.20854 | 344.2651 | 0.10467 | 0 | 0 | 0.20933 | 344.5403 | 0.10526 | 0 | 0 | 0.21052 | 344.7237 | 0.10566 | 0 | 0 | 0.21132 | 344.9071 | 0.10606 | 0 | 0 | 0.21212
2017-02-14 16:00 | 296.7513 | 0.8845 |  | 311.6081 | 0.033832 | 0 | 0 | 0.067665 | 320.3646 | 0.052825 | 0 | 0 | 0.10565 | 327.5291 | 0.068365 | 0 | 0 | 0.13673 | 327.7944 | 0.06894 | 0 | 0 | 0.13788 | 327.9713 | 0.069324 | 0 | 0 | 0.13865 | 328.2367 | 0.0699 | 0 | 0 | 0.1398 | 328.502 | 0.070475 | 0 | 0 | 0.14095 | 328.7673 | 0.071051 | 0 | 0 | 0.1421 | 329.1211 | 0.071818 | 0 | 0 | 0.14364 | 329.3865 | 0.072394 | 0 | 0 | 0.14479 | 329.5634 | 0.072777 | 0 | 0 | 0.14555 | 329.8287 | 0.073353 | 0 | 0 | 0.14671 | 330.0056 | 0.073737 | 0 | 0 | 0.14747 | 330.271 | 0.074312 | 0 | 0 | 0.14862 | 330.5363 | 0.074888 | 0 | 0 | 0.14978 | 330.7132 | 0.075271 | 0 | 0 | 0.15054 | 330.9786 | 0.075847 | 0 | 0 | 0.15169 | 331.2439 | 0.076422 | 0 | 0 | 0.15284 | 331.3324 | 0.076614 | 0 | 0 | 0.15323 | 331.5977 | 0.07719 | 0 | 0 | 0.15438 | 331.8631 | 0.077765 | 0 | 0 | 0.15553 | 332.04 | 0.078149 | 0 | 0 | 0.1563 | 332.3053 | 0.078725 | 0 | 0 | 0.15745 | 332.4822 | 0.079108 | 0 | 0 | 0.15822 | 332.6591 | 0.079492 | 0 | 0 | 0.15898
2017-02-14 17:00 | 310.7559 | 0.92624 |  | 326.3138 | 0.065729 | 0 | 0 | 0.13146 | 335.4836 | 0.085618 | 0 | 0 | 0.17124 | 342.9861 | 0.10189 | 0 | 0 | 0.20378 | 343.264 | 0.10249 | 0 | 0 | 0.20499 | 343.4492 | 0.1029 | 0 | 0 | 0.20579 | 343.7271 | 0.1035 | 0 | 0 | 0.207 | 344.0049 | 0.1041 | 0 | 0 | 0.2082 | 344.2828 | 0.1047 | 0 | 0 | 0.20941 | 344.6533 | 0.10551 | 0 | 0 | 0.21101 | 344.9312 | 0.10611 | 0 | 0 | 0.21222 | 345.1164 | 0.10651 | 0 | 0 | 0.21302 | 345.3943 | 0.10711 | 0 | 0 | 0.21423 | 345.5795 | 0.10752 | 0 | 0 | 0.21503 | 345.8574 | 0.10812 | 0 | 0 | 0.21624 | 346.1353 | 0.10872 | 0 | 0 | 0.21744 | 346.3205 | 0.10912 | 0 | 0 | 0.21825 | 346.5984 | 0.10973 | 0 | 0 | 0.21945 | 346.8763 | 0.11033 | 0 | 0 | 0.22066 | 346.9689 | 0.11053 | 0 | 0 | 0.22106 | 347.2468 | 0.11113 | 0 | 0 | 0.22227 | 347.5246 | 0.11174 | 0 | 0 | 0.22347 | 347.7099 | 0.11214 | 0 | 0 | 0.22427 | 347.9878 | 0.11274 | 0 | 0 | 0.22548 | 348.173 | 0.11314 | 0 | 0 | 0.22628 | 348.3583 | 0.11354 | 0 | 0 | 0.22709
2017-02-14 18:00 | 317.5133 | 0.94638 |  | 333.4096 | 0.08112 | 0 | 0 | 0.16224 | 342.7787 | 0.10144 | 0 | 0 | 0.20288 | 350.4444 | 0.11807 | 0 | 0 | 0.23614 | 350.7283 | 0.11868 | 0 | 0 | 0.23737 | 350.9176 | 0.11909 | 0 | 0 | 0.23819 | 351.2015 | 0.11971 | 0 | 0 | 0.23942 | 351.4854 | 0.12033 | 0 | 0 | 0.24065 | 351.7693 | 0.12094 | 0 | 0 | 0.24188 | 352.1479 | 0.12176 | 0 | 0 | 0.24353 | 352.4318 | 0.12238 | 0 | 0 | 0.24476 | 352.6211 | 0.12279 | 0 | 0 | 0.24558 | 352.905 | 0.12341 | 0 | 0 | 0.24681 | 353.0943 | 0.12382 | 0 | 0 | 0.24763 | 353.3782 | 0.12443 | 0 | 0 | 0.24886 | 353.6621 | 0.12505 | 0 | 0 | 0.25009 | 353.8514 | 0.12546 | 0 | 0 | 0.25092 | 354.1353 | 0.12607 | 0 | 0 | 0.25215 | 354.4192 | 0.12669 | 0 | 0 | 0.25338 | 354.5138 | 0.12689 | 0 | 0 | 0.25379 | 354.7977 | 0.12751 | 0 | 0 | 0.25502 | 355.0817 | 0.12813 | 0 | 0 | 0.25625 | 355.2709 | 0.12854 | 0 | 0 | 0.25707 | 355.5548 | 0.12915 | 0 | 0 | 0.25831 | 355.7441 | 0.12956 | 0 | 0 | 0.25913 | 355.9334 | 0.12997 | 0 | 0 | 0.25995
2017-02-14 19:00 | 320.0802 | 0.95403 |  | 336.1049 | 0.086966 | 0 | 0 | 0.17393 | 345.5498 | 0.10745 | 0 | 0 | 0.2149 | 353.2774 | 0.12421 | 0 | 0 | 0.24843 | 353.5637 | 0.12483 | 0 | 0 | 0.24967 | 353.7545 | 0.12525 | 0 | 0 | 0.2505 | 354.0407 | 0.12587 | 0 | 0 | 0.25174 | 354.3269 | 0.12649 | 0 | 0 | 0.25298 | 354.6131 | 0.12711 | 0 | 0 | 0.25422 | 354.9947 | 0.12794 | 0 | 0 | 0.25588 | 355.2809 | 0.12856 | 0 | 0 | 0.25712 | 355.4717 | 0.12897 | 0 | 0 | 0.25794 | 355.7579 | 0.12959 | 0 | 0 | 0.25919 | 355.9487 | 0.13001 | 0 | 0 | 0.26001 | 356.2349 | 0.13063 | 0 | 0 | 0.26126 | 356.5211 | 0.13125 | 0 | 0 | 0.2625 | 356.712 | 0.13166 | 0 | 0 | 0.26333 | 356.9982 | 0.13228 | 0 | 0 | 0.26457 | 357.2844 | 0.1329 | 0 | 0 | 0.26581 | 357.3798 | 0.13311 | 0 | 0 | 0.26622 | 357.666 | 0.13373 | 0 | 0 | 0.26746 | 357.9522 | 0.13435 | 0 | 0 | 0.26871 | 358.143 | 0.13477 | 0 | 0 | 0.26953 | 358.4292 | 0.13539 | 0 | 0 | 0.27077 | 358.62 | 0.1358 | 0 | 0 | 0.2716 | 358.8108 | 0.13621 | 0 | 0 | 0.27243
2017-02-14 20:00 | 313.8985 | 0.93561 |  | 329.6137 | 0.072886 | 0 | 0 | 0.14577 | 338.8762 | 0.092977 | 0 | 0 | 0.18595 | 346.4546 | 0.10941 | 0 | 0 | 0.21883 | 346.7353 | 0.11002 | 0 | 0 | 0.22005 | 346.9224 | 0.11043 | 0 | 0 | 0.22086 | 347.2031 | 0.11104 | 0 | 0 | 0.22208 | 347.4838 | 0.11165 | 0 | 0 | 0.22329 | 347.7644 | 0.11226 | 0 | 0 | 0.22451 | 348.1387 | 0.11307 | 0 | 0 | 0.22613 | 348.4194 | 0.11368 | 0 | 0 | 0.22735 | 348.6065 | 0.11408 | 0 | 0 | 0.22816 | 348.8872 | 0.11469 | 0 | 0 | 0.22938 | 349.0743 | 0.1151 | 0 | 0 | 0.23019 | 349.355 | 0.11571 | 0 | 0 | 0.23141 | 349.6356 | 0.11631 | 0 | 0 | 0.23263 | 349.8228 | 0.11672 | 0 | 0 | 0.23344 | 350.1034 | 0.11733 | 0 | 0 | 0.23466 | 350.3841 | 0.11794 | 0 | 0 | 0.23587 | 350.4777 | 0.11814 | 0 | 0 | 0.23628 | 350.7584 | 0.11875 | 0 | 0 | 0.2375 | 351.0391 | 0.11936 | 0 | 0 | 0.23872 | 351.2262 | 0.11976 | 0 | 0 | 0.23953 | 351.5069 | 0.12037 | 0 | 0 | 0.24075 | 351.694 | 0.12078 | 0 | 0 | 0.24156 | 351.8811 | 0.12118 | 0 | 0 | 0.24237
2017-02-14 21:00 | 312.0909 | 0.93022 |  | 327.7156 | 0.06877 | 0 | 0 | 0.13754 | 336.9248 | 0.088744 | 0 | 0 | 0.17749 | 344.4596 | 0.10509 | 0 | 0 | 0.21017 | 344.7386 | 0.10569 | 0 | 0 | 0.21138 | 344.9247 | 0.1061 | 0 | 0 | 0.21219 | 345.2037 | 0.1067 | 0 | 0 | 0.2134 | 345.4828 | 0.10731 | 0 | 0 | 0.21461 | 345.7619 | 0.10791 | 0 | 0 | 0.21582 | 346.134 | 0.10872 | 0 | 0 | 0.21744 | 346.413 | 0.10932 | 0 | 0 | 0.21865 | 346.5991 | 0.10973 | 0 | 0 | 0.21946 | 346.8781 | 0.11033 | 0 | 0 | 0.22067 | 347.0642 | 0.11074 | 0 | 0 | 0.22147 | 347.3432 | 0.11134 | 0 | 0 | 0.22268 | 347.6223 | 0.11195 | 0 | 0 | 0.22389 | 347.8083 | 0.11235 | 0 | 0 | 0.2247 | 348.0874 | 0.11296 | 0 | 0 | 0.22591 | 348.3665 | 0.11356 | 0 | 0 | 0.22712 | 348.4595 | 0.11376 | 0 | 0 | 0.22753 | 348.7386 | 0.11437 | 0 | 0 | 0.22874 | 349.0176 | 0.11497 | 0 | 0 | 0.22995 | 349.2037 | 0.11538 | 0 | 0 | 0.23075 | 349.4827 | 0.11598 | 0 | 0 | 0.23196 | 349.6688 | 0.11639 | 0 | 0 | 0.23277 | 349.8548 | 0.11679 | 0 | 0 | 0.23358
2017-02-14 22:00 | 314.399 | 0.9371 |  | 330.1393 | 0.074026 | 0 | 0 | 0.14805 | 339.4165 | 0.094149 | 0 | 0 | 0.1883 | 347.007 | 0.11061 | 0 | 0 | 0.22123 | 347.2882 | 0.11122 | 0 | 0 | 0.22244 | 347.4756 | 0.11163 | 0 | 0 | 0.22326 | 347.7567 | 0.11224 | 0 | 0 | 0.22448 | 348.0378 | 0.11285 | 0 | 0 | 0.2257 | 348.319 | 0.11346 | 0 | 0 | 0.22692 | 348.6938 | 0.11427 | 0 | 0 | 0.22854 | 348.9749 | 0.11488 | 0 | 0 | 0.22976 | 349.1624 | 0.11529 | 0 | 0 | 0.23057 | 349.4435 | 0.1159 | 0 | 0 | 0.23179 | 349.6309 | 0.1163 | 0 | 0 | 0.23261 | 349.912 | 0.11691 | 0 | 0 | 0.23383 | 350.1932 | 0.11752 | 0 | 0 | 0.23505 | 350.3806 | 0.11793 | 0 | 0 | 0.23586 | 350.6617 | 0.11854 | 0 | 0 | 0.23708 | 350.9428 | 0.11915 | 0 | 0 | 0.2383 | 351.0365 | 0.11935 | 0 | 0 | 0.23871 | 351.3177 | 0.11996 | 0 | 0 | 0.23992 | 351.5988 | 0.12057 | 0 | 0 | 0.24114 | 351.7862 | 0.12098 | 0 | 0 | 0.24196 | 352.0674 | 0.12159 | 0 | 0 | 0.24318 | 352.2548 | 0.12199 | 0 | 0 | 0.24399 | 352.4422 | 0.1224 | 0 | 0 | 0.2448
2017-02-14 23:00 | 315.9745 | 0.94179 |  | 331.7937 | 0.077615 | 0 | 0 | 0.15523 | 341.1175 | 0.097838 | 0 | 0 | 0.19568 | 348.746 | 0.11438 | 0 | 0 | 0.22877 | 349.0285 | 0.115 | 0 | 0 | 0.22999 | 349.2169 | 0.11541 | 0 | 0 | 0.23081 | 349.4994 | 0.11602 | 0 | 0 | 0.23204 | 349.782 | 0.11663 | 0 | 0 | 0.23326 | 350.0645 | 0.11724 | 0 | 0 | 0.23449 | 350.4412 | 0.11806 | 0 | 0 | 0.23612 | 350.7238 | 0.11867 | 0 | 0 | 0.23735 | 350.9121 | 0.11908 | 0 | 0 | 0.23817 | 351.1947 | 0.1197 | 0 | 0 | 0.23939 | 351.383 | 0.1201 | 0 | 0 | 0.24021 | 351.6656 | 0.12072 | 0 | 0 | 0.24143 | 351.9481 | 0.12133 | 0 | 0 | 0.24266 | 352.1365 | 0.12174 | 0 | 0 | 0.24348 | 352.419 | 0.12235 | 0 | 0 | 0.2447 | 352.7015 | 0.12296 | 0 | 0 | 0.24593 | 352.7957 | 0.12317 | 0 | 0 | 0.24634 | 353.0783 | 0.12378 | 0 | 0 | 0.24756 | 353.3608 | 0.12439 | 0 | 0 | 0.24879 | 353.5491 | 0.1248 | 0 | 0 | 0.2496 | 353.8317 | 0.12542 | 0 | 0 | 0.25083 | 354.02 | 0.12582 | 0 | 0 | 0.25165 | 354.2084 | 0.12623 | 0 | 0 | 0.25246
2017-02-15 | 317.7821 | 0.94718 |  | 333.6918 | 0.081732 | 0 | 0 | 0.16346 | 343.0689 | 0.10207 | 0 | 0 | 0.20414 | 350.741 | 0.11871 | 0 | 0 | 0.23742 | 351.0252 | 0.11933 | 0 | 0 | 0.23866 | 351.2146 | 0.11974 | 0 | 0 | 0.23948 | 351.4988 | 0.12036 | 0 | 0 | 0.24071 | 351.7829 | 0.12097 | 0 | 0 | 0.24194 | 352.0671 | 0.12159 | 0 | 0 | 0.24318 | 352.446 | 0.12241 | 0 | 0 | 0.24482 | 352.7301 | 0.12303 | 0 | 0 | 0.24605 | 352.9196 | 0.12344 | 0 | 0 | 0.24687 | 353.2037 | 0.12405 | 0 | 0 | 0.24811 | 353.3932 | 0.12446 | 0 | 0 | 0.24893 | 353.6773 | 0.12508 | 0 | 0 | 0.25016 | 353.9615 | 0.1257 | 0 | 0 | 0.25139 | 354.1509 | 0.12611 | 0 | 0 | 0.25222 | 354.4351 | 0.12672 | 0 | 0 | 0.25345 | 354.7192 | 0.12734 | 0 | 0 | 0.25468 | 354.8139 | 0.12755 | 0 | 0 | 0.25509 | 355.0981 | 0.12816 | 0 | 0 | 0.25632 | 355.3822 | 0.12878 | 0 | 0 | 0.25756 | 355.5717 | 0.12919 | 0 | 0 | 0.25838 | 355.8558 | 0.12981 | 0 | 0 | 0.25961 | 356.0453 | 0.13022 | 0 | 0 | 0.26043 | 356.2347 | 0.13063 | 0 | 0 | 0.26125
2017-02-15 01:00 | 313.8131 | 0.93535 |  | 329.524 | 0.072692 | 0 | 0 | 0.14538 | 338.784 | 0.092777 | 0 | 0 | 0.18555 | 346.3603 | 0.10921 | 0 | 0 | 0.21842 | 346.641 | 0.10982 | 0 | 0 | 0.21964 | 346.828 | 0.11022 | 0 | 0 | 0.22045 | 347.1086 | 0.11083 | 0 | 0 | 0.22167 | 347.3892 | 0.11144 | 0 | 0 | 0.22288 | 347.6698 | 0.11205 | 0 | 0 | 0.2241 | 348.044 | 0.11286 | 0 | 0 | 0.22572 | 348.3246 | 0.11347 | 0 | 0 | 0.22694 | 348.5117 | 0.11388 | 0 | 0 | 0.22775 | 348.7923 | 0.11448 | 0 | 0 | 0.22897 | 348.9793 | 0.11489 | 0 | 0 | 0.22978 | 349.2599 | 0.1155 | 0 | 0 | 0.231 | 349.5405 | 0.11611 | 0 | 0 | 0.23222 | 349.7276 | 0.11651 | 0 | 0 | 0.23303 | 350.0082 | 0.11712 | 0 | 0 | 0.23424 | 350.2888 | 0.11773 | 0 | 0 | 0.23546 | 350.3824 | 0.11793 | 0 | 0 | 0.23587 | 350.663 | 0.11854 | 0 | 0 | 0.23708 | 350.9436 | 0.11915 | 0 | 0 | 0.2383 | 351.1306 | 0.11956 | 0 | 0 | 0.23911 | 351.4112 | 0.12017 | 0 | 0 | 0.24033 | 351.5983 | 0.12057 | 0 | 0 | 0.24114 | 351.7854 | 0.12098 | 0 | 0 | 0.24195
2017-02-15 02:00 | 309.3795 | 0.92214 |  | 324.8685 | 0.062594 | 0 | 0 | 0.12519 | 333.9976 | 0.082395 | 0 | 0 | 0.16479 | 341.4669 | 0.098596 | 0 | 0 | 0.19719 | 341.7436 | 0.099196 | 0 | 0 | 0.19839 | 341.928 | 0.099596 | 0 | 0 | 0.19919 | 342.2047 | 0.1002 | 0 | 0 | 0.20039 | 342.4813 | 0.1008 | 0 | 0 | 0.20159 | 342.7579 | 0.1014 | 0 | 0 | 0.20279 | 343.1268 | 0.1022 | 0 | 0 | 0.20439 | 343.4034 | 0.1028 | 0 | 0 | 0.20559 | 343.5879 | 0.1032 | 0 | 0 | 0.20639 | 343.8645 | 0.1038 | 0 | 0 | 0.20759 | 344.0489 | 0.1042 | 0 | 0 | 0.20839 | 344.3256 | 0.1048 | 0 | 0 | 0.20959 | 344.6022 | 0.1054 | 0 | 0 | 0.21079 | 344.7866 | 0.1058 | 0 | 0 | 0.21159 | 345.0633 | 0.1064 | 0 | 0 | 0.21279 | 345.3399 | 0.107 | 0 | 0 | 0.21399 | 345.4321 | 0.1072 | 0 | 0 | 0.21439 | 345.7088 | 0.1078 | 0 | 0 | 0.21559 | 345.9854 | 0.1084 | 0 | 0 | 0.21679 | 346.1698 | 0.1088 | 0 | 0 | 0.21759 | 346.4465 | 0.1094 | 0 | 0 | 0.21879 | 346.6309 | 0.1098 | 0 | 0 | 0.21959 | 346.8153 | 0.1102 | 0 | 0 | 0.22039
2017-02-15 03:00 | 315.2418 | 0.93961 |  | 331.0243 | 0.075946 | 0 | 0 | 0.15189 | 340.3265 | 0.096122 | 0 | 0 | 0.19224 | 347.9373 | 0.11263 | 0 | 0 | 0.22526 | 348.2192 | 0.11324 | 0 | 0 | 0.22648 | 348.4071 | 0.11365 | 0 | 0 | 0.2273 | 348.689 | 0.11426 | 0 | 0 | 0.22852 | 348.9709 | 0.11487 | 0 | 0 | 0.22974 | 349.2528 | 0.11548 | 0 | 0 | 0.23097 | 349.6286 | 0.1163 | 0 | 0 | 0.2326 | 349.9105 | 0.11691 | 0 | 0 | 0.23382 | 350.0984 | 0.11732 | 0 | 0 | 0.23464 | 350.3803 | 0.11793 | 0 | 0 | 0.23586 | 350.5682 | 0.11834 | 0 | 0 | 0.23667 | 350.8501 | 0.11895 | 0 | 0 | 0.2379 | 351.132 | 0.11956 | 0 | 0 | 0.23912 | 351.3199 | 0.11997 | 0 | 0 | 0.23993 | 351.6018 | 0.12058 | 0 | 0 | 0.24116 | 351.8837 | 0.12119 | 0 | 0 | 0.24238 | 351.9776 | 0.12139 | 0 | 0 | 0.24279 | 352.2595 | 0.12201 | 0 | 0 | 0.24401 | 352.5414 | 0.12262 | 0 | 0 | 0.24523 | 352.7293 | 0.12302 | 0 | 0 | 0.24605 | 353.0112 | 0.12364 | 0 | 0 | 0.24727 | 353.1991 | 0.12404 | 0 | 0 | 0.24809 | 353.387 | 0.12445 | 0 | 0 | 0.2489
2017-02-15 04:00 | 320.3705 | 0.9549 |  | 336.4098 | 0.087627 | 0 | 0 | 0.17525 | 345.8632 | 0.10813 | 0 | 0 | 0.21626 | 353.5979 | 0.12491 | 0 | 0 | 0.24982 | 353.8844 | 0.12553 | 0 | 0 | 0.25106 | 354.0753 | 0.12594 | 0 | 0 | 0.25189 | 354.3618 | 0.12657 | 0 | 0 | 0.25313 | 354.6483 | 0.12719 | 0 | 0 | 0.25437 | 354.9347 | 0.12781 | 0 | 0 | 0.25562 | 355.3167 | 0.12864 | 0 | 0 | 0.25727 | 355.6032 | 0.12926 | 0 | 0 | 0.25852 | 355.7941 | 0.12967 | 0 | 0 | 0.25934 | 356.0806 | 0.13029 | 0 | 0 | 0.26059 | 356.2716 | 0.13071 | 0 | 0 | 0.26141 | 356.5581 | 0.13133 | 0 | 0 | 0.26266 | 356.8445 | 0.13195 | 0 | 0 | 0.2639 | 357.0355 | 0.13236 | 0 | 0 | 0.26473 | 357.322 | 0.13299 | 0 | 0 | 0.26597 | 357.6084 | 0.13361 | 0 | 0 | 0.26721 | 357.7039 | 0.13381 | 0 | 0 | 0.26763 | 357.9904 | 0.13444 | 0 | 0 | 0.26887 | 358.2769 | 0.13506 | 0 | 0 | 0.27011 | 358.4679 | 0.13547 | 0 | 0 | 0.27094 | 358.7543 | 0.13609 | 0 | 0 | 0.27218 | 358.9453 | 0.13651 | 0 | 0 | 0.27301 | 359.1363 | 0.13692 | 0 | 0 | 0.27384
2017-02-15 05:00 | 318.0264 | 0.94791 |  | 333.9483 | 0.082288 | 0 | 0 | 0.16458 | 343.3326 | 0.10264 | 0 | 0 | 0.20529 | 351.0106 | 0.1193 | 0 | 0 | 0.23859 | 351.295 | 0.11991 | 0 | 0 | 0.23983 | 351.4846 | 0.12032 | 0 | 0 | 0.24065 | 351.7689 | 0.12094 | 0 | 0 | 0.24188 | 352.0533 | 0.12156 | 0 | 0 | 0.24312 | 352.3377 | 0.12217 | 0 | 0 | 0.24435 | 352.7168 | 0.123 | 0 | 0 | 0.24599 | 353.0012 | 0.12361 | 0 | 0 | 0.24723 | 353.1908 | 0.12403 | 0 | 0 | 0.24805 | 353.4752 | 0.12464 | 0 | 0 | 0.24928 | 353.6648 | 0.12505 | 0 | 0 | 0.25011 | 353.9491 | 0.12567 | 0 | 0 | 0.25134 | 354.2335 | 0.12629 | 0 | 0 | 0.25257 | 354.4231 | 0.1267 | 0 | 0 | 0.2534 | 354.7075 | 0.12731 | 0 | 0 | 0.25463 | 354.9918 | 0.12793 | 0 | 0 | 0.25586 | 355.0866 | 0.12814 | 0 | 0 | 0.25627 | 355.371 | 0.12875 | 0 | 0 | 0.25751 | 355.6554 | 0.12937 | 0 | 0 | 0.25874 | 355.8449 | 0.12978 | 0 | 0 | 0.25956 | 356.1293 | 0.1304 | 0 | 0 | 0.2608 | 356.3189 | 0.13081 | 0 | 0 | 0.26162 | 356.5085 | 0.13122 | 0 | 0 | 0.26244
2017-02-15 06:00 | 308.4513 | 0.91937 |  | 323.8939 | 0.06048 | 0 | 0 | 0.12096 | 332.9956 | 0.080222 | 0 | 0 | 0.16044 | 340.4425 | 0.096374 | 0 | 0 | 0.19275 | 340.7183 | 0.096972 | 0 | 0 | 0.19394 | 340.9022 | 0.097371 | 0 | 0 | 0.19474 | 341.178 | 0.097969 | 0 | 0 | 0.19594 | 341.4538 | 0.098568 | 0 | 0 | 0.19714 | 341.7296 | 0.099166 | 0 | 0 | 0.19833 | 342.0974 | 0.099964 | 0 | 0 | 0.19993 | 342.3732 | 0.10056 | 0 | 0 | 0.20112 | 342.5571 | 0.10096 | 0 | 0 | 0.20192 | 342.8329 | 0.10156 | 0 | 0 | 0.20312 | 343.0167 | 0.10196 | 0 | 0 | 0.20392 | 343.2926 | 0.10256 | 0 | 0 | 0.20511 | 343.5684 | 0.10315 | 0 | 0 | 0.20631 | 343.7522 | 0.10355 | 0 | 0 | 0.20711 | 344.028 | 0.10415 | 0 | 0 | 0.2083 | 344.3039 | 0.10475 | 0 | 0 | 0.2095 | 344.3958 | 0.10495 | 0 | 0 | 0.2099 | 344.6716 | 0.10555 | 0 | 0 | 0.21109 | 344.9474 | 0.10615 | 0 | 0 | 0.21229 | 345.1313 | 0.10654 | 0 | 0 | 0.21309 | 345.4071 | 0.10714 | 0 | 0 | 0.21428 | 345.591 | 0.10754 | 0 | 0 | 0.21508 | 345.7748 | 0.10794 | 0 | 0 | 0.21588
2017-02-15 07:00 | 305.4355 | 0.91038 |  | 320.727 | 0.053611 | 0 | 0 | 0.10722 | 329.7398 | 0.07316 | 0 | 0 | 0.14632 | 337.1139 | 0.089154 | 0 | 0 | 0.17831 | 337.387 | 0.089747 | 0 | 0 | 0.17949 | 337.5691 | 0.090142 | 0 | 0 | 0.18028 | 337.8422 | 0.090734 | 0 | 0 | 0.18147 | 338.1153 | 0.091326 | 0 | 0 | 0.18265 | 338.3884 | 0.091919 | 0 | 0 | 0.18384 | 338.7525 | 0.092709 | 0 | 0 | 0.18542 | 339.0257 | 0.093301 | 0 | 0 | 0.1866 | 339.2077 | 0.093696 | 0 | 0 | 0.18739 | 339.4808 | 0.094288 | 0 | 0 | 0.18858 | 339.6629 | 0.094683 | 0 | 0 | 0.18937 | 339.936 | 0.095276 | 0 | 0 | 0.19055 | 340.2092 | 0.095868 | 0 | 0 | 0.19174 | 340.3912 | 0.096263 | 0 | 0 | 0.19253 | 340.6643 | 0.096855 | 0 | 0 | 0.19371 | 340.9375 | 0.097448 | 0 | 0 | 0.1949 | 341.0285 | 0.097645 | 0 | 0 | 0.19529 | 341.3016 | 0.098238 | 0 | 0 | 0.19648 | 341.5747 | 0.09883 | 0 | 0 | 0.19766 | 341.7568 | 0.099225 | 0 | 0 | 0.19845 | 342.0299 | 0.099817 | 0 | 0 | 0.19963 | 342.212 | 0.10021 | 0 | 0 | 0.20042 | 342.3941 | 0.10061 | 0 | 0 | 0.20121
2017-02-15 08:00 | 298.9088 | 0.89093 |  | 313.8736 | 0.038746 | 0 | 0 | 0.077492 | 322.6938 | 0.057877 | 0 | 0 | 0.11575 | 329.9103 | 0.07353 | 0 | 0 | 0.14706 | 330.1776 | 0.074109 | 0 | 0 | 0.14822 | 330.3558 | 0.074496 | 0 | 0 | 0.14899 | 330.623 | 0.075076 | 0 | 0 | 0.15015 | 330.8903 | 0.075655 | 0 | 0 | 0.15131 | 331.1576 | 0.076235 | 0 | 0 | 0.15247 | 331.514 | 0.077008 | 0 | 0 | 0.15402 | 331.7812 | 0.077588 | 0 | 0 | 0.15518 | 331.9594 | 0.077974 | 0 | 0 | 0.15595 | 332.2267 | 0.078554 | 0 | 0 | 0.15711 | 332.4049 | 0.078941 | 0 | 0 | 0.15788 | 332.6722 | 0.07952 | 0 | 0 | 0.15904 | 332.9394 | 0.0801 | 0 | 0 | 0.1602 | 333.1176 | 0.080486 | 0 | 0 | 0.16097 | 333.3849 | 0.081066 | 0 | 0 | 0.16213 | 333.6522 | 0.081646 | 0 | 0 | 0.16329 | 333.7413 | 0.081839 | 0 | 0 | 0.16368 | 334.0086 | 0.082419 | 0 | 0 | 0.16484 | 334.2758 | 0.082999 | 0 | 0 | 0.166 | 334.454 | 0.083385 | 0 | 0 | 0.16677 | 334.7213 | 0.083965 | 0 | 0 | 0.16793 | 334.8995 | 0.084351 | 0 | 0 | 0.1687 | 335.0777 | 0.084738 | 0 | 0 | 0.16948
2017-02-15 09:00 | 296.8897 | 0.88491 |  | 311.7534 | 0.034147 | 0 | 0 | 0.068295 | 320.514 | 0.053149 | 0 | 0 | 0.1063 | 327.6818 | 0.068696 | 0 | 0 | 0.13739 | 327.9472 | 0.069272 | 0 | 0 | 0.13854 | 328.1242 | 0.069656 | 0 | 0 | 0.13931 | 328.3897 | 0.070232 | 0 | 0 | 0.14046 | 328.6552 | 0.070807 | 0 | 0 | 0.14161 | 328.9206 | 0.071383 | 0 | 0 | 0.14277 | 329.2746 | 0.072151 | 0 | 0 | 0.1443 | 329.5401 | 0.072727 | 0 | 0 | 0.14545 | 329.7171 | 0.073111 | 0 | 0 | 0.14622 | 329.9825 | 0.073686 | 0 | 0 | 0.14737 | 330.1595 | 0.07407 | 0 | 0 | 0.14814 | 330.425 | 0.074646 | 0 | 0 | 0.14929 | 330.6905 | 0.075222 | 0 | 0 | 0.15044 | 330.8674 | 0.075606 | 0 | 0 | 0.15121 | 331.1329 | 0.076182 | 0 | 0 | 0.15236 | 331.3984 | 0.076757 | 0 | 0 | 0.15351 | 331.4869 | 0.076949 | 0 | 0 | 0.1539 | 331.7524 | 0.077525 | 0 | 0 | 0.15505 | 332.0178 | 0.078101 | 0 | 0 | 0.1562 | 332.1948 | 0.078485 | 0 | 0 | 0.15697 | 332.4603 | 0.079061 | 0 | 0 | 0.15812 | 332.6373 | 0.079445 | 0 | 0 | 0.15889 | 332.8142 | 0.079828 | 0 | 0 | 0.15966
2017-02-15 10:00 | 281.4823 | 0.83899 |  | 295.5746 | 0 | 0 | 0 | 0 | 303.8806 | 0.017071 | 0 | 0 | 0.034143 | 310.6764 | 0.031811 | 0 | 0 | 0.063623 | 310.9281 | 0.032357 | 0 | 0 | 0.064715 | 311.0959 | 0.032721 | 0 | 0 | 0.065443 | 311.3476 | 0.033267 | 0 | 0 | 0.066534 | 311.5993 | 0.033813 | 0 | 0 | 0.067626 | 311.851 | 0.034359 | 0 | 0 | 0.068718 | 312.1866 | 0.035087 | 0 | 0 | 0.070174 | 312.4383 | 0.035633 | 0 | 0 | 0.071266 | 312.6061 | 0.035997 | 0 | 0 | 0.071994 | 312.8577 | 0.036543 | 0 | 0 | 0.073086 | 313.0255 | 0.036907 | 0 | 0 | 0.073813 | 313.2772 | 0.037453 | 0 | 0 | 0.074905 | 313.5289 | 0.037999 | 0 | 0 | 0.075997 | 313.6967 | 0.038363 | 0 | 0 | 0.076725 | 313.9484 | 0.038908 | 0 | 0 | 0.077817 | 314.2001 | 0.039454 | 0 | 0 | 0.078909 | 314.284 | 0.039636 | 0 | 0 | 0.079273 | 314.5357 | 0.040182 | 0 | 0 | 0.080365 | 314.7874 | 0.040728 | 0 | 0 | 0.081456 | 314.9552 | 0.041092 | 0 | 0 | 0.082184 | 315.2069 | 0.041638 | 0 | 0 | 0.083276 | 315.3747 | 0.042002 | 0 | 0 | 0.084004 | 315.5425 | 0.042366 | 0 | 0 | 0.084732
2017-02-15 11:00 | 283.4895 | 0.84497 |  | 297.6824 | 0.0036273 | 0 | 0 | 0.0072547 | 306.0475 | 0.021771 | 0 | 0 | 0.043543 | 312.8918 | 0.036617 | 0 | 0 | 0.073233 | 313.1453 | 0.037166 | 0 | 0 | 0.074333 | 313.3143 | 0.037533 | 0 | 0 | 0.075066 | 313.5678 | 0.038083 | 0 | 0 | 0.076166 | 313.8212 | 0.038633 | 0 | 0 | 0.077265 | 314.0747 | 0.039182 | 0 | 0 | 0.078365 | 314.4127 | 0.039916 | 0 | 0 | 0.079831 | 314.6662 | 0.040465 | 0 | 0 | 0.080931 | 314.8352 | 0.040832 | 0 | 0 | 0.081664 | 315.0887 | 0.041382 | 0 | 0 | 0.082763 | 315.2577 | 0.041748 | 0 | 0 | 0.083496 | 315.5112 | 0.042298 | 0 | 0 | 0.084596 | 315.7647 | 0.042848 | 0 | 0 | 0.085696 | 315.9337 | 0.043214 | 0 | 0 | 0.086429 | 316.1872 | 0.043764 | 0 | 0 | 0.087529 | 316.4406 | 0.044314 | 0 | 0 | 0.088628 | 316.5251 | 0.044497 | 0 | 0 | 0.088995 | 316.7786 | 0.045047 | 0 | 0 | 0.090094 | 317.0321 | 0.045597 | 0 | 0 | 0.091194 | 317.2011 | 0.045964 | 0 | 0 | 0.091927 | 317.4546 | 0.046513 | 0 | 0 | 0.093027 | 317.6236 | 0.04688 | 0 | 0 | 0.09376 | 317.7926 | 0.047246 | 0 | 0 | 0.094493
2017-02-15 12:00 | 290.0787 | 0.86461 |  | 304.6014 | 0.018635 | 0 | 0 | 0.03727 | 313.161 | 0.037201 | 0 | 0 | 0.074401 | 320.1644 | 0.052391 | 0 | 0 | 0.10478 | 320.4238 | 0.052953 | 0 | 0 | 0.10591 | 320.5967 | 0.053328 | 0 | 0 | 0.10666 | 320.8561 | 0.053891 | 0 | 0 | 0.10778 | 321.1154 | 0.054454 | 0 | 0 | 0.10891 | 321.3748 | 0.055016 | 0 | 0 | 0.11003 | 321.7207 | 0.055766 | 0 | 0 | 0.11153 | 321.98 | 0.056329 | 0 | 0 | 0.11266 | 322.153 | 0.056704 | 0 | 0 | 0.11341 | 322.4123 | 0.057267 | 0 | 0 | 0.11453 | 322.5853 | 0.057642 | 0 | 0 | 0.11528 | 322.8447 | 0.058204 | 0 | 0 | 0.11641 | 323.104 | 0.058767 | 0 | 0 | 0.11753 | 323.277 | 0.059142 | 0 | 0 | 0.11828 | 323.5363 | 0.059705 | 0 | 0 | 0.11941 | 323.7957 | 0.060267 | 0 | 0 | 0.12053 | 323.8822 | 0.060455 | 0 | 0 | 0.12091 | 324.1416 | 0.061017 | 0 | 0 | 0.12203 | 324.4009 | 0.06158 | 0 | 0 | 0.12316 | 324.5739 | 0.061955 | 0 | 0 | 0.12391 | 324.8333 | 0.062518 | 0 | 0 | 0.12504 | 325.0062 | 0.062893 | 0 | 0 | 0.12579 | 325.1791 | 0.063268 | 0 | 0 | 0.12654
2017-02-15 13:00 | 284.3541 | 0.84755 |  | 298.5902 | 0.0055965 | 0 | 0 | 0.011193 | 306.9809 | 0.023796 | 0 | 0 | 0.047592 | 313.846 | 0.038686 | 0 | 0 | 0.077373 | 314.1003 | 0.039238 | 0 | 0 | 0.078476 | 314.2698 | 0.039605 | 0 | 0 | 0.079211 | 314.5241 | 0.040157 | 0 | 0 | 0.080314 | 314.7783 | 0.040708 | 0 | 0 | 0.081417 | 315.0326 | 0.04126 | 0 | 0 | 0.08252 | 315.3716 | 0.041995 | 0 | 0 | 0.083991 | 315.6259 | 0.042547 | 0 | 0 | 0.085094 | 315.7954 | 0.042914 | 0 | 0 | 0.085829 | 316.0496 | 0.043466 | 0 | 0 | 0.086932 | 316.2191 | 0.043834 | 0 | 0 | 0.087667 | 316.4734 | 0.044385 | 0 | 0 | 0.08877 | 316.7277 | 0.044937 | 0 | 0 | 0.089873 | 316.8972 | 0.045304 | 0 | 0 | 0.090609 | 317.1514 | 0.045856 | 0 | 0 | 0.091712 | 317.4057 | 0.046407 | 0 | 0 | 0.092815 | 317.4905 | 0.046591 | 0 | 0 | 0.093182 | 317.7447 | 0.047143 | 0 | 0 | 0.094285 | 317.999 | 0.047694 | 0 | 0 | 0.095388 | 318.1685 | 0.048062 | 0 | 0 | 0.096124 | 318.4228 | 0.048613 | 0 | 0 | 0.097227 | 318.5923 | 0.048981 | 0 | 0 | 0.097962 | 318.7618 | 0.049349 | 0 | 0 | 0.098697
2017-02-15 14:00 | 282.9923 | 0.84349 |  | 297.1603 | 0.002495 | 0 | 0 | 0.0049899 | 305.5108 | 0.020607 | 0 | 0 | 0.041214 | 312.343 | 0.035426 | 0 | 0 | 0.070853 | 312.5961 | 0.035975 | 0 | 0 | 0.07195 | 312.7648 | 0.036341 | 0 | 0 | 0.072682 | 313.0178 | 0.03689 | 0 | 0 | 0.07378 | 313.2709 | 0.037439 | 0 | 0 | 0.074878 | 313.5239 | 0.037988 | 0 | 0 | 0.075975 | 313.8613 | 0.038719 | 0 | 0 | 0.077439 | 314.1144 | 0.039268 | 0 | 0 | 0.078537 | 314.2831 | 0.039634 | 0 | 0 | 0.079269 | 314.5361 | 0.040183 | 0 | 0 | 0.080366 | 314.7048 | 0.040549 | 0 | 0 | 0.081098 | 314.9578 | 0.041098 | 0 | 0 | 0.082196 | 315.2109 | 0.041647 | 0 | 0 | 0.083293 | 315.3796 | 0.042013 | 0 | 0 | 0.084025 | 315.6326 | 0.042561 | 0 | 0 | 0.085123 | 315.8857 | 0.04311 | 0 | 0 | 0.086221 | 315.97 | 0.043293 | 0 | 0 | 0.086587 | 316.2231 | 0.043842 | 0 | 0 | 0.087684 | 316.4761 | 0.044391 | 0 | 0 | 0.088782 | 316.6448 | 0.044757 | 0 | 0 | 0.089514 | 316.8979 | 0.045306 | 0 | 0 | 0.090612 | 317.0666 | 0.045672 | 0 | 0 | 0.091343 | 317.2353 | 0.046038 | 0 | 0 | 0.092075
2017-02-15 15:00 | 289.6922 | 0.86346 |  | 304.1956 | 0.017754 | 0 | 0 | 0.035509 | 312.7438 | 0.036296 | 0 | 0 | 0.072591 | 319.7378 | 0.051466 | 0 | 0 | 0.10293 | 319.9968 | 0.052027 | 0 | 0 | 0.10405 | 320.1695 | 0.052402 | 0 | 0 | 0.1048 | 320.4285 | 0.052964 | 0 | 0 | 0.10593 | 320.6876 | 0.053526 | 0 | 0 | 0.10705 | 320.9466 | 0.054088 | 0 | 0 | 0.10818 | 321.292 | 0.054837 | 0 | 0 | 0.10967 | 321.551 | 0.055399 | 0 | 0 | 0.1108 | 321.7237 | 0.055773 | 0 | 0 | 0.11155 | 321.9828 | 0.056335 | 0 | 0 | 0.11267 | 322.1555 | 0.056709 | 0 | 0 | 0.11342 | 322.4145 | 0.057271 | 0 | 0 | 0.11454 | 322.6735 | 0.057833 | 0 | 0 | 0.11567 | 322.8462 | 0.058208 | 0 | 0 | 0.11642 | 323.1053 | 0.05877 | 0 | 0 | 0.11754 | 323.3643 | 0.059331 | 0 | 0 | 0.11866 | 323.4506 | 0.059519 | 0 | 0 | 0.11904 | 323.7097 | 0.060081 | 0 | 0 | 0.12016 | 323.9687 | 0.060642 | 0 | 0 | 0.12128 | 324.1414 | 0.061017 | 0 | 0 | 0.12203 | 324.4004 | 0.061579 | 0 | 0 | 0.12316 | 324.5731 | 0.061953 | 0 | 0 | 0.12391 | 324.7458 | 0.062328 | 0 | 0 | 0.12466
2017-02-15 16:00 | 285.6009 | 0.85126 |  | 299.8994 | 0.0084362 | 0 | 0 | 0.016872 | 308.3269 | 0.026715 | 0 | 0 | 0.053431 | 315.2221 | 0.041671 | 0 | 0 | 0.083342 | 315.4775 | 0.042225 | 0 | 0 | 0.08445 | 315.6478 | 0.042594 | 0 | 0 | 0.085189 | 315.9031 | 0.043148 | 0 | 0 | 0.086296 | 316.1585 | 0.043702 | 0 | 0 | 0.087404 | 316.4139 | 0.044256 | 0 | 0 | 0.088512 | 316.7544 | 0.044995 | 0 | 0 | 0.089989 | 317.0098 | 0.045549 | 0 | 0 | 0.091097 | 317.18 | 0.045918 | 0 | 0 | 0.091836 | 317.4354 | 0.046472 | 0 | 0 | 0.092943 | 317.6057 | 0.046841 | 0 | 0 | 0.093682 | 317.861 | 0.047395 | 0 | 0 | 0.09479 | 318.1164 | 0.047949 | 0 | 0 | 0.095898 | 318.2867 | 0.048318 | 0 | 0 | 0.096636 | 318.5421 | 0.048872 | 0 | 0 | 0.097744 | 318.7974 | 0.049426 | 0 | 0 | 0.098852 | 318.8826 | 0.049611 | 0 | 0 | 0.099221 | 319.1379 | 0.050165 | 0 | 0 | 0.10033 | 319.3933 | 0.050718 | 0 | 0 | 0.10144 | 319.5636 | 0.051088 | 0 | 0 | 0.10218 | 319.8189 | 0.051642 | 0 | 0 | 0.10328 | 319.9892 | 0.052011 | 0 | 0 | 0.10402 | 320.1595 | 0.05238 | 0 | 0 | 0.10476
2017-02-15 17:00 | 284.944 | 0.8493 |  | 299.2096 | 0.00694 | 0 | 0 | 0.01388 | 307.6177 | 0.025177 | 0 | 0 | 0.050354 | 314.4971 | 0.040099 | 0 | 0 | 0.080197 | 314.7519 | 0.040651 | 0 | 0 | 0.081302 | 314.9218 | 0.04102 | 0 | 0 | 0.082039 | 315.1765 | 0.041572 | 0 | 0 | 0.083144 | 315.4313 | 0.042125 | 0 | 0 | 0.08425 | 315.6861 | 0.042678 | 0 | 0 | 0.085355 | 316.0258 | 0.043414 | 0 | 0 | 0.086829 | 316.2806 | 0.043967 | 0 | 0 | 0.087934 | 316.4505 | 0.044335 | 0 | 0 | 0.088671 | 316.7053 | 0.044888 | 0 | 0 | 0.089776 | 316.8751 | 0.045257 | 0 | 0 | 0.090513 | 317.1299 | 0.045809 | 0 | 0 | 0.091618 | 317.3847 | 0.046362 | 0 | 0 | 0.092724 | 317.5546 | 0.04673 | 0 | 0 | 0.09346 | 317.8094 | 0.047283 | 0 | 0 | 0.094566 | 318.0642 | 0.047836 | 0 | 0 | 0.095671 | 318.1491 | 0.04802 | 0 | 0 | 0.096039 | 318.4039 | 0.048572 | 0 | 0 | 0.097145 | 318.6587 | 0.049125 | 0 | 0 | 0.09825 | 318.8285 | 0.049493 | 0 | 0 | 0.098987 | 319.0833 | 0.050046 | 0 | 0 | 0.10009 | 319.2532 | 0.050414 | 0 | 0 | 0.10083 | 319.4231 | 0.050783 | 0 | 0 | 0.10157
2017-02-15 18:00 | 273.7211 | 0.81585 |  | 287.4248 | 0 | 0 | 0 | 0 | 295.5018 | 0 | 0 | 0 | 0 | 302.1102 | 0.013231 | 0 | 0 | 0.026463 | 302.3549 | 0.013762 | 0 | 0 | 0.027524 | 302.5181 | 0.014116 | 0 | 0 | 0.028232 | 302.7629 | 0.014647 | 0 | 0 | 0.029294 | 303.0076 | 0.015178 | 0 | 0 | 0.030356 | 303.2524 | 0.015709 | 0 | 0 | 0.031417 | 303.5787 | 0.016417 | 0 | 0 | 0.032833 | 303.8235 | 0.016947 | 0 | 0 | 0.033895 | 303.9866 | 0.017301 | 0 | 0 | 0.034603 | 304.2314 | 0.017832 | 0 | 0 | 0.035664 | 304.3946 | 0.018186 | 0 | 0 | 0.036372 | 304.6393 | 0.018717 | 0 | 0 | 0.037434 | 304.8841 | 0.019248 | 0 | 0 | 0.038496 | 305.0472 | 0.019602 | 0 | 0 | 0.039204 | 305.292 | 0.020133 | 0 | 0 | 0.040265 | 305.5368 | 0.020664 | 0 | 0 | 0.041327 | 305.6183 | 0.02084 | 0 | 0 | 0.041681 | 305.8631 | 0.021371 | 0 | 0 | 0.042743 | 306.1079 | 0.021902 | 0 | 0 | 0.043804 | 306.271 | 0.022256 | 0 | 0 | 0.044512 | 306.5158 | 0.022787 | 0 | 0 | 0.045574 | 306.679 | 0.023141 | 0 | 0 | 0.046282 | 306.8421 | 0.023495 | 0 | 0 | 0.04699
2017-02-15 19:00 | 295.3041 | 0.88018 |  | 310.0884 | 0.030536 | 0 | 0 | 0.061072 | 318.8022 | 0.049436 | 0 | 0 | 0.098873 | 325.9317 | 0.0649 | 0 | 0 | 0.1298 | 326.1957 | 0.065473 | 0 | 0 | 0.13095 | 326.3718 | 0.065855 | 0 | 0 | 0.13171 | 326.6358 | 0.066427 | 0 | 0 | 0.13285 | 326.8999 | 0.067 | 0 | 0 | 0.134 | 327.1639 | 0.067573 | 0 | 0 | 0.13515 | 327.516 | 0.068337 | 0 | 0 | 0.13667 | 327.7801 | 0.068909 | 0 | 0 | 0.13782 | 327.9561 | 0.069291 | 0 | 0 | 0.13858 | 328.2202 | 0.069864 | 0 | 0 | 0.13973 | 328.3962 | 0.070246 | 0 | 0 | 0.14049 | 328.6603 | 0.070818 | 0 | 0 | 0.14164 | 328.9243 | 0.071391 | 0 | 0 | 0.14278 | 329.1003 | 0.071773 | 0 | 0 | 0.14355 | 329.3644 | 0.072346 | 0 | 0 | 0.14469 | 329.6285 | 0.072918 | 0 | 0 | 0.14584 | 329.7165 | 0.073109 | 0 | 0 | 0.14622 | 329.9805 | 0.073682 | 0 | 0 | 0.14736 | 330.2446 | 0.074255 | 0 | 0 | 0.14851 | 330.4206 | 0.074637 | 0 | 0 | 0.14927 | 330.6847 | 0.075209 | 0 | 0 | 0.15042 | 330.8607 | 0.075591 | 0 | 0 | 0.15118 | 331.0367 | 0.075973 | 0 | 0 | 0.15195
2017-02-15 20:00 | 277.3528 | 0.82668 |  | 291.2383 | 0 | 0 | 0 | 0 | 299.4224 | 0.0074016 | 0 | 0 | 0.014803 | 306.1185 | 0.021925 | 0 | 0 | 0.043851 | 306.3665 | 0.022463 | 0 | 0 | 0.044927 | 306.5319 | 0.022822 | 0 | 0 | 0.045644 | 306.7799 | 0.02336 | 0 | 0 | 0.04672 | 307.0279 | 0.023898 | 0 | 0 | 0.047796 | 307.2759 | 0.024436 | 0 | 0 | 0.048871 | 307.6065 | 0.025153 | 0 | 0 | 0.050306 | 307.8546 | 0.025691 | 0 | 0 | 0.051382 | 308.0199 | 0.026049 | 0 | 0 | 0.052099 | 308.2679 | 0.026587 | 0 | 0 | 0.053175 | 308.4332 | 0.026946 | 0 | 0 | 0.053892 | 308.6812 | 0.027484 | 0 | 0 | 0.054968 | 308.9292 | 0.028022 | 0 | 0 | 0.056044 | 309.0946 | 0.02838 | 0 | 0 | 0.056761 | 309.3426 | 0.028918 | 0 | 0 | 0.057837 | 309.5906 | 0.029456 | 0 | 0 | 0.058913 | 309.6732 | 0.029636 | 0 | 0 | 0.059271 | 309.9212 | 0.030173 | 0 | 0 | 0.060347 | 310.1692 | 0.030711 | 0 | 0 | 0.061423 | 310.3346 | 0.03107 | 0 | 0 | 0.06214 | 310.5826 | 0.031608 | 0 | 0 | 0.063216 | 310.7479 | 0.031967 | 0 | 0 | 0.063933 | 310.9133 | 0.032325 | 0 | 0 | 0.06465
2017-02-15 21:00 | 281.998 | 0.84052 |  | 296.1162 | 0.00023025 | 0 | 0 | 0.00046049 | 304.4373 | 0.018279 | 0 | 0 | 0.036558 | 311.2456 | 0.033046 | 0 | 0 | 0.066092 | 311.4977 | 0.033593 | 0 | 0 | 0.067186 | 311.6658 | 0.033957 | 0 | 0 | 0.067915 | 311.918 | 0.034504 | 0 | 0 | 0.069009 | 312.1701 | 0.035051 | 0 | 0 | 0.070103 | 312.4223 | 0.035598 | 0 | 0 | 0.071197 | 312.7585 | 0.036328 | 0 | 0 | 0.072655 | 313.0107 | 0.036874 | 0 | 0 | 0.073749 | 313.1788 | 0.037239 | 0 | 0 | 0.074478 | 313.4309 | 0.037786 | 0 | 0 | 0.075572 | 313.599 | 0.038151 | 0 | 0 | 0.076301 | 313.8512 | 0.038698 | 0 | 0 | 0.077395 | 314.1033 | 0.039244 | 0 | 0 | 0.078489 | 314.2714 | 0.039609 | 0 | 0 | 0.079218 | 314.5236 | 0.040156 | 0 | 0 | 0.080312 | 314.7758 | 0.040703 | 0 | 0 | 0.081406 | 314.8598 | 0.040885 | 0 | 0 | 0.08177 | 315.112 | 0.041432 | 0 | 0 | 0.082864 | 315.3641 | 0.041979 | 0 | 0 | 0.083958 | 315.5322 | 0.042344 | 0 | 0 | 0.084687 | 315.7844 | 0.042891 | 0 | 0 | 0.085781 | 315.9525 | 0.043255 | 0 | 0 | 0.086511 | 316.1206 | 0.04362 | 0 | 0 | 0.08724
2017-02-15 22:00 | 284.4879 | 0.84794 |  | 298.7307 | 0.0059012 | 0 | 0 | 0.011802 | 307.1254 | 0.024109 | 0 | 0 | 0.048218 | 313.9937 | 0.039007 | 0 | 0 | 0.078013 | 314.2481 | 0.039558 | 0 | 0 | 0.079117 | 314.4177 | 0.039926 | 0 | 0 | 0.079853 | 314.6721 | 0.040478 | 0 | 0 | 0.080956 | 314.9264 | 0.04103 | 0 | 0 | 0.08206 | 315.1808 | 0.041582 | 0 | 0 | 0.083163 | 315.52 | 0.042317 | 0 | 0 | 0.084634 | 315.7744 | 0.042869 | 0 | 0 | 0.085738 | 315.944 | 0.043237 | 0 | 0 | 0.086474 | 316.1984 | 0.043789 | 0 | 0 | 0.087577 | 316.368 | 0.044156 | 0 | 0 | 0.088313 | 316.6223 | 0.044708 | 0 | 0 | 0.089416 | 316.8767 | 0.04526 | 0 | 0 | 0.09052 | 317.0463 | 0.045628 | 0 | 0 | 0.091256 | 317.3007 | 0.04618 | 0 | 0 | 0.092359 | 317.5551 | 0.046731 | 0 | 0 | 0.093463 | 317.6399 | 0.046915 | 0 | 0 | 0.09383 | 317.8943 | 0.047467 | 0 | 0 | 0.094934 | 318.1486 | 0.048019 | 0 | 0 | 0.096037 | 318.3182 | 0.048387 | 0 | 0 | 0.096773 | 318.5726 | 0.048938 | 0 | 0 | 0.097877 | 318.7422 | 0.049306 | 0 | 0 | 0.098612 | 318.9118 | 0.049674 | 0 | 0 | 0.099348
2017-02-15 23:00 | 284.7248 | 0.84865 |  | 298.9795 | 0.0064408 | 0 | 0 | 0.012882 | 307.3811 | 0.024664 | 0 | 0 | 0.049328 | 314.2552 | 0.039574 | 0 | 0 | 0.079148 | 314.5098 | 0.040126 | 0 | 0 | 0.080252 | 314.6795 | 0.040494 | 0 | 0 | 0.080988 | 314.9341 | 0.041046 | 0 | 0 | 0.082093 | 315.1887 | 0.041599 | 0 | 0 | 0.083197 | 315.4433 | 0.042151 | 0 | 0 | 0.084302 | 315.7828 | 0.042887 | 0 | 0 | 0.085774 | 316.0374 | 0.043439 | 0 | 0 | 0.086879 | 316.2071 | 0.043807 | 0 | 0 | 0.087615 | 316.4617 | 0.04436 | 0 | 0 | 0.088719 | 316.6314 | 0.044728 | 0 | 0 | 0.089456 | 316.886 | 0.04528 | 0 | 0 | 0.09056 | 317.1406 | 0.045832 | 0 | 0 | 0.091665 | 317.3103 | 0.0462 | 0 | 0 | 0.092401 | 317.5649 | 0.046753 | 0 | 0 | 0.093505 | 317.8195 | 0.047305 | 0 | 0 | 0.09461 | 317.9044 | 0.047489 | 0 | 0 | 0.094978 | 318.159 | 0.048041 | 0 | 0 | 0.096082 | 318.4136 | 0.048593 | 0 | 0 | 0.097187 | 318.5833 | 0.048962 | 0 | 0 | 0.097923 | 318.8379 | 0.049514 | 0 | 0 | 0.099027 | 319.0076 | 0.049882 | 0 | 0 | 0.099764 | 319.1774 | 0.05025 | 0 | 0 | 0.1005
2017-02-16 | 288.3813 | 0.85955 |  | 302.819 | 0.014769 | 0 | 0 | 0.029537 | 311.3285 | 0.033226 | 0 | 0 | 0.066452 | 318.2909 | 0.048327 | 0 | 0 | 0.096654 | 318.5487 | 0.048887 | 0 | 0 | 0.097773 | 318.7207 | 0.049259 | 0 | 0 | 0.098519 | 318.9785 | 0.049819 | 0 | 0 | 0.099637 | 319.2364 | 0.050378 | 0 | 0 | 0.10076 | 319.4942 | 0.050937 | 0 | 0 | 0.10187 | 319.8381 | 0.051683 | 0 | 0 | 0.10337 | 320.0959 | 0.052242 | 0 | 0 | 0.10448 | 320.2678 | 0.052615 | 0 | 0 | 0.10523 | 320.5257 | 0.053175 | 0 | 0 | 0.10635 | 320.6976 | 0.053547 | 0 | 0 | 0.10709 | 320.9555 | 0.054107 | 0 | 0 | 0.10821 | 321.2133 | 0.054666 | 0 | 0 | 0.10933 | 321.3853 | 0.055039 | 0 | 0 | 0.11008 | 321.6431 | 0.055598 | 0 | 0 | 0.1112 | 321.901 | 0.056158 | 0 | 0 | 0.11232 | 321.9869 | 0.056344 | 0 | 0 | 0.11269 | 322.2448 | 0.056903 | 0 | 0 | 0.11381 | 322.5027 | 0.057463 | 0 | 0 | 0.11493 | 322.6746 | 0.057835 | 0 | 0 | 0.11567 | 322.9324 | 0.058395 | 0 | 0 | 0.11679 | 323.1043 | 0.058768 | 0 | 0 | 0.11754 | 323.2763 | 0.059141 | 0 | 0 | 0.11828
2017-02-16 01:00 | 291.8348 | 0.86984 |  | 306.4454 | 0.022634 | 0 | 0 | 0.045269 | 315.0569 | 0.041313 | 0 | 0 | 0.082625 | 322.1026 | 0.056595 | 0 | 0 | 0.11319 | 322.3635 | 0.057161 | 0 | 0 | 0.11432 | 322.5375 | 0.057538 | 0 | 0 | 0.11508 | 322.7985 | 0.058104 | 0 | 0 | 0.11621 | 323.0594 | 0.05867 | 0 | 0 | 0.11734 | 323.3204 | 0.059236 | 0 | 0 | 0.11847 | 323.6683 | 0.059991 | 0 | 0 | 0.11998 | 323.9293 | 0.060557 | 0 | 0 | 0.12111 | 324.1032 | 0.060934 | 0 | 0 | 0.12187 | 324.3642 | 0.0615 | 0 | 0 | 0.123 | 324.5381 | 0.061878 | 0 | 0 | 0.12376 | 324.7991 | 0.062444 | 0 | 0 | 0.12489 | 325.06 | 0.06301 | 0 | 0 | 0.12602 | 325.234 | 0.063387 | 0 | 0 | 0.12677 | 325.495 | 0.063953 | 0 | 0 | 0.12791 | 325.7559 | 0.064519 | 0 | 0 | 0.12904 | 325.8429 | 0.064708 | 0 | 0 | 0.12942 | 326.1039 | 0.065274 | 0 | 0 | 0.13055 | 326.3648 | 0.06584 | 0 | 0 | 0.13168 | 326.5388 | 0.066217 | 0 | 0 | 0.13243 | 326.7997 | 0.066783 | 0 | 0 | 0.13357 | 326.9737 | 0.06716 | 0 | 0 | 0.13432 | 327.1477 | 0.067538 | 0 | 0 | 0.13508
2017-02-16 02:00 | 296.0533 | 0.88242 |  | 310.8752 | 0.032243 | 0 | 0 | 0.064485 | 319.6111 | 0.051191 | 0 | 0 | 0.10238 | 326.7587 | 0.066694 | 0 | 0 | 0.13339 | 327.0234 | 0.067268 | 0 | 0 | 0.13454 | 327.1999 | 0.067651 | 0 | 0 | 0.1353 | 327.4646 | 0.068225 | 0 | 0 | 0.13645 | 327.7293 | 0.068799 | 0 | 0 | 0.1376 | 327.994 | 0.069373 | 0 | 0 | 0.13875 | 328.347 | 0.070139 | 0 | 0 | 0.14028 | 328.6117 | 0.070713 | 0 | 0 | 0.14143 | 328.7882 | 0.071096 | 0 | 0 | 0.14219 | 329.0529 | 0.07167 | 0 | 0 | 0.14334 | 329.2294 | 0.072053 | 0 | 0 | 0.14411 | 329.4942 | 0.072627 | 0 | 0 | 0.14525 | 329.7589 | 0.073201 | 0 | 0 | 0.1464 | 329.9354 | 0.073584 | 0 | 0 | 0.14717 | 330.2001 | 0.074158 | 0 | 0 | 0.14832 | 330.4648 | 0.074732 | 0 | 0 | 0.14946 | 330.5531 | 0.074924 | 0 | 0 | 0.14985 | 330.8178 | 0.075498 | 0 | 0 | 0.151 | 331.0825 | 0.076072 | 0 | 0 | 0.15214 | 331.259 | 0.076455 | 0 | 0 | 0.15291 | 331.5237 | 0.077029 | 0 | 0 | 0.15406 | 331.7002 | 0.077412 | 0 | 0 | 0.15482 | 331.8767 | 0.077795 | 0 | 0 | 0.15559
2017-02-16 03:00 | 296.1651 | 0.88275 |  | 310.9926 | 0.032497 | 0 | 0 | 0.064994 | 319.7318 | 0.051453 | 0 | 0 | 0.10291 | 326.8821 | 0.066961 | 0 | 0 | 0.13392 | 327.1469 | 0.067536 | 0 | 0 | 0.13507 | 327.3234 | 0.067919 | 0 | 0 | 0.13584 | 327.5883 | 0.068493 | 0 | 0 | 0.13699 | 327.8531 | 0.069068 | 0 | 0 | 0.13814 | 328.1179 | 0.069642 | 0 | 0 | 0.13928 | 328.471 | 0.070408 | 0 | 0 | 0.14082 | 328.7358 | 0.070982 | 0 | 0 | 0.14196 | 328.9124 | 0.071365 | 0 | 0 | 0.14273 | 329.1772 | 0.07194 | 0 | 0 | 0.14388 | 329.3537 | 0.072323 | 0 | 0 | 0.14465 | 329.6186 | 0.072897 | 0 | 0 | 0.14579 | 329.8834 | 0.073471 | 0 | 0 | 0.14694 | 330.0599 | 0.073854 | 0 | 0 | 0.14771 | 330.3248 | 0.074429 | 0 | 0 | 0.14886 | 330.5896 | 0.075003 | 0 | 0 | 0.15001 | 330.6779 | 0.075195 | 0 | 0 | 0.15039 | 330.9427 | 0.075769 | 0 | 0 | 0.15154 | 331.2075 | 0.076343 | 0 | 0 | 0.15269 | 331.3841 | 0.076726 | 0 | 0 | 0.15345 | 331.6489 | 0.077301 | 0 | 0 | 0.1546 | 331.8254 | 0.077684 | 0 | 0 | 0.15537 | 332.002 | 0.078067 | 0 | 0 | 0.15613
2017-02-16 04:00 | 298.0109 | 0.88825 |  | 312.9307 | 0.036701 | 0 | 0 | 0.073402 | 321.7244 | 0.055775 | 0 | 0 | 0.11155 | 328.9192 | 0.07138 | 0 | 0 | 0.14276 | 329.1857 | 0.071958 | 0 | 0 | 0.14392 | 329.3633 | 0.072343 | 0 | 0 | 0.14469 | 329.6298 | 0.072921 | 0 | 0 | 0.14584 | 329.8963 | 0.073499 | 0 | 0 | 0.147 | 330.1628 | 0.074077 | 0 | 0 | 0.14815 | 330.5181 | 0.074848 | 0 | 0 | 0.1497 | 330.7846 | 0.075426 | 0 | 0 | 0.15085 | 330.9622 | 0.075811 | 0 | 0 | 0.15162 | 331.2287 | 0.076389 | 0 | 0 | 0.15278 | 331.4063 | 0.076775 | 0 | 0 | 0.15355 | 331.6728 | 0.077353 | 0 | 0 | 0.15471 | 331.9393 | 0.077931 | 0 | 0 | 0.15586 | 332.1169 | 0.078316 | 0 | 0 | 0.15663 | 332.3834 | 0.078894 | 0 | 0 | 0.15779 | 332.6499 | 0.079472 | 0 | 0 | 0.15894 | 332.7387 | 0.079665 | 0 | 0 | 0.15933 | 333.0052 | 0.080243 | 0 | 0 | 0.16049 | 333.2717 | 0.080821 | 0 | 0 | 0.16164 | 333.4493 | 0.081206 | 0 | 0 | 0.16241 | 333.7158 | 0.081784 | 0 | 0 | 0.16357 | 333.8934 | 0.082169 | 0 | 0 | 0.16434 | 334.0711 | 0.082554 | 0 | 0 | 0.16511
2017-02-16 05:00 | 301.8321 | 0.89964 |  | 316.9432 | 0.045404 | 0 | 0 | 0.090808 | 325.8496 | 0.064722 | 0 | 0 | 0.12944 | 333.1367 | 0.080528 | 0 | 0 | 0.16106 | 333.4066 | 0.081113 | 0 | 0 | 0.16223 | 333.5865 | 0.081504 | 0 | 0 | 0.16301 | 333.8564 | 0.082089 | 0 | 0 | 0.16418 | 334.1263 | 0.082674 | 0 | 0 | 0.16535 | 334.3962 | 0.08326 | 0 | 0 | 0.16652 | 334.7561 | 0.08404 | 0 | 0 | 0.16808 | 335.026 | 0.084626 | 0 | 0 | 0.16925 | 335.2059 | 0.085016 | 0 | 0 | 0.17003 | 335.4758 | 0.085601 | 0 | 0 | 0.1712 | 335.6557 | 0.085992 | 0 | 0 | 0.17198 | 335.9256 | 0.086577 | 0 | 0 | 0.17315 | 336.1955 | 0.087162 | 0 | 0 | 0.17432 | 336.3754 | 0.087553 | 0 | 0 | 0.17511 | 336.6453 | 0.088138 | 0 | 0 | 0.17628 | 336.9152 | 0.088723 | 0 | 0 | 0.17745 | 337.0052 | 0.088919 | 0 | 0 | 0.17784 | 337.2751 | 0.089504 | 0 | 0 | 0.17901 | 337.545 | 0.090089 | 0 | 0 | 0.18018 | 337.7249 | 0.09048 | 0 | 0 | 0.18096 | 337.9948 | 0.091065 | 0 | 0 | 0.18213 | 338.1747 | 0.091455 | 0 | 0 | 0.18291 | 338.3546 | 0.091846 | 0 | 0 | 0.18369
2017-02-16 06:00 | 307.9116 | 0.91776 |  | 323.3271 | 0.059251 | 0 | 0 | 0.1185 | 332.413 | 0.078958 | 0 | 0 | 0.15792 | 339.8468 | 0.095082 | 0 | 0 | 0.19016 | 340.1222 | 0.095679 | 0 | 0 | 0.19136 | 340.3057 | 0.096077 | 0 | 0 | 0.19215 | 340.581 | 0.096675 | 0 | 0 | 0.19335 | 340.8564 | 0.097272 | 0 | 0 | 0.19454 | 341.1317 | 0.097869 | 0 | 0 | 0.19574 | 341.4988 | 0.098665 | 0 | 0 | 0.19733 | 341.7741 | 0.099262 | 0 | 0 | 0.19852 | 341.9577 | 0.099661 | 0 | 0 | 0.19932 | 342.233 | 0.10026 | 0 | 0 | 0.20052 | 342.4166 | 0.10066 | 0 | 0 | 0.20131 | 342.6919 | 0.10125 | 0 | 0 | 0.20251 | 342.9672 | 0.10185 | 0 | 0 | 0.2037 | 343.1508 | 0.10225 | 0 | 0 | 0.2045 | 343.4261 | 0.10285 | 0 | 0 | 0.20569 | 343.7014 | 0.10344 | 0 | 0 | 0.20689 | 343.7932 | 0.10364 | 0 | 0 | 0.20728 | 344.0685 | 0.10424 | 0 | 0 | 0.20848 | 344.3439 | 0.10484 | 0 | 0 | 0.20967 | 344.5274 | 0.10523 | 0 | 0 | 0.21047 | 344.8027 | 0.10583 | 0 | 0 | 0.21166 | 344.9863 | 0.10623 | 0 | 0 | 0.21246 | 345.1698 | 0.10663 | 0 | 0 | 0.21326
2017-02-16 07:00 | 304.4333 | 0.90739 |  | 319.6747 | 0.051329 | 0 | 0 | 0.10266 | 328.6579 | 0.070813 | 0 | 0 | 0.14163 | 336.0078 | 0.086755 | 0 | 0 | 0.17351 | 336.28 | 0.087346 | 0 | 0 | 0.17469 | 336.4615 | 0.087739 | 0 | 0 | 0.17548 | 336.7337 | 0.08833 | 0 | 0 | 0.17666 | 337.0059 | 0.08892 | 0 | 0 | 0.17784 | 337.2781 | 0.089511 | 0 | 0 | 0.17902 | 337.6411 | 0.090298 | 0 | 0 | 0.1806 | 337.9133 | 0.090888 | 0 | 0 | 0.18178 | 338.0948 | 0.091282 | 0 | 0 | 0.18256 | 338.367 | 0.091872 | 0 | 0 | 0.18374 | 338.5485 | 0.092266 | 0 | 0 | 0.18453 | 338.8207 | 0.092856 | 0 | 0 | 0.18571 | 339.0929 | 0.093447 | 0 | 0 | 0.18689 | 339.2744 | 0.093841 | 0 | 0 | 0.18768 | 339.5466 | 0.094431 | 0 | 0 | 0.18886 | 339.8188 | 0.095021 | 0 | 0 | 0.19004 | 339.9096 | 0.095218 | 0 | 0 | 0.19044 | 340.1818 | 0.095809 | 0 | 0 | 0.19162 | 340.454 | 0.096399 | 0 | 0 | 0.1928 | 340.6355 | 0.096793 | 0 | 0 | 0.19359 | 340.9077 | 0.097383 | 0 | 0 | 0.19477 | 341.0892 | 0.097777 | 0 | 0 | 0.19555 | 341.2707 | 0.09817 | 0 | 0 | 0.19634
2017-02-16 08:00 | 301.2454 | 0.89789 |  | 316.3272 | 0.044068 | 0 | 0 | 0.088136 | 325.2163 | 0.063348 | 0 | 0 | 0.1267 | 332.4892 | 0.079123 | 0 | 0 | 0.15825 | 332.7586 | 0.079708 | 0 | 0 | 0.15942 | 332.9382 | 0.080097 | 0 | 0 | 0.16019 | 333.2075 | 0.080681 | 0 | 0 | 0.16136 | 333.4769 | 0.081266 | 0 | 0 | 0.16253 | 333.7463 | 0.08185 | 0 | 0 | 0.1637 | 334.1054 | 0.082629 | 0 | 0 | 0.16526 | 334.3748 | 0.083213 | 0 | 0 | 0.16643 | 334.5544 | 0.083603 | 0 | 0 | 0.16721 | 334.8237 | 0.084187 | 0 | 0 | 0.16837 | 335.0033 | 0.084576 | 0 | 0 | 0.16915 | 335.2727 | 0.085161 | 0 | 0 | 0.17032 | 335.542 | 0.085745 | 0 | 0 | 0.17149 | 335.7216 | 0.086134 | 0 | 0 | 0.17227 | 335.991 | 0.086719 | 0 | 0 | 0.17344 | 336.2603 | 0.087303 | 0 | 0 | 0.17461 | 336.3501 | 0.087498 | 0 | 0 | 0.175 | 336.6195 | 0.088082 | 0 | 0 | 0.17616 | 336.8889 | 0.088666 | 0 | 0 | 0.17733 | 337.0685 | 0.089056 | 0 | 0 | 0.17811 | 337.3378 | 0.08964 | 0 | 0 | 0.17928 | 337.5174 | 0.09003 | 0 | 0 | 0.18006 | 337.697 | 0.090419 | 0 | 0 | 0.18084
2017-02-16 09:00 | 296.7033 | 0.88435 |  | 311.5577 | 0.033723 | 0 | 0 | 0.067446 | 320.3128 | 0.052713 | 0 | 0 | 0.10543 | 327.4761 | 0.06825 | 0 | 0 | 0.1365 | 327.7414 | 0.068825 | 0 | 0 | 0.13765 | 327.9182 | 0.069209 | 0 | 0 | 0.13842 | 328.1835 | 0.069784 | 0 | 0 | 0.13957 | 328.4489 | 0.07036 | 0 | 0 | 0.14072 | 328.7142 | 0.070935 | 0 | 0 | 0.14187 | 329.0679 | 0.071703 | 0 | 0 | 0.14341 | 329.3332 | 0.072278 | 0 | 0 | 0.14456 | 329.5101 | 0.072662 | 0 | 0 | 0.14532 | 329.7754 | 0.073237 | 0 | 0 | 0.14647 | 329.9523 | 0.073621 | 0 | 0 | 0.14724 | 330.2176 | 0.074196 | 0 | 0 | 0.14839 | 330.4829 | 0.074772 | 0 | 0 | 0.14954 | 330.6597 | 0.075155 | 0 | 0 | 0.15031 | 330.925 | 0.075731 | 0 | 0 | 0.15146 | 331.1903 | 0.076306 | 0 | 0 | 0.15261 | 331.2788 | 0.076498 | 0 | 0 | 0.153 | 331.5441 | 0.077073 | 0 | 0 | 0.15415 | 331.8094 | 0.077649 | 0 | 0 | 0.1553 | 331.9863 | 0.078033 | 0 | 0 | 0.15607 | 332.2516 | 0.078608 | 0 | 0 | 0.15722 | 332.4284 | 0.078992 | 0 | 0 | 0.15798 | 332.6053 | 0.079375 | 0 | 0 | 0.15875
2017-02-16 10:00 | 301.292 | 0.89803 |  | 316.3761 | 0.044174 | 0 | 0 | 0.088348 | 325.2666 | 0.063458 | 0 | 0 | 0.12692 | 332.5406 | 0.079235 | 0 | 0 | 0.15847 | 332.8101 | 0.079819 | 0 | 0 | 0.15964 | 332.9897 | 0.080209 | 0 | 0 | 0.16042 | 333.2591 | 0.080793 | 0 | 0 | 0.16159 | 333.5285 | 0.081378 | 0 | 0 | 0.16276 | 333.7979 | 0.081962 | 0 | 0 | 0.16392 | 334.1571 | 0.082741 | 0 | 0 | 0.16548 | 334.4265 | 0.083325 | 0 | 0 | 0.16665 | 334.6061 | 0.083715 | 0 | 0 | 0.16743 | 334.8755 | 0.084299 | 0 | 0 | 0.1686 | 335.0551 | 0.084689 | 0 | 0 | 0.16938 | 335.3245 | 0.085273 | 0 | 0 | 0.17055 | 335.594 | 0.085858 | 0 | 0 | 0.17172 | 335.7736 | 0.086247 | 0 | 0 | 0.17249 | 336.043 | 0.086832 | 0 | 0 | 0.17366 | 336.3124 | 0.087416 | 0 | 0 | 0.17483 | 336.4022 | 0.087611 | 0 | 0 | 0.17522 | 336.6716 | 0.088195 | 0 | 0 | 0.17639 | 336.941 | 0.088779 | 0 | 0 | 0.17756 | 337.1206 | 0.089169 | 0 | 0 | 0.17834 | 337.39 | 0.089753 | 0 | 0 | 0.17951 | 337.5696 | 0.090143 | 0 | 0 | 0.18029 | 337.7492 | 0.090532 | 0 | 0 | 0.18106
2017-02-16 11:00 | 299.2672 | 0.892 |  | 314.2499 | 0.039562 | 0 | 0 | 0.079125 | 323.0807 | 0.058716 | 0 | 0 | 0.11743 | 330.3058 | 0.074388 | 0 | 0 | 0.14878 | 330.5734 | 0.074968 | 0 | 0 | 0.14994 | 330.7518 | 0.075355 | 0 | 0 | 0.15071 | 331.0194 | 0.075935 | 0 | 0 | 0.15187 | 331.287 | 0.076516 | 0 | 0 | 0.15303 | 331.5546 | 0.077096 | 0 | 0 | 0.15419 | 331.9114 | 0.07787 | 0 | 0 | 0.15574 | 332.179 | 0.078451 | 0 | 0 | 0.1569 | 332.3574 | 0.078838 | 0 | 0 | 0.15768 | 332.625 | 0.079418 | 0 | 0 | 0.15884 | 332.8034 | 0.079805 | 0 | 0 | 0.15961 | 333.071 | 0.080385 | 0 | 0 | 0.16077 | 333.3386 | 0.080966 | 0 | 0 | 0.16193 | 333.517 | 0.081353 | 0 | 0 | 0.16271 | 333.7846 | 0.081933 | 0 | 0 | 0.16387 | 334.0522 | 0.082514 | 0 | 0 | 0.16503 | 334.1414 | 0.082707 | 0 | 0 | 0.16541 | 334.409 | 0.083287 | 0 | 0 | 0.16657 | 334.6766 | 0.083868 | 0 | 0 | 0.16774 | 334.855 | 0.084255 | 0 | 0 | 0.16851 | 335.1226 | 0.084835 | 0 | 0 | 0.16967 | 335.301 | 0.085222 | 0 | 0 | 0.17044 | 335.4794 | 0.085609 | 0 | 0 | 0.17122
2017-02-16 12:00 | 301.905 | 0.89986 |  | 317.0197 | 0.04557 | 0 | 0 | 0.09114 | 325.9283 | 0.064893 | 0 | 0 | 0.12979 | 333.2172 | 0.080702 | 0 | 0 | 0.1614 | 333.4871 | 0.081288 | 0 | 0 | 0.16258 | 333.6671 | 0.081678 | 0 | 0 | 0.16336 | 333.9371 | 0.082264 | 0 | 0 | 0.16453 | 334.207 | 0.082849 | 0 | 0 | 0.1657 | 334.477 | 0.083435 | 0 | 0 | 0.16687 | 334.8369 | 0.084216 | 0 | 0 | 0.16843 | 335.1069 | 0.084801 | 0 | 0 | 0.1696 | 335.2869 | 0.085191 | 0 | 0 | 0.17038 | 335.5568 | 0.085777 | 0 | 0 | 0.17155 | 335.7368 | 0.086167 | 0 | 0 | 0.17233 | 336.0067 | 0.086753 | 0 | 0 | 0.17351 | 336.2767 | 0.087338 | 0 | 0 | 0.17468 | 336.4567 | 0.087729 | 0 | 0 | 0.17546 | 336.7266 | 0.088314 | 0 | 0 | 0.17663 | 336.9966 | 0.0889 | 0 | 0 | 0.1778 | 337.0866 | 0.089095 | 0 | 0 | 0.17819 | 337.3565 | 0.089681 | 0 | 0 | 0.17936 | 337.6265 | 0.090266 | 0 | 0 | 0.18053 | 337.8065 | 0.090657 | 0 | 0 | 0.18131 | 338.0764 | 0.091242 | 0 | 0 | 0.18248 | 338.2564 | 0.091632 | 0 | 0 | 0.18326 | 338.4364 | 0.092023 | 0 | 0 | 0.18405
2017-02-16 13:00 | 299.0214 | 0.89126 |  | 313.9918 | 0.039003 | 0 | 0 | 0.078005 | 322.8153 | 0.058141 | 0 | 0 | 0.11628 | 330.0346 | 0.073799 | 0 | 0 | 0.1476 | 330.3019 | 0.074379 | 0 | 0 | 0.14876 | 330.4802 | 0.074766 | 0 | 0 | 0.14953 | 330.7476 | 0.075346 | 0 | 0 | 0.15069 | 331.0149 | 0.075926 | 0 | 0 | 0.15185 | 331.2823 | 0.076506 | 0 | 0 | 0.15301 | 331.6388 | 0.077279 | 0 | 0 | 0.15456 | 331.9062 | 0.077859 | 0 | 0 | 0.15572 | 332.0845 | 0.078245 | 0 | 0 | 0.15649 | 332.3518 | 0.078825 | 0 | 0 | 0.15765 | 332.5301 | 0.079212 | 0 | 0 | 0.15842 | 332.7975 | 0.079792 | 0 | 0 | 0.15958 | 333.0648 | 0.080372 | 0 | 0 | 0.16074 | 333.2431 | 0.080759 | 0 | 0 | 0.16152 | 333.5105 | 0.081339 | 0 | 0 | 0.16268 | 333.7779 | 0.081918 | 0 | 0 | 0.16384 | 333.867 | 0.082112 | 0 | 0 | 0.16422 | 334.1344 | 0.082692 | 0 | 0 | 0.16538 | 334.4017 | 0.083272 | 0 | 0 | 0.16654 | 334.58 | 0.083658 | 0 | 0 | 0.16732 | 334.8474 | 0.084238 | 0 | 0 | 0.16848 | 335.0256 | 0.084625 | 0 | 0 | 0.16925 | 335.2039 | 0.085012 | 0 | 0 | 0.17002
2017-02-16 14:00 | 299.1144 | 0.89154 |  | 314.0895 | 0.039215 | 0 | 0 | 0.078429 | 322.9158 | 0.058359 | 0 | 0 | 0.11672 | 330.1373 | 0.074022 | 0 | 0 | 0.14804 | 330.4047 | 0.074602 | 0 | 0 | 0.1492 | 330.583 | 0.074989 | 0 | 0 | 0.14998 | 330.8505 | 0.075569 | 0 | 0 | 0.15114 | 331.1179 | 0.076149 | 0 | 0 | 0.1523 | 331.3854 | 0.076729 | 0 | 0 | 0.15346 | 331.742 | 0.077503 | 0 | 0 | 0.15501 | 332.0095 | 0.078083 | 0 | 0 | 0.15617 | 332.1878 | 0.07847 | 0 | 0 | 0.15694 | 332.4553 | 0.07905 | 0 | 0 | 0.1581 | 332.6336 | 0.079437 | 0 | 0 | 0.15887 | 332.901 | 0.080017 | 0 | 0 | 0.16003 | 333.1685 | 0.080597 | 0 | 0 | 0.16119 | 333.3468 | 0.080984 | 0 | 0 | 0.16197 | 333.6143 | 0.081564 | 0 | 0 | 0.16313 | 333.8817 | 0.082144 | 0 | 0 | 0.16429 | 333.9709 | 0.082337 | 0 | 0 | 0.16467 | 334.2383 | 0.082917 | 0 | 0 | 0.16583 | 334.5058 | 0.083497 | 0 | 0 | 0.16699 | 334.6841 | 0.083884 | 0 | 0 | 0.16777 | 334.9516 | 0.084464 | 0 | 0 | 0.16893 | 335.1299 | 0.084851 | 0 | 0 | 0.1697 | 335.3082 | 0.085238 | 0 | 0 | 0.17048
2017-02-16 15:00 | 295.2955 | 0.88016 |  | 310.0794 | 0.030517 | 0 | 0 | 0.061033 | 318.793 | 0.049416 | 0 | 0 | 0.098833 | 325.9223 | 0.06488 | 0 | 0 | 0.12976 | 326.1863 | 0.065452 | 0 | 0 | 0.1309 | 326.3623 | 0.065834 | 0 | 0 | 0.13167 | 326.6264 | 0.066407 | 0 | 0 | 0.13281 | 326.8904 | 0.06698 | 0 | 0 | 0.13396 | 327.1545 | 0.067552 | 0 | 0 | 0.1351 | 327.5065 | 0.068316 | 0 | 0 | 0.13663 | 327.7706 | 0.068889 | 0 | 0 | 0.13778 | 327.9466 | 0.069271 | 0 | 0 | 0.13854 | 328.2107 | 0.069843 | 0 | 0 | 0.13969 | 328.3867 | 0.070225 | 0 | 0 | 0.14045 | 328.6507 | 0.070798 | 0 | 0 | 0.1416 | 328.9148 | 0.071371 | 0 | 0 | 0.14274 | 329.0908 | 0.071752 | 0 | 0 | 0.1435 | 329.3549 | 0.072325 | 0 | 0 | 0.14465 | 329.6189 | 0.072898 | 0 | 0 | 0.1458 | 329.7069 | 0.073089 | 0 | 0 | 0.14618 | 329.971 | 0.073661 | 0 | 0 | 0.14732 | 330.235 | 0.074234 | 0 | 0 | 0.14847 | 330.4111 | 0.074616 | 0 | 0 | 0.14923 | 330.6751 | 0.075189 | 0 | 0 | 0.15038 | 330.8511 | 0.07557 | 0 | 0 | 0.15114 | 331.0272 | 0.075952 | 0 | 0 | 0.1519
2017-02-16 16:00 | 283.0731 | 0.84373 |  | 297.2451 | 0.0026789 | 0 | 0 | 0.0053579 | 305.598 | 0.020796 | 0 | 0 | 0.041593 | 312.4322 | 0.03562 | 0 | 0 | 0.071239 | 312.6853 | 0.036169 | 0 | 0 | 0.072337 | 312.8541 | 0.036535 | 0 | 0 | 0.073069 | 313.1072 | 0.037084 | 0 | 0 | 0.074168 | 313.3603 | 0.037633 | 0 | 0 | 0.075266 | 313.6134 | 0.038182 | 0 | 0 | 0.076364 | 313.9509 | 0.038914 | 0 | 0 | 0.077828 | 314.204 | 0.039463 | 0 | 0 | 0.078926 | 314.3728 | 0.039829 | 0 | 0 | 0.079658 | 314.6259 | 0.040378 | 0 | 0 | 0.080756 | 314.7946 | 0.040744 | 0 | 0 | 0.081488 | 315.0477 | 0.041293 | 0 | 0 | 0.082586 | 315.3009 | 0.041842 | 0 | 0 | 0.083684 | 315.4696 | 0.042208 | 0 | 0 | 0.084416 | 315.7227 | 0.042757 | 0 | 0 | 0.085514 | 315.9758 | 0.043306 | 0 | 0 | 0.086612 | 316.0602 | 0.043489 | 0 | 0 | 0.086978 | 316.3133 | 0.044038 | 0 | 0 | 0.088076 | 316.5665 | 0.044587 | 0 | 0 | 0.089174 | 316.7352 | 0.044953 | 0 | 0 | 0.089906 | 316.9883 | 0.045502 | 0 | 0 | 0.091004 | 317.1571 | 0.045868 | 0 | 0 | 0.091736 | 317.3258 | 0.046234 | 0 | 0 | 0.092468
2017-02-16 17:00 | 284.3917 | 0.84766 |  | 298.6297 | 0.0056822 | 0 | 0 | 0.011364 | 307.0215 | 0.023884 | 0 | 0 | 0.047768 | 313.8876 | 0.038776 | 0 | 0 | 0.077553 | 314.1419 | 0.039328 | 0 | 0 | 0.078656 | 314.3114 | 0.039696 | 0 | 0 | 0.079391 | 314.5657 | 0.040247 | 0 | 0 | 0.080495 | 314.82 | 0.040799 | 0 | 0 | 0.081598 | 315.0743 | 0.04135 | 0 | 0 | 0.082701 | 315.4134 | 0.042086 | 0 | 0 | 0.084172 | 315.6676 | 0.042637 | 0 | 0 | 0.085275 | 315.8372 | 0.043005 | 0 | 0 | 0.08601 | 316.0915 | 0.043557 | 0 | 0 | 0.087113 | 316.261 | 0.043924 | 0 | 0 | 0.087849 | 316.5153 | 0.044476 | 0 | 0 | 0.088952 | 316.7696 | 0.045028 | 0 | 0 | 0.090055 | 316.9391 | 0.045395 | 0 | 0 | 0.090791 | 317.1934 | 0.045947 | 0 | 0 | 0.091894 | 317.4477 | 0.046498 | 0 | 0 | 0.092997 | 317.5325 | 0.046682 | 0 | 0 | 0.093365 | 317.7868 | 0.047234 | 0 | 0 | 0.094468 | 318.0411 | 0.047785 | 0 | 0 | 0.095571 | 318.2106 | 0.048153 | 0 | 0 | 0.096306 | 318.4649 | 0.048705 | 0 | 0 | 0.097409 | 318.6344 | 0.049072 | 0 | 0 | 0.098145 | 318.804 | 0.04944 | 0 | 0 | 0.09888
2017-02-16 18:00 | 285.1873 | 0.85003 |  | 299.4651 | 0.0074942 | 0 | 0 | 0.014988 | 307.8804 | 0.025747 | 0 | 0 | 0.051494 | 314.7656 | 0.040681 | 0 | 0 | 0.081362 | 315.0207 | 0.041234 | 0 | 0 | 0.082468 | 315.1907 | 0.041603 | 0 | 0 | 0.083206 | 315.4457 | 0.042156 | 0 | 0 | 0.084312 | 315.7007 | 0.042709 | 0 | 0 | 0.085418 | 315.9557 | 0.043262 | 0 | 0 | 0.086524 | 316.2957 | 0.044 | 0 | 0 | 0.087999 | 316.5507 | 0.044553 | 0 | 0 | 0.089106 | 316.7207 | 0.044922 | 0 | 0 | 0.089843 | 316.9757 | 0.045475 | 0 | 0 | 0.090949 | 317.1457 | 0.045843 | 0 | 0 | 0.091687 | 317.4007 | 0.046396 | 0 | 0 | 0.092793 | 317.6557 | 0.04695 | 0 | 0 | 0.093899 | 317.8257 | 0.047318 | 0 | 0 | 0.094637 | 318.0808 | 0.047871 | 0 | 0 | 0.095743 | 318.3358 | 0.048425 | 0 | 0 | 0.096849 | 318.4208 | 0.048609 | 0 | 0 | 0.097218 | 318.6758 | 0.049162 | 0 | 0 | 0.098324 | 318.9308 | 0.049715 | 0 | 0 | 0.09943 | 319.1008 | 0.050084 | 0 | 0 | 0.10017 | 319.3558 | 0.050637 | 0 | 0 | 0.10127 | 319.5258 | 0.051006 | 0 | 0 | 0.10201 | 319.6958 | 0.051375 | 0 | 0 | 0.10275
2017-02-16 19:00 | 285.8566 | 0.85202 |  | 300.1679 | 0.0090185 | 0 | 0 | 0.018037 | 308.6029 | 0.027314 | 0 | 0 | 0.054628 | 315.5043 | 0.042283 | 0 | 0 | 0.084566 | 315.7599 | 0.042838 | 0 | 0 | 0.085675 | 315.9304 | 0.043207 | 0 | 0 | 0.086414 | 316.186 | 0.043762 | 0 | 0 | 0.087523 | 316.4416 | 0.044316 | 0 | 0 | 0.088632 | 316.6972 | 0.04487 | 0 | 0 | 0.089741 | 317.038 | 0.04561 | 0 | 0 | 0.091219 | 317.2936 | 0.046164 | 0 | 0 | 0.092328 | 317.464 | 0.046534 | 0 | 0 | 0.093067 | 317.7196 | 0.047088 | 0 | 0 | 0.094176 | 317.89 | 0.047458 | 0 | 0 | 0.094915 | 318.1456 | 0.048012 | 0 | 0 | 0.096024 | 318.4012 | 0.048567 | 0 | 0 | 0.097133 | 318.5716 | 0.048936 | 0 | 0 | 0.097872 | 318.8272 | 0.049491 | 0 | 0 | 0.098981 | 319.0828 | 0.050045 | 0 | 0 | 0.10009 | 319.168 | 0.05023 | 0 | 0 | 0.10046 | 319.4236 | 0.050784 | 0 | 0 | 0.10157 | 319.6793 | 0.051339 | 0 | 0 | 0.10268 | 319.8497 | 0.051708 | 0 | 0 | 0.10342 | 320.1053 | 0.052263 | 0 | 0 | 0.10453 | 320.2757 | 0.052632 | 0 | 0 | 0.10526 | 320.4461 | 0.053002 | 0 | 0 | 0.106
2017-02-16 20:00 | 287.6282 | 0.8573 |  | 302.0282 | 0.013054 | 0 | 0 | 0.026107 | 310.5155 | 0.031463 | 0 | 0 | 0.062925 | 317.4597 | 0.046524 | 0 | 0 | 0.093049 | 317.7169 | 0.047082 | 0 | 0 | 0.094164 | 317.8883 | 0.047454 | 0 | 0 | 0.094908 | 318.1455 | 0.048012 | 0 | 0 | 0.096024 | 318.4027 | 0.04857 | 0 | 0 | 0.09714 | 318.6599 | 0.049128 | 0 | 0 | 0.098255 | 319.0028 | 0.049871 | 0 | 0 | 0.099743 | 319.26 | 0.050429 | 0 | 0 | 0.10086 | 319.4315 | 0.050801 | 0 | 0 | 0.1016 | 319.6887 | 0.051359 | 0 | 0 | 0.10272 | 319.8601 | 0.051731 | 0 | 0 | 0.10346 | 320.1173 | 0.052289 | 0 | 0 | 0.10458 | 320.3745 | 0.052847 | 0 | 0 | 0.10569 | 320.546 | 0.053219 | 0 | 0 | 0.10644 | 320.8032 | 0.053776 | 0 | 0 | 0.10755 | 321.0604 | 0.054334 | 0 | 0 | 0.10867 | 321.1461 | 0.05452 | 0 | 0 | 0.10904 | 321.4033 | 0.055078 | 0 | 0 | 0.11016 | 321.6605 | 0.055636 | 0 | 0 | 0.11127 | 321.8319 | 0.056008 | 0 | 0 | 0.11202 | 322.0891 | 0.056566 | 0 | 0 | 0.11313 | 322.2606 | 0.056938 | 0 | 0 | 0.11388 | 322.4321 | 0.057309 | 0 | 0 | 0.11462
2017-02-16 21:00 | 284.6116 | 0.84831 |  | 298.8606 | 0.0061829 | 0 | 0 | 0.012366 | 307.2589 | 0.024399 | 0 | 0 | 0.048798 | 314.1302 | 0.039303 | 0 | 0 | 0.078606 | 314.3847 | 0.039855 | 0 | 0 | 0.07971 | 314.5544 | 0.040223 | 0 | 0 | 0.080445 | 314.8089 | 0.040775 | 0 | 0 | 0.081549 | 315.0634 | 0.041327 | 0 | 0 | 0.082653 | 315.3179 | 0.041879 | 0 | 0 | 0.083757 | 315.6572 | 0.042615 | 0 | 0 | 0.085229 | 315.9117 | 0.043167 | 0 | 0 | 0.086333 | 316.0813 | 0.043535 | 0 | 0 | 0.087069 | 316.3358 | 0.044087 | 0 | 0 | 0.088173 | 316.5055 | 0.044455 | 0 | 0 | 0.088909 | 316.76 | 0.045007 | 0 | 0 | 0.090013 | 317.0145 | 0.045559 | 0 | 0 | 0.091117 | 317.1841 | 0.045927 | 0 | 0 | 0.091853 | 317.4386 | 0.046479 | 0 | 0 | 0.092957 | 317.6931 | 0.047031 | 0 | 0 | 0.094061 | 317.778 | 0.047215 | 0 | 0 | 0.094429 | 318.0325 | 0.047767 | 0 | 0 | 0.095533 | 318.287 | 0.048319 | 0 | 0 | 0.096637 | 318.4566 | 0.048687 | 0 | 0 | 0.097373 | 318.7111 | 0.049239 | 0 | 0 | 0.098477 | 318.8808 | 0.049607 | 0 | 0 | 0.099213 | 319.0504 | 0.049975 | 0 | 0 | 0.099949
2017-02-16 22:00 | 288.5572 | 0.86007 |  | 303.0038 | 0.01517 | 0 | 0 | 0.030339 | 311.5185 | 0.033638 | 0 | 0 | 0.067276 | 318.4851 | 0.048748 | 0 | 0 | 0.097497 | 318.7431 | 0.049308 | 0 | 0 | 0.098616 | 318.9151 | 0.049681 | 0 | 0 | 0.099362 | 319.1732 | 0.050241 | 0 | 0 | 0.10048 | 319.4312 | 0.050801 | 0 | 0 | 0.1016 | 319.6892 | 0.05136 | 0 | 0 | 0.10272 | 320.0332 | 0.052106 | 0 | 0 | 0.10421 | 320.2913 | 0.052666 | 0 | 0 | 0.10533 | 320.4633 | 0.053039 | 0 | 0 | 0.10608 | 320.7213 | 0.053599 | 0 | 0 | 0.1072 | 320.8933 | 0.053972 | 0 | 0 | 0.10794 | 321.1513 | 0.054532 | 0 | 0 | 0.10906 | 321.4093 | 0.055091 | 0 | 0 | 0.11018 | 321.5814 | 0.055464 | 0 | 0 | 0.11093 | 321.8394 | 0.056024 | 0 | 0 | 0.11205 | 322.0974 | 0.056584 | 0 | 0 | 0.11317 | 322.1834 | 0.05677 | 0 | 0 | 0.11354 | 322.4414 | 0.05733 | 0 | 0 | 0.11466 | 322.6995 | 0.057889 | 0 | 0 | 0.11578 | 322.8715 | 0.058263 | 0 | 0 | 0.11653 | 323.1295 | 0.058822 | 0 | 0 | 0.11764 | 323.3015 | 0.059195 | 0 | 0 | 0.11839 | 323.4735 | 0.059568 | 0 | 0 | 0.11914
2017-02-16 23:00 | 291.5939 | 0.86912 |  | 306.1925 | 0.022086 | 0 | 0 | 0.044172 | 314.7968 | 0.040749 | 0 | 0 | 0.081497 | 321.8367 | 0.056018 | 0 | 0 | 0.11204 | 322.0975 | 0.056584 | 0 | 0 | 0.11317 | 322.2713 | 0.056961 | 0 | 0 | 0.11392 | 322.532 | 0.057526 | 0 | 0 | 0.11505 | 322.7928 | 0.058092 | 0 | 0 | 0.11618 | 323.0535 | 0.058657 | 0 | 0 | 0.11731 | 323.4012 | 0.059411 | 0 | 0 | 0.11882 | 323.6619 | 0.059977 | 0 | 0 | 0.11995 | 323.8357 | 0.060354 | 0 | 0 | 0.12071 | 324.0965 | 0.06092 | 0 | 0 | 0.12184 | 324.2703 | 0.061297 | 0 | 0 | 0.12259 | 324.531 | 0.061862 | 0 | 0 | 0.12372 | 324.7918 | 0.062428 | 0 | 0 | 0.12486 | 324.9656 | 0.062805 | 0 | 0 | 0.12561 | 325.2263 | 0.06337 | 0 | 0 | 0.12674 | 325.4871 | 0.063936 | 0 | 0 | 0.12787 | 325.574 | 0.064124 | 0 | 0 | 0.12825 | 325.8347 | 0.06469 | 0 | 0 | 0.12938 | 326.0955 | 0.065255 | 0 | 0 | 0.13051 | 326.2693 | 0.065632 | 0 | 0 | 0.13126 | 326.53 | 0.066198 | 0 | 0 | 0.1324 | 326.7038 | 0.066575 | 0 | 0 | 0.13315 | 326.8777 | 0.066952 | 0 | 0 | 0.1339
2017-02-17 | 288.5851 | 0.86016 |  | 303.033 | 0.015233 | 0 | 0 | 0.030466 | 311.5486 | 0.033703 | 0 | 0 | 0.067406 | 318.5159 | 0.048815 | 0 | 0 | 0.09763 | 318.7739 | 0.049375 | 0 | 0 | 0.09875 | 318.9459 | 0.049748 | 0 | 0 | 0.099496 | 319.204 | 0.050308 | 0 | 0 | 0.10062 | 319.462 | 0.050867 | 0 | 0 | 0.10173 | 319.7201 | 0.051427 | 0 | 0 | 0.10285 | 320.0641 | 0.052173 | 0 | 0 | 0.10435 | 320.3222 | 0.052733 | 0 | 0 | 0.10547 | 320.4942 | 0.053106 | 0 | 0 | 0.10621 | 320.7523 | 0.053666 | 0 | 0 | 0.10733 | 320.9243 | 0.054039 | 0 | 0 | 0.10808 | 321.1823 | 0.054599 | 0 | 0 | 0.1092 | 321.4404 | 0.055159 | 0 | 0 | 0.11032 | 321.6124 | 0.055532 | 0 | 0 | 0.11106 | 321.8705 | 0.056091 | 0 | 0 | 0.11218 | 322.1285 | 0.056651 | 0 | 0 | 0.1133 | 322.2145 | 0.056838 | 0 | 0 | 0.11368 | 322.4726 | 0.057397 | 0 | 0 | 0.11479 | 322.7306 | 0.057957 | 0 | 0 | 0.11591 | 322.9026 | 0.05833 | 0 | 0 | 0.11666 | 323.1607 | 0.05889 | 0 | 0 | 0.11778 | 323.3327 | 0.059263 | 0 | 0 | 0.11853 | 323.5048 | 0.059636 | 0 | 0 | 0.11927
2017-02-17 01:00 | 286.8506 | 0.85499 |  | 301.2117 | 0.011282 | 0 | 0 | 0.022565 | 309.6761 | 0.029642 | 0 | 0 | 0.059283 | 316.6015 | 0.044663 | 0 | 0 | 0.089326 | 316.858 | 0.045219 | 0 | 0 | 0.090438 | 317.029 | 0.04559 | 0 | 0 | 0.09118 | 317.2854 | 0.046146 | 0 | 0 | 0.092293 | 317.5419 | 0.046703 | 0 | 0 | 0.093406 | 317.7984 | 0.047259 | 0 | 0 | 0.094518 | 318.1404 | 0.048001 | 0 | 0 | 0.096002 | 318.3969 | 0.048557 | 0 | 0 | 0.097115 | 318.5679 | 0.048928 | 0 | 0 | 0.097856 | 318.8244 | 0.049484 | 0 | 0 | 0.098969 | 318.9954 | 0.049855 | 0 | 0 | 0.099711 | 319.2519 | 0.050412 | 0 | 0 | 0.10082 | 319.5084 | 0.050968 | 0 | 0 | 0.10194 | 319.6794 | 0.051339 | 0 | 0 | 0.10268 | 319.9359 | 0.051895 | 0 | 0 | 0.10379 | 320.1924 | 0.052452 | 0 | 0 | 0.1049 | 320.2779 | 0.052637 | 0 | 0 | 0.10527 | 320.5344 | 0.053193 | 0 | 0 | 0.10639 | 320.7909 | 0.05375 | 0 | 0 | 0.1075 | 320.9619 | 0.054121 | 0 | 0 | 0.10824 | 321.2184 | 0.054677 | 0 | 0 | 0.10935 | 321.3894 | 0.055048 | 0 | 0 | 0.1101 | 321.5604 | 0.055419 | 0 | 0 | 0.11084
2017-02-17 02:00 | 278.7575 | 0.83086 |  | 292.7134 | 0 | 0 | 0 | 0 | 300.939 | 0.010691 | 0 | 0 | 0.021382 | 307.669 | 0.025288 | 0 | 0 | 0.050577 | 307.9182 | 0.025829 | 0 | 0 | 0.051658 | 308.0844 | 0.026189 | 0 | 0 | 0.052379 | 308.3337 | 0.02673 | 0 | 0 | 0.05346 | 308.5829 | 0.027271 | 0 | 0 | 0.054541 | 308.8322 | 0.027811 | 0 | 0 | 0.055623 | 309.1645 | 0.028532 | 0 | 0 | 0.057064 | 309.4138 | 0.029073 | 0 | 0 | 0.058146 | 309.58 | 0.029433 | 0 | 0 | 0.058867 | 309.8292 | 0.029974 | 0 | 0 | 0.059948 | 309.9954 | 0.030334 | 0 | 0 | 0.060669 | 310.2447 | 0.030875 | 0 | 0 | 0.06175 | 310.4939 | 0.031416 | 0 | 0 | 0.062831 | 310.6601 | 0.031776 | 0 | 0 | 0.063552 | 310.9094 | 0.032317 | 0 | 0 | 0.064633 | 311.1586 | 0.032857 | 0 | 0 | 0.065715 | 311.2417 | 0.033038 | 0 | 0 | 0.066075 | 311.491 | 0.033578 | 0 | 0 | 0.067156 | 311.7402 | 0.034119 | 0 | 0 | 0.068238 | 311.9064 | 0.034479 | 0 | 0 | 0.068959 | 312.1557 | 0.03502 | 0 | 0 | 0.07004 | 312.3218 | 0.03538 | 0 | 0 | 0.070761 | 312.488 | 0.035741 | 0 | 0 | 0.071482
2017-02-17 03:00 | 280.1562 | 0.83503 |  | 294.1822 | 0 | 0 | 0 | 0 | 302.449 | 0.013966 | 0 | 0 | 0.027932 | 309.2128 | 0.028637 | 0 | 0 | 0.057274 | 309.4633 | 0.02918 | 0 | 0 | 0.05836 | 309.6303 | 0.029542 | 0 | 0 | 0.059085 | 309.8808 | 0.030086 | 0 | 0 | 0.060172 | 310.1313 | 0.030629 | 0 | 0 | 0.061258 | 310.3818 | 0.031172 | 0 | 0 | 0.062345 | 310.7158 | 0.031897 | 0 | 0 | 0.063794 | 310.9663 | 0.03244 | 0 | 0 | 0.064881 | 311.1333 | 0.032803 | 0 | 0 | 0.065605 | 311.3839 | 0.033346 | 0 | 0 | 0.066692 | 311.5509 | 0.033708 | 0 | 0 | 0.067416 | 311.8014 | 0.034251 | 0 | 0 | 0.068503 | 312.0519 | 0.034795 | 0 | 0 | 0.06959 | 312.2189 | 0.035157 | 0 | 0 | 0.070314 | 312.4694 | 0.0357 | 0 | 0 | 0.071401 | 312.7199 | 0.036244 | 0 | 0 | 0.072488 | 312.8034 | 0.036425 | 0 | 0 | 0.07285 | 313.0539 | 0.036968 | 0 | 0 | 0.073937 | 313.3044 | 0.037512 | 0 | 0 | 0.075023 | 313.4714 | 0.037874 | 0 | 0 | 0.075748 | 313.7219 | 0.038417 | 0 | 0 | 0.076834 | 313.889 | 0.038779 | 0 | 0 | 0.077559 | 314.056 | 0.039142 | 0 | 0 | 0.078283
2017-02-17 04:00 | 278.3536 | 0.82966 |  | 292.2893 | 0 | 0 | 0 | 0 | 300.503 | 0.0097453 | 0 | 0 | 0.019491 | 307.2232 | 0.024321 | 0 | 0 | 0.048643 | 307.4721 | 0.024861 | 0 | 0 | 0.049723 | 307.6381 | 0.025221 | 0 | 0 | 0.050443 | 307.887 | 0.025761 | 0 | 0 | 0.051522 | 308.1359 | 0.026301 | 0 | 0 | 0.052602 | 308.3848 | 0.026841 | 0 | 0 | 0.053682 | 308.7166 | 0.027561 | 0 | 0 | 0.055121 | 308.9655 | 0.028101 | 0 | 0 | 0.056201 | 309.1314 | 0.02846 | 0 | 0 | 0.056921 | 309.3803 | 0.029 | 0 | 0 | 0.058001 | 309.5463 | 0.02936 | 0 | 0 | 0.05872 | 309.7952 | 0.0299 | 0 | 0 | 0.0598 | 310.0441 | 0.03044 | 0 | 0 | 0.06088 | 310.21 | 0.0308 | 0 | 0 | 0.0616 | 310.4589 | 0.03134 | 0 | 0 | 0.062679 | 310.7078 | 0.03188 | 0 | 0 | 0.063759 | 310.7908 | 0.032059 | 0 | 0 | 0.064119 | 311.0397 | 0.032599 | 0 | 0 | 0.065199 | 311.2886 | 0.033139 | 0 | 0 | 0.066278 | 311.4545 | 0.033499 | 0 | 0 | 0.066998 | 311.7034 | 0.034039 | 0 | 0 | 0.068078 | 311.8693 | 0.034399 | 0 | 0 | 0.068798 | 312.0353 | 0.034759 | 0 | 0 | 0.069518
2017-02-17 05:00 | 271.6186 | 0.80959 |  | 285.2172 | 0 | 0 | 0 | 0 | 293.2321 | 0 | 0 | 0 | 0 | 299.7897 | 0.0081982 | 0 | 0 | 0.016396 | 300.0326 | 0.008725 | 0 | 0 | 0.01745 | 300.1945 | 0.0090762 | 0 | 0 | 0.018152 | 300.4374 | 0.009603 | 0 | 0 | 0.019206 | 300.6802 | 0.01013 | 0 | 0 | 0.02026 | 300.9231 | 0.010657 | 0 | 0 | 0.021313 | 301.247 | 0.011359 | 0 | 0 | 0.022718 | 301.4898 | 0.011886 | 0 | 0 | 0.023772 | 301.6517 | 0.012237 | 0 | 0 | 0.024474 | 301.8946 | 0.012764 | 0 | 0 | 0.025528 | 302.0565 | 0.013115 | 0 | 0 | 0.02623 | 302.2994 | 0.013642 | 0 | 0 | 0.027283 | 302.5423 | 0.014169 | 0 | 0 | 0.028337 | 302.7042 | 0.01452 | 0 | 0 | 0.029039 | 302.9471 | 0.015047 | 0 | 0 | 0.030093 | 303.19 | 0.015573 | 0 | 0 | 0.031147 | 303.2709 | 0.015749 | 0 | 0 | 0.031498 | 303.5138 | 0.016276 | 0 | 0 | 0.032551 | 303.7567 | 0.016803 | 0 | 0 | 0.033605 | 303.9186 | 0.017154 | 0 | 0 | 0.034307 | 304.1615 | 0.017681 | 0 | 0 | 0.035361 | 304.3234 | 0.018032 | 0 | 0 | 0.036063 | 304.4853 | 0.018383 | 0 | 0 | 0.036766
2017-02-17 06:00 | 271.9159 | 0.81047 |  | 285.5293 | 0 | 0 | 0 | 0 | 293.553 | 0 | 0 | 0 | 0 | 300.1178 | 0.0089099 | 0 | 0 | 0.01782 | 300.361 | 0.0094373 | 0 | 0 | 0.018875 | 300.5231 | 0.0097889 | 0 | 0 | 0.019578 | 300.7662 | 0.010316 | 0 | 0 | 0.020632 | 301.0094 | 0.010844 | 0 | 0 | 0.021687 | 301.2525 | 0.011371 | 0 | 0 | 0.022742 | 301.5767 | 0.012074 | 0 | 0 | 0.024148 | 301.8198 | 0.012602 | 0 | 0 | 0.025203 | 301.9819 | 0.012953 | 0 | 0 | 0.025906 | 302.2251 | 0.01348 | 0 | 0 | 0.026961 | 302.3872 | 0.013832 | 0 | 0 | 0.027664 | 302.6303 | 0.014359 | 0 | 0 | 0.028719 | 302.8734 | 0.014887 | 0 | 0 | 0.029774 | 303.0355 | 0.015238 | 0 | 0 | 0.030477 | 303.2787 | 0.015766 | 0 | 0 | 0.031532 | 303.5218 | 0.016293 | 0 | 0 | 0.032586 | 303.6029 | 0.016469 | 0 | 0 | 0.032938 | 303.846 | 0.016996 | 0 | 0 | 0.033993 | 304.0891 | 0.017524 | 0 | 0 | 0.035047 | 304.2512 | 0.017875 | 0 | 0 | 0.035751 | 304.4944 | 0.018403 | 0 | 0 | 0.036805 | 304.6565 | 0.018754 | 0 | 0 | 0.037508 | 304.8186 | 0.019106 | 0 | 0 | 0.038212
2017-02-17 07:00 | 281.0123 | 0.83758 |  | 295.0811 | 0 | 0 | 0 | 0 | 303.3732 | 0.015971 | 0 | 0 | 0.031942 | 310.1576 | 0.030686 | 0 | 0 | 0.061372 | 310.4089 | 0.031231 | 0 | 0 | 0.062462 | 310.5764 | 0.031595 | 0 | 0 | 0.063189 | 310.8277 | 0.03214 | 0 | 0 | 0.064279 | 311.079 | 0.032685 | 0 | 0 | 0.065369 | 311.3303 | 0.03323 | 0 | 0 | 0.066459 | 311.6653 | 0.033956 | 0 | 0 | 0.067913 | 311.9166 | 0.034501 | 0 | 0 | 0.069003 | 312.0841 | 0.034865 | 0 | 0 | 0.069729 | 312.3354 | 0.03541 | 0 | 0 | 0.070819 | 312.5029 | 0.035773 | 0 | 0 | 0.071546 | 312.7541 | 0.036318 | 0 | 0 | 0.072636 | 313.0054 | 0.036863 | 0 | 0 | 0.073726 | 313.1729 | 0.037226 | 0 | 0 | 0.074453 | 313.4242 | 0.037771 | 0 | 0 | 0.075543 | 313.6755 | 0.038316 | 0 | 0 | 0.076633 | 313.7593 | 0.038498 | 0 | 0 | 0.076996 | 314.0105 | 0.039043 | 0 | 0 | 0.078086 | 314.2618 | 0.039588 | 0 | 0 | 0.079176 | 314.4293 | 0.039952 | 0 | 0 | 0.079903 | 314.6806 | 0.040497 | 0 | 0 | 0.080993 | 314.8481 | 0.04086 | 0 | 0 | 0.08172 | 315.0156 | 0.041223 | 0 | 0 | 0.082446
2017-02-17 08:00 | 284.6064 | 0.8483 |  | 298.8552 | 0.0061712 | 0 | 0 | 0.012342 | 307.2533 | 0.024387 | 0 | 0 | 0.048773 | 314.1245 | 0.03929 | 0 | 0 | 0.078581 | 314.379 | 0.039842 | 0 | 0 | 0.079685 | 314.5487 | 0.04021 | 0 | 0 | 0.080421 | 314.8032 | 0.040762 | 0 | 0 | 0.081525 | 315.0576 | 0.041314 | 0 | 0 | 0.082629 | 315.3121 | 0.041866 | 0 | 0 | 0.083733 | 315.6515 | 0.042602 | 0 | 0 | 0.085205 | 315.9059 | 0.043154 | 0 | 0 | 0.086309 | 316.0756 | 0.043522 | 0 | 0 | 0.087045 | 316.3301 | 0.044074 | 0 | 0 | 0.088149 | 316.4998 | 0.044442 | 0 | 0 | 0.088885 | 316.7542 | 0.044994 | 0 | 0 | 0.089989 | 317.0087 | 0.045546 | 0 | 0 | 0.091092 | 317.1784 | 0.045914 | 0 | 0 | 0.091828 | 317.4329 | 0.046466 | 0 | 0 | 0.092932 | 317.6874 | 0.047018 | 0 | 0 | 0.094036 | 317.7722 | 0.047202 | 0 | 0 | 0.094404 | 318.0267 | 0.047754 | 0 | 0 | 0.095508 | 318.2812 | 0.048306 | 0 | 0 | 0.096612 | 318.4508 | 0.048674 | 0 | 0 | 0.097348 | 318.7053 | 0.049226 | 0 | 0 | 0.098452 | 318.875 | 0.049594 | 0 | 0 | 0.099188 | 319.0446 | 0.049962 | 0 | 0 | 0.099924
2017-02-17 09:00 | 274.206 | 0.8173 |  | 287.934 | 0 | 0 | 0 | 0 | 296.0253 | 3.3111e-05 | 0 | 0 | 6.6222e-05 | 302.6454 | 0.014392 | 0 | 0 | 0.028784 | 302.8906 | 0.014924 | 0 | 0 | 0.029848 | 303.054 | 0.015278 | 0 | 0 | 0.030557 | 303.2992 | 0.01581 | 0 | 0 | 0.031621 | 303.5444 | 0.016342 | 0 | 0 | 0.032684 | 303.7896 | 0.016874 | 0 | 0 | 0.033748 | 304.1165 | 0.017583 | 0 | 0 | 0.035166 | 304.3617 | 0.018115 | 0 | 0 | 0.03623 | 304.5252 | 0.018469 | 0 | 0 | 0.036939 | 304.7704 | 0.019001 | 0 | 0 | 0.038002 | 304.9338 | 0.019356 | 0 | 0 | 0.038711 | 305.179 | 0.019888 | 0 | 0 | 0.039775 | 305.4242 | 0.020419 | 0 | 0 | 0.040839 | 305.5876 | 0.020774 | 0 | 0 | 0.041548 | 305.8328 | 0.021306 | 0 | 0 | 0.042611 | 306.078 | 0.021838 | 0 | 0 | 0.043675 | 306.1598 | 0.022015 | 0 | 0 | 0.04403 | 306.4049 | 0.022547 | 0 | 0 | 0.045093 | 306.6501 | 0.023078 | 0 | 0 | 0.046157 | 306.8136 | 0.023433 | 0 | 0 | 0.046866 | 307.0588 | 0.023965 | 0 | 0 | 0.04793 | 307.2222 | 0.024319 | 0 | 0 | 0.048639 | 307.3857 | 0.024674 | 0 | 0 | 0.049348
2017-02-17 10:00 | 271.0168 | 0.80779 |  | 284.5852 | 0 | 0 | 0 | 0 | 292.5823 | 0 | 0 | 0 | 0 | 299.1254 | 0.0067573 | 0 | 0 | 0.013515 | 299.3677 | 0.007283 | 0 | 0 | 0.014566 | 299.5293 | 0.0076334 | 0 | 0 | 0.015267 | 299.7716 | 0.008159 | 0 | 0 | 0.016318 | 300.014 | 0.0086846 | 0 | 0 | 0.017369 | 300.2563 | 0.0092103 | 0 | 0 | 0.018421 | 300.5794 | 0.0099111 | 0 | 0 | 0.019822 | 300.8218 | 0.010437 | 0 | 0 | 0.020873 | 300.9833 | 0.010787 | 0 | 0 | 0.021574 | 301.2257 | 0.011313 | 0 | 0 | 0.022626 | 301.3872 | 0.011663 | 0 | 0 | 0.023326 | 301.6296 | 0.012189 | 0 | 0 | 0.024378 | 301.8719 | 0.012714 | 0 | 0 | 0.025429 | 302.0335 | 0.013065 | 0 | 0 | 0.02613 | 302.2758 | 0.013591 | 0 | 0 | 0.027181 | 302.5181 | 0.014116 | 0 | 0 | 0.028232 | 302.5989 | 0.014291 | 0 | 0 | 0.028583 | 302.8413 | 0.014817 | 0 | 0 | 0.029634 | 303.0836 | 0.015343 | 0 | 0 | 0.030685 | 303.2452 | 0.015693 | 0 | 0 | 0.031386 | 303.4875 | 0.016219 | 0 | 0 | 0.032437 | 303.649 | 0.016569 | 0 | 0 | 0.033138 | 303.8106 | 0.01692 | 0 | 0 | 0.033839
2017-02-17 11:00 | 268.3132 | 0.79973 |  | 281.7462 | 0 | 0 | 0 | 0 | 289.6636 | 0 | 0 | 0 | 0 | 296.1414 | 0.00028508 | 0 | 0 | 0.00057016 | 296.3814 | 0.00080547 | 0 | 0 | 0.0016109 | 296.5413 | 0.0011524 | 0 | 0 | 0.0023048 | 296.7812 | 0.0016728 | 0 | 0 | 0.0033456 | 297.0211 | 0.0021932 | 0 | 0 | 0.0043863 | 297.2611 | 0.0027136 | 0 | 0 | 0.0054271 | 297.581 | 0.0034074 | 0 | 0 | 0.0068148 | 297.8209 | 0.0039278 | 0 | 0 | 0.0078556 | 297.9808 | 0.0042747 | 0 | 0 | 0.0085494 | 298.2207 | 0.0047951 | 0 | 0 | 0.0095902 | 298.3807 | 0.005142 | 0 | 0 | 0.010284 | 298.6206 | 0.0056624 | 0 | 0 | 0.011325 | 298.8605 | 0.0061828 | 0 | 0 | 0.012366 | 299.0205 | 0.0065297 | 0 | 0 | 0.013059 | 299.2604 | 0.0070501 | 0 | 0 | 0.0141 | 299.5003 | 0.0075705 | 0 | 0 | 0.015141 | 299.5803 | 0.007744 | 0 | 0 | 0.015488 | 299.8202 | 0.0082643 | 0 | 0 | 0.016529 | 300.0601 | 0.0087847 | 0 | 0 | 0.017569 | 300.2201 | 0.0091317 | 0 | 0 | 0.018263 | 300.46 | 0.009652 | 0 | 0 | 0.019304 | 300.6199 | 0.009999 | 0 | 0 | 0.019998 | 300.7799 | 0.010346 | 0 | 0 | 0.020692
2017-02-17 12:00 | 265.828 | 0.79233 |  | 279.1366 | 0 | 0 | 0 | 0 | 286.9806 | 0 | 0 | 0 | 0 | 293.3985 | 0 | 0 | 0 | 0 | 293.6362 | 0 | 0 | 0 | 0 | 293.7947 | 0 | 0 | 0 | 0 | 294.0324 | 0 | 0 | 0 | 0 | 294.27 | 0 | 0 | 0 | 0 | 294.5077 | 0 | 0 | 0 | 0 | 294.8247 | 0 | 0 | 0 | 0 | 295.0624 | 0 | 0 | 0 | 0 | 295.2208 | 0 | 0 | 0 | 0 | 295.4585 | 0 | 0 | 0 | 0 | 295.617 | 0 | 0 | 0 | 0 | 295.8547 | 0 | 0 | 0 | 0 | 296.0924 | 0.00017872 | 0 | 0 | 0.00035745 | 296.2509 | 0.00052244 | 0 | 0 | 0.0010449 | 296.4886 | 0.001038 | 0 | 0 | 0.002076 | 296.7263 | 0.0015536 | 0 | 0 | 0.0031071 | 296.8055 | 0.0017254 | 0 | 0 | 0.0034508 | 297.0432 | 0.002241 | 0 | 0 | 0.004482 | 297.2809 | 0.0027566 | 0 | 0 | 0.0055131 | 297.4394 | 0.0031003 | 0 | 0 | 0.0062005 | 297.6771 | 0.0036158 | 0 | 0 | 0.0072317 | 297.8355 | 0.0039595 | 0 | 0 | 0.0079191 | 297.994 | 0.0043033 | 0 | 0 | 0.0086065
2017-02-17 13:00 | 268.271 | 0.79961 |  | 281.702 | 0 | 0 | 0 | 0 | 289.6181 | 0 | 0 | 0 | 0 | 296.0949 | 0.00018416 | 0 | 0 | 0.00036832 | 296.3348 | 0.00070446 | 0 | 0 | 0.0014089 | 296.4947 | 0.0010513 | 0 | 0 | 0.0021027 | 296.7346 | 0.0015716 | 0 | 0 | 0.0031433 | 296.9745 | 0.0020919 | 0 | 0 | 0.0041839 | 297.2144 | 0.0026122 | 0 | 0 | 0.0052245 | 297.5342 | 0.003306 | 0 | 0 | 0.006612 | 297.7741 | 0.0038263 | 0 | 0 | 0.0076526 | 297.934 | 0.0041732 | 0 | 0 | 0.0083463 | 298.1739 | 0.0046935 | 0 | 0 | 0.0093869 | 298.3338 | 0.0050403 | 0 | 0 | 0.010081 | 298.5737 | 0.0055606 | 0 | 0 | 0.011121 | 298.8136 | 0.0060809 | 0 | 0 | 0.012162 | 298.9735 | 0.0064278 | 0 | 0 | 0.012856 | 299.2134 | 0.0069481 | 0 | 0 | 0.013896 | 299.4533 | 0.0074684 | 0 | 0 | 0.014937 | 299.5332 | 0.0076419 | 0 | 0 | 0.015284 | 299.7731 | 0.0081622 | 0 | 0 | 0.016324 | 300.013 | 0.0086825 | 0 | 0 | 0.017365 | 300.1729 | 0.0090293 | 0 | 0 | 0.018059 | 300.4128 | 0.0095496 | 0 | 0 | 0.019099 | 300.5727 | 0.0098965 | 0 | 0 | 0.019793 | 300.7326 | 0.010243 | 0 | 0 | 0.020487
2017-02-17 14:00 | 269.338 | 0.80279 |  | 282.8224 | 0 | 0 | 0 | 0 | 290.77 | 0 | 0 | 0 | 0 | 297.2726 | 0.0027385 | 0 | 0 | 0.005477 | 297.5134 | 0.0032609 | 0 | 0 | 0.0065217 | 297.674 | 0.0036091 | 0 | 0 | 0.0072182 | 297.9148 | 0.0041315 | 0 | 0 | 0.008263 | 298.1556 | 0.0046539 | 0 | 0 | 0.0093077 | 298.3965 | 0.0051762 | 0 | 0 | 0.010352 | 298.7176 | 0.0058727 | 0 | 0 | 0.011745 | 298.9584 | 0.0063951 | 0 | 0 | 0.01279 | 299.119 | 0.0067434 | 0 | 0 | 0.013487 | 299.3598 | 0.0072657 | 0 | 0 | 0.014531 | 299.5204 | 0.007614 | 0 | 0 | 0.015228 | 299.7612 | 0.0081364 | 0 | 0 | 0.016273 | 300.002 | 0.0086587 | 0 | 0 | 0.017317 | 300.1626 | 0.009007 | 0 | 0 | 0.018014 | 300.4034 | 0.0095294 | 0 | 0 | 0.019059 | 300.6443 | 0.010052 | 0 | 0 | 0.020103 | 300.7246 | 0.010226 | 0 | 0 | 0.020452 | 300.9654 | 0.010748 | 0 | 0 | 0.021496 | 301.2062 | 0.011271 | 0 | 0 | 0.022541 | 301.3668 | 0.011619 | 0 | 0 | 0.023238 | 301.6076 | 0.012141 | 0 | 0 | 0.024282 | 301.7682 | 0.012489 | 0 | 0 | 0.024979 | 301.9287 | 0.012838 | 0 | 0 | 0.025675
2017-02-17 15:00 | 276.6243 | 0.82451 |  | 290.4734 | 0 | 0 | 0 | 0 | 298.636 | 0.0056958 | 0 | 0 | 0.011392 | 305.3145 | 0.020181 | 0 | 0 | 0.040363 | 305.5619 | 0.020718 | 0 | 0 | 0.041436 | 305.7268 | 0.021076 | 0 | 0 | 0.042151 | 305.9741 | 0.021612 | 0 | 0 | 0.043224 | 306.2215 | 0.022149 | 0 | 0 | 0.044297 | 306.4688 | 0.022685 | 0 | 0 | 0.04537 | 306.7986 | 0.023401 | 0 | 0 | 0.046801 | 307.046 | 0.023937 | 0 | 0 | 0.047874 | 307.2109 | 0.024295 | 0 | 0 | 0.048589 | 307.4582 | 0.024831 | 0 | 0 | 0.049662 | 307.6231 | 0.025189 | 0 | 0 | 0.050378 | 307.8705 | 0.025725 | 0 | 0 | 0.051451 | 308.1178 | 0.026262 | 0 | 0 | 0.052524 | 308.2827 | 0.02662 | 0 | 0 | 0.053239 | 308.5301 | 0.027156 | 0 | 0 | 0.054312 | 308.7774 | 0.027693 | 0 | 0 | 0.055385 | 308.8599 | 0.027871 | 0 | 0 | 0.055743 | 309.1072 | 0.028408 | 0 | 0 | 0.056816 | 309.3546 | 0.028944 | 0 | 0 | 0.057889 | 309.5195 | 0.029302 | 0 | 0 | 0.058604 | 309.7668 | 0.029839 | 0 | 0 | 0.059677 | 309.9317 | 0.030196 | 0 | 0 | 0.060393 | 310.0966 | 0.030554 | 0 | 0 | 0.061108
2017-02-17 16:00 | 273.2656 | 0.8145 |  | 286.9466 | 0 | 0 | 0 | 0 | 295.0101 | 0 | 0 | 0 | 0 | 301.6075 | 0.012141 | 0 | 0 | 0.024282 | 301.8519 | 0.012671 | 0 | 0 | 0.025342 | 302.0148 | 0.013024 | 0 | 0 | 0.026049 | 302.2591 | 0.013554 | 0 | 0 | 0.027109 | 302.5034 | 0.014084 | 0 | 0 | 0.028169 | 302.7478 | 0.014614 | 0 | 0 | 0.029229 | 303.0736 | 0.015321 | 0 | 0 | 0.030642 | 303.3179 | 0.015851 | 0 | 0 | 0.031702 | 303.4808 | 0.016204 | 0 | 0 | 0.032409 | 303.7252 | 0.016734 | 0 | 0 | 0.033468 | 303.8881 | 0.017088 | 0 | 0 | 0.034175 | 304.1324 | 0.017618 | 0 | 0 | 0.035235 | 304.3768 | 0.018148 | 0 | 0 | 0.036295 | 304.5397 | 0.018501 | 0 | 0 | 0.037002 | 304.784 | 0.019031 | 0 | 0 | 0.038062 | 305.0284 | 0.019561 | 0 | 0 | 0.039122 | 305.1098 | 0.019738 | 0 | 0 | 0.039475 | 305.3542 | 0.020268 | 0 | 0 | 0.040535 | 305.5985 | 0.020798 | 0 | 0 | 0.041595 | 305.7614 | 0.021151 | 0 | 0 | 0.042302 | 306.0058 | 0.021681 | 0 | 0 | 0.043362 | 306.1687 | 0.022034 | 0 | 0 | 0.044068 | 306.3316 | 0.022387 | 0 | 0 | 0.044775
2017-02-17 17:00 | 279.9585 | 0.83444 |  | 293.9745 | 0 | 0 | 0 | 0 | 302.2355 | 0.013503 | 0 | 0 | 0.027006 | 308.9945 | 0.028163 | 0 | 0 | 0.056327 | 309.2448 | 0.028706 | 0 | 0 | 0.057413 | 309.4117 | 0.029068 | 0 | 0 | 0.058137 | 309.662 | 0.029611 | 0 | 0 | 0.059223 | 309.9124 | 0.030154 | 0 | 0 | 0.060309 | 310.1627 | 0.030697 | 0 | 0 | 0.061394 | 310.4965 | 0.031421 | 0 | 0 | 0.062842 | 310.7468 | 0.031964 | 0 | 0 | 0.063928 | 310.9137 | 0.032326 | 0 | 0 | 0.064652 | 311.164 | 0.032869 | 0 | 0 | 0.065738 | 311.3309 | 0.033231 | 0 | 0 | 0.066462 | 311.5813 | 0.033774 | 0 | 0 | 0.067548 | 311.8316 | 0.034317 | 0 | 0 | 0.068634 | 311.9985 | 0.034679 | 0 | 0 | 0.069358 | 312.2488 | 0.035222 | 0 | 0 | 0.070444 | 312.4992 | 0.035765 | 0 | 0 | 0.07153 | 312.5826 | 0.035946 | 0 | 0 | 0.071892 | 312.8329 | 0.036489 | 0 | 0 | 0.072978 | 313.0833 | 0.037032 | 0 | 0 | 0.074064 | 313.2502 | 0.037394 | 0 | 0 | 0.074788 | 313.5005 | 0.037937 | 0 | 0 | 0.075874 | 313.6674 | 0.038299 | 0 | 0 | 0.076598 | 313.8343 | 0.038661 | 0 | 0 | 0.077322
2017-02-17 18:00 | 280.3876 | 0.83572 |  | 294.4252 | 0 | 0 | 0 | 0 | 302.6988 | 0.014508 | 0 | 0 | 0.029016 | 309.4682 | 0.029191 | 0 | 0 | 0.058382 | 309.7189 | 0.029735 | 0 | 0 | 0.059469 | 309.886 | 0.030097 | 0 | 0 | 0.060194 | 310.1367 | 0.030641 | 0 | 0 | 0.061282 | 310.3875 | 0.031185 | 0 | 0 | 0.062369 | 310.6382 | 0.031729 | 0 | 0 | 0.063457 | 310.9725 | 0.032454 | 0 | 0 | 0.064907 | 311.2232 | 0.032997 | 0 | 0 | 0.065995 | 311.3903 | 0.03336 | 0 | 0 | 0.06672 | 311.641 | 0.033904 | 0 | 0 | 0.067807 | 311.8082 | 0.034266 | 0 | 0 | 0.068533 | 312.0589 | 0.03481 | 0 | 0 | 0.06962 | 312.3096 | 0.035354 | 0 | 0 | 0.070708 | 312.4768 | 0.035716 | 0 | 0 | 0.071433 | 312.7275 | 0.03626 | 0 | 0 | 0.07252 | 312.9782 | 0.036804 | 0 | 0 | 0.073608 | 313.0618 | 0.036985 | 0 | 0 | 0.073971 | 313.3125 | 0.037529 | 0 | 0 | 0.075058 | 313.5632 | 0.038073 | 0 | 0 | 0.076146 | 313.7303 | 0.038435 | 0 | 0 | 0.076871 | 313.9811 | 0.038979 | 0 | 0 | 0.077958 | 314.1482 | 0.039342 | 0 | 0 | 0.078684 | 314.3154 | 0.039704 | 0 | 0 | 0.079409
2017-02-17 19:00 | 283.8126 | 0.84593 |  | 298.0216 | 0.0043632 | 0 | 0 | 0.0087265 | 306.3964 | 0.022528 | 0 | 0 | 0.045056 | 313.2484 | 0.03739 | 0 | 0 | 0.07478 | 313.5022 | 0.037941 | 0 | 0 | 0.075881 | 313.6714 | 0.038308 | 0 | 0 | 0.076615 | 313.9251 | 0.038858 | 0 | 0 | 0.077716 | 314.1789 | 0.039408 | 0 | 0 | 0.078817 | 314.4327 | 0.039959 | 0 | 0 | 0.079918 | 314.7711 | 0.040693 | 0 | 0 | 0.081386 | 315.0249 | 0.041243 | 0 | 0 | 0.082486 | 315.194 | 0.04161 | 0 | 0 | 0.08322 | 315.4478 | 0.042161 | 0 | 0 | 0.084321 | 315.617 | 0.042528 | 0 | 0 | 0.085055 | 315.8708 | 0.043078 | 0 | 0 | 0.086156 | 316.1246 | 0.043629 | 0 | 0 | 0.087257 | 316.2938 | 0.043995 | 0 | 0 | 0.087991 | 316.5475 | 0.044546 | 0 | 0 | 0.089092 | 316.8013 | 0.045096 | 0 | 0 | 0.090193 | 316.8859 | 0.04528 | 0 | 0 | 0.09056 | 317.1397 | 0.04583 | 0 | 0 | 0.091661 | 317.3935 | 0.046381 | 0 | 0 | 0.092761 | 317.5627 | 0.046748 | 0 | 0 | 0.093495 | 317.8164 | 0.047298 | 0 | 0 | 0.094596 | 317.9856 | 0.047665 | 0 | 0 | 0.09533 | 318.1548 | 0.048032 | 0 | 0 | 0.096064
2017-02-17 20:00 | 280.4282 | 0.83584 |  | 294.4678 | 0 | 0 | 0 | 0 | 302.7426 | 0.014603 | 0 | 0 | 0.029206 | 309.5129 | 0.029288 | 0 | 0 | 0.058576 | 309.7637 | 0.029832 | 0 | 0 | 0.059664 | 309.9309 | 0.030194 | 0 | 0 | 0.060389 | 310.1816 | 0.030738 | 0 | 0 | 0.061477 | 310.4324 | 0.031282 | 0 | 0 | 0.062564 | 310.6831 | 0.031826 | 0 | 0 | 0.063652 | 311.0175 | 0.032551 | 0 | 0 | 0.065102 | 311.2682 | 0.033095 | 0 | 0 | 0.06619 | 311.4354 | 0.033458 | 0 | 0 | 0.066915 | 311.6861 | 0.034002 | 0 | 0 | 0.068003 | 311.8533 | 0.034364 | 0 | 0 | 0.068728 | 312.1041 | 0.034908 | 0 | 0 | 0.069816 | 312.3548 | 0.035452 | 0 | 0 | 0.070904 | 312.522 | 0.035814 | 0 | 0 | 0.071629 | 312.7727 | 0.036358 | 0 | 0 | 0.072717 | 313.0235 | 0.036902 | 0 | 0 | 0.073805 | 313.1071 | 0.037084 | 0 | 0 | 0.074167 | 313.3578 | 0.037627 | 0 | 0 | 0.075255 | 313.6086 | 0.038171 | 0 | 0 | 0.076343 | 313.7758 | 0.038534 | 0 | 0 | 0.077068 | 314.0265 | 0.039078 | 0 | 0 | 0.078156 | 314.1937 | 0.03944 | 0 | 0 | 0.078881 | 314.3608 | 0.039803 | 0 | 0 | 0.079606
2017-02-17 21:00 | 297.2678 | 0.88604 |  | 312.1504 | 0.035009 | 0 | 0 | 0.070017 | 320.9221 | 0.054034 | 0 | 0 | 0.10807 | 328.099 | 0.069601 | 0 | 0 | 0.1392 | 328.3648 | 0.070178 | 0 | 0 | 0.14036 | 328.5421 | 0.070562 | 0 | 0 | 0.14112 | 328.8079 | 0.071139 | 0 | 0 | 0.14228 | 329.0737 | 0.071715 | 0 | 0 | 0.14343 | 329.3395 | 0.072292 | 0 | 0 | 0.14458 | 329.6939 | 0.07306 | 0 | 0 | 0.14612 | 329.9597 | 0.073637 | 0 | 0 | 0.14727 | 330.1369 | 0.074021 | 0 | 0 | 0.14804 | 330.4027 | 0.074598 | 0 | 0 | 0.1492 | 330.5799 | 0.074982 | 0 | 0 | 0.14996 | 330.8457 | 0.075559 | 0 | 0 | 0.15112 | 331.1116 | 0.076135 | 0 | 0 | 0.15227 | 331.2888 | 0.07652 | 0 | 0 | 0.15304 | 331.5546 | 0.077096 | 0 | 0 | 0.15419 | 331.8204 | 0.077673 | 0 | 0 | 0.15535 | 331.909 | 0.077865 | 0 | 0 | 0.15573 | 332.1748 | 0.078441 | 0 | 0 | 0.15688 | 332.4406 | 0.079018 | 0 | 0 | 0.15804 | 332.6178 | 0.079402 | 0 | 0 | 0.1588 | 332.8836 | 0.079979 | 0 | 0 | 0.15996 | 333.0608 | 0.080363 | 0 | 0 | 0.16073 | 333.238 | 0.080748 | 0 | 0 | 0.1615
2017-02-17 22:00 | 296.6292 | 0.88413 |  | 311.4798 | 0.033554 | 0 | 0 | 0.067108 | 320.2327 | 0.052539 | 0 | 0 | 0.10508 | 327.3942 | 0.068072 | 0 | 0 | 0.13614 | 327.6595 | 0.068648 | 0 | 0 | 0.1373 | 327.8363 | 0.069031 | 0 | 0 | 0.13806 | 328.1015 | 0.069607 | 0 | 0 | 0.13921 | 328.3668 | 0.070182 | 0 | 0 | 0.14036 | 328.632 | 0.070757 | 0 | 0 | 0.14151 | 328.9857 | 0.071524 | 0 | 0 | 0.14305 | 329.2509 | 0.0721 | 0 | 0 | 0.1442 | 329.4277 | 0.072483 | 0 | 0 | 0.14497 | 329.693 | 0.073058 | 0 | 0 | 0.14612 | 329.8698 | 0.073442 | 0 | 0 | 0.14688 | 330.135 | 0.074017 | 0 | 0 | 0.14803 | 330.4003 | 0.074593 | 0 | 0 | 0.14919 | 330.5771 | 0.074976 | 0 | 0 | 0.14995 | 330.8423 | 0.075551 | 0 | 0 | 0.1511 | 331.1076 | 0.076127 | 0 | 0 | 0.15225 | 331.196 | 0.076318 | 0 | 0 | 0.15264 | 331.4612 | 0.076894 | 0 | 0 | 0.15379 | 331.7265 | 0.077469 | 0 | 0 | 0.15494 | 331.9033 | 0.077853 | 0 | 0 | 0.15571 | 332.1685 | 0.078428 | 0 | 0 | 0.15686 | 332.3454 | 0.078811 | 0 | 0 | 0.15762 | 332.5222 | 0.079195 | 0 | 0 | 0.15839
2017-02-17 23:00 | 292.379 | 0.87146 |  | 307.0169 | 0.023874 | 0 | 0 | 0.047748 | 315.6444 | 0.042587 | 0 | 0 | 0.085174 | 322.7033 | 0.057898 | 0 | 0 | 0.1158 | 322.9647 | 0.058465 | 0 | 0 | 0.11693 | 323.139 | 0.058843 | 0 | 0 | 0.11769 | 323.4005 | 0.05941 | 0 | 0 | 0.11882 | 323.6619 | 0.059977 | 0 | 0 | 0.11995 | 323.9233 | 0.060544 | 0 | 0 | 0.12109 | 324.2719 | 0.0613 | 0 | 0 | 0.1226 | 324.5334 | 0.061867 | 0 | 0 | 0.12373 | 324.7076 | 0.062245 | 0 | 0 | 0.12449 | 324.9691 | 0.062812 | 0 | 0 | 0.12562 | 325.1434 | 0.06319 | 0 | 0 | 0.12638 | 325.4048 | 0.063757 | 0 | 0 | 0.12751 | 325.6663 | 0.064324 | 0 | 0 | 0.12865 | 325.8406 | 0.064702 | 0 | 0 | 0.1294 | 326.102 | 0.06527 | 0 | 0 | 0.13054 | 326.3634 | 0.065837 | 0 | 0 | 0.13167 | 326.4506 | 0.066026 | 0 | 0 | 0.13205 | 326.712 | 0.066593 | 0 | 0 | 0.13319 | 326.9735 | 0.06716 | 0 | 0 | 0.13432 | 327.1477 | 0.067538 | 0 | 0 | 0.13508 | 327.4092 | 0.068105 | 0 | 0 | 0.13621 | 327.5835 | 0.068483 | 0 | 0 | 0.13697 | 327.7578 | 0.068861 | 0 | 0 | 0.13772
2017-02-18 | 290.475 | 0.86579 |  | 305.0175 | 0.019537 | 0 | 0 | 0.039075 | 313.5889 | 0.038129 | 0 | 0 | 0.076257 | 320.6018 | 0.05334 | 0 | 0 | 0.10668 | 320.8615 | 0.053903 | 0 | 0 | 0.10781 | 321.0347 | 0.054278 | 0 | 0 | 0.10856 | 321.2944 | 0.054842 | 0 | 0 | 0.10968 | 321.5541 | 0.055405 | 0 | 0 | 0.11081 | 321.8139 | 0.055969 | 0 | 0 | 0.11194 | 322.1602 | 0.05672 | 0 | 0 | 0.11344 | 322.4199 | 0.057283 | 0 | 0 | 0.11457 | 322.5931 | 0.057659 | 0 | 0 | 0.11532 | 322.8528 | 0.058222 | 0 | 0 | 0.11644 | 323.026 | 0.058598 | 0 | 0 | 0.1172 | 323.2857 | 0.059161 | 0 | 0 | 0.11832 | 323.5454 | 0.059724 | 0 | 0 | 0.11945 | 323.7186 | 0.0601 | 0 | 0 | 0.1202 | 323.9783 | 0.060663 | 0 | 0 | 0.12133 | 324.2381 | 0.061227 | 0 | 0 | 0.12245 | 324.3246 | 0.061414 | 0 | 0 | 0.12283 | 324.5844 | 0.061978 | 0 | 0 | 0.12396 | 324.8441 | 0.062541 | 0 | 0 | 0.12508 | 325.0173 | 0.062917 | 0 | 0 | 0.12583 | 325.277 | 0.06348 | 0 | 0 | 0.12696 | 325.4502 | 0.063856 | 0 | 0 | 0.12771 | 325.6233 | 0.064231 | 0 | 0 | 0.12846
2017-02-18 01:00 | 292.0116 | 0.87037 |  | 306.631 | 0.023037 | 0 | 0 | 0.046074 | 315.2477 | 0.041727 | 0 | 0 | 0.083453 | 322.2977 | 0.057018 | 0 | 0 | 0.11404 | 322.5588 | 0.057584 | 0 | 0 | 0.11517 | 322.7329 | 0.057962 | 0 | 0 | 0.11592 | 322.994 | 0.058528 | 0 | 0 | 0.11706 | 323.2551 | 0.059095 | 0 | 0 | 0.11819 | 323.5162 | 0.059661 | 0 | 0 | 0.11932 | 323.8644 | 0.060416 | 0 | 0 | 0.12083 | 324.1255 | 0.060982 | 0 | 0 | 0.12196 | 324.2995 | 0.06136 | 0 | 0 | 0.12272 | 324.5606 | 0.061926 | 0 | 0 | 0.12385 | 324.7347 | 0.062304 | 0 | 0 | 0.12461 | 324.9958 | 0.06287 | 0 | 0 | 0.12574 | 325.2569 | 0.063437 | 0 | 0 | 0.12687 | 325.431 | 0.063814 | 0 | 0 | 0.12763 | 325.6921 | 0.064381 | 0 | 0 | 0.12876 | 325.9532 | 0.064947 | 0 | 0 | 0.12989 | 326.0403 | 0.065136 | 0 | 0 | 0.13027 | 326.3014 | 0.065702 | 0 | 0 | 0.1314 | 326.5625 | 0.066268 | 0 | 0 | 0.13254 | 326.7366 | 0.066646 | 0 | 0 | 0.13329 | 326.9977 | 0.067212 | 0 | 0 | 0.13442 | 327.1718 | 0.06759 | 0 | 0 | 0.13518 | 327.3458 | 0.067967 | 0 | 0 | 0.13593
2017-02-18 02:00 | 284.3177 | 0.84744 |  | 298.552 | 0.0055135 | 0 | 0 | 0.011027 | 306.9416 | 0.023711 | 0 | 0 | 0.047421 | 313.8058 | 0.038599 | 0 | 0 | 0.077198 | 314.0601 | 0.039151 | 0 | 0 | 0.078301 | 314.2295 | 0.039518 | 0 | 0 | 0.079036 | 314.4838 | 0.04007 | 0 | 0 | 0.080139 | 314.738 | 0.040621 | 0 | 0 | 0.081242 | 314.9922 | 0.041172 | 0 | 0 | 0.082345 | 315.3312 | 0.041908 | 0 | 0 | 0.083815 | 315.5854 | 0.042459 | 0 | 0 | 0.084918 | 315.7549 | 0.042827 | 0 | 0 | 0.085653 | 316.0092 | 0.043378 | 0 | 0 | 0.086756 | 316.1786 | 0.043746 | 0 | 0 | 0.087492 | 316.4329 | 0.044297 | 0 | 0 | 0.088594 | 316.6871 | 0.044849 | 0 | 0 | 0.089697 | 316.8566 | 0.045216 | 0 | 0 | 0.090433 | 317.1108 | 0.045768 | 0 | 0 | 0.091535 | 317.3651 | 0.046319 | 0 | 0 | 0.092638 | 317.4498 | 0.046503 | 0 | 0 | 0.093006 | 317.704 | 0.047054 | 0 | 0 | 0.094109 | 317.9583 | 0.047606 | 0 | 0 | 0.095212 | 318.1277 | 0.047973 | 0 | 0 | 0.095947 | 318.382 | 0.048525 | 0 | 0 | 0.09705 | 318.5515 | 0.048892 | 0 | 0 | 0.097785 | 318.721 | 0.04926 | 0 | 0 | 0.09852
2017-02-18 03:00 | 285.6375 | 0.85137 |  | 299.9379 | 0.0085195 | 0 | 0 | 0.017039 | 308.3664 | 0.026801 | 0 | 0 | 0.053602 | 315.2625 | 0.041759 | 0 | 0 | 0.083517 | 315.5179 | 0.042313 | 0 | 0 | 0.084625 | 315.6882 | 0.042682 | 0 | 0 | 0.085364 | 315.9436 | 0.043236 | 0 | 0 | 0.086472 | 316.199 | 0.04379 | 0 | 0 | 0.08758 | 316.4544 | 0.044344 | 0 | 0 | 0.088688 | 316.795 | 0.045083 | 0 | 0 | 0.090165 | 317.0504 | 0.045637 | 0 | 0 | 0.091273 | 317.2207 | 0.046006 | 0 | 0 | 0.092012 | 317.4761 | 0.04656 | 0 | 0 | 0.09312 | 317.6464 | 0.046929 | 0 | 0 | 0.093859 | 317.9018 | 0.047483 | 0 | 0 | 0.094967 | 318.1572 | 0.048037 | 0 | 0 | 0.096075 | 318.3275 | 0.048407 | 0 | 0 | 0.096813 | 318.5829 | 0.048961 | 0 | 0 | 0.097921 | 318.8383 | 0.049515 | 0 | 0 | 0.099029 | 318.9234 | 0.049699 | 0 | 0 | 0.099398 | 319.1788 | 0.050253 | 0 | 0 | 0.10051 | 319.4342 | 0.050807 | 0 | 0 | 0.10161 | 319.6045 | 0.051177 | 0 | 0 | 0.10235 | 319.8599 | 0.051731 | 0 | 0 | 0.10346 | 320.0302 | 0.0521 | 0 | 0 | 0.1042 | 320.2005 | 0.052469 | 0 | 0 | 0.10494
2017-02-18 04:00 | 288.4657 | 0.8598 |  | 302.9076 | 0.014961 | 0 | 0 | 0.029922 | 311.4197 | 0.033424 | 0 | 0 | 0.066847 | 318.384 | 0.048529 | 0 | 0 | 0.097059 | 318.642 | 0.049089 | 0 | 0 | 0.098178 | 318.8139 | 0.049462 | 0 | 0 | 0.098924 | 319.0719 | 0.050021 | 0 | 0 | 0.10004 | 319.3298 | 0.050581 | 0 | 0 | 0.10116 | 319.5878 | 0.05114 | 0 | 0 | 0.10228 | 319.9317 | 0.051886 | 0 | 0 | 0.10377 | 320.1896 | 0.052446 | 0 | 0 | 0.10489 | 320.3616 | 0.052819 | 0 | 0 | 0.10564 | 320.6195 | 0.053378 | 0 | 0 | 0.10676 | 320.7915 | 0.053751 | 0 | 0 | 0.1075 | 321.0494 | 0.054311 | 0 | 0 | 0.10862 | 321.3074 | 0.05487 | 0 | 0 | 0.10974 | 321.4793 | 0.055243 | 0 | 0 | 0.11049 | 321.7373 | 0.055802 | 0 | 0 | 0.1116 | 321.9952 | 0.056362 | 0 | 0 | 0.11272 | 322.0812 | 0.056548 | 0 | 0 | 0.1131 | 322.3391 | 0.057108 | 0 | 0 | 0.11422 | 322.5971 | 0.057667 | 0 | 0 | 0.11533 | 322.769 | 0.05804 | 0 | 0 | 0.11608 | 323.027 | 0.0586 | 0 | 0 | 0.1172 | 323.1989 | 0.058973 | 0 | 0 | 0.11795 | 323.3709 | 0.059346 | 0 | 0 | 0.11869
2017-02-18 05:00 | 287.9089 | 0.85814 |  | 302.323 | 0.013693 | 0 | 0 | 0.027386 | 310.8185 | 0.03212 | 0 | 0 | 0.064239 | 317.7695 | 0.047196 | 0 | 0 | 0.094393 | 318.0269 | 0.047755 | 0 | 0 | 0.095509 | 318.1986 | 0.048127 | 0 | 0 | 0.096254 | 318.456 | 0.048685 | 0 | 0 | 0.097371 | 318.7134 | 0.049244 | 0 | 0 | 0.098488 | 318.9709 | 0.049802 | 0 | 0 | 0.099604 | 319.3141 | 0.050547 | 0 | 0 | 0.10109 | 319.5716 | 0.051105 | 0 | 0 | 0.10221 | 319.7432 | 0.051477 | 0 | 0 | 0.10295 | 320.0007 | 0.052036 | 0 | 0 | 0.10407 | 320.1723 | 0.052408 | 0 | 0 | 0.10482 | 320.4297 | 0.052966 | 0 | 0 | 0.10593 | 320.6872 | 0.053525 | 0 | 0 | 0.10705 | 320.8588 | 0.053897 | 0 | 0 | 0.10779 | 321.1162 | 0.054455 | 0 | 0 | 0.10891 | 321.3737 | 0.055014 | 0 | 0 | 0.11003 | 321.4595 | 0.0552 | 0 | 0 | 0.1104 | 321.7169 | 0.055758 | 0 | 0 | 0.11152 | 321.9744 | 0.056317 | 0 | 0 | 0.11263 | 322.146 | 0.056689 | 0 | 0 | 0.11338 | 322.4034 | 0.057247 | 0 | 0 | 0.11449 | 322.5751 | 0.05762 | 0 | 0 | 0.11524 | 322.7467 | 0.057992 | 0 | 0 | 0.11598
2017-02-18 06:00 | 287.5418 | 0.85705 |  | 301.9375 | 0.012857 | 0 | 0 | 0.025713 | 310.4222 | 0.03126 | 0 | 0 | 0.06252 | 317.3643 | 0.046317 | 0 | 0 | 0.092635 | 317.6214 | 0.046875 | 0 | 0 | 0.09375 | 317.7928 | 0.047247 | 0 | 0 | 0.094494 | 318.0499 | 0.047805 | 0 | 0 | 0.095609 | 318.307 | 0.048362 | 0 | 0 | 0.096725 | 318.5642 | 0.04892 | 0 | 0 | 0.09784 | 318.907 | 0.049664 | 0 | 0 | 0.099327 | 319.1641 | 0.050221 | 0 | 0 | 0.10044 | 319.3355 | 0.050593 | 0 | 0 | 0.10119 | 319.5926 | 0.051151 | 0 | 0 | 0.1023 | 319.764 | 0.051522 | 0 | 0 | 0.10304 | 320.0211 | 0.05208 | 0 | 0 | 0.10416 | 320.2782 | 0.052638 | 0 | 0 | 0.10528 | 320.4497 | 0.05301 | 0 | 0 | 0.10602 | 320.7068 | 0.053567 | 0 | 0 | 0.10713 | 320.9639 | 0.054125 | 0 | 0 | 0.10825 | 321.0496 | 0.054311 | 0 | 0 | 0.10862 | 321.3067 | 0.054869 | 0 | 0 | 0.10974 | 321.5638 | 0.055426 | 0 | 0 | 0.11085 | 321.7352 | 0.055798 | 0 | 0 | 0.1116 | 321.9923 | 0.056356 | 0 | 0 | 0.11271 | 322.1638 | 0.056727 | 0 | 0 | 0.11345 | 322.3352 | 0.057099 | 0 | 0 | 0.1142
2017-02-18 07:00 | 286.4449 | 0.85378 |  | 300.7856 | 0.010358 | 0 | 0 | 0.020717 | 309.238 | 0.028692 | 0 | 0 | 0.057383 | 316.1536 | 0.043692 | 0 | 0 | 0.087383 | 316.4098 | 0.044247 | 0 | 0 | 0.088494 | 316.5805 | 0.044617 | 0 | 0 | 0.089235 | 316.8366 | 0.045173 | 0 | 0 | 0.090346 | 317.0928 | 0.045729 | 0 | 0 | 0.091457 | 317.3489 | 0.046284 | 0 | 0 | 0.092568 | 317.6904 | 0.047025 | 0 | 0 | 0.09405 | 317.9466 | 0.04758 | 0 | 0 | 0.095161 | 318.1173 | 0.047951 | 0 | 0 | 0.095902 | 318.3734 | 0.048506 | 0 | 0 | 0.097013 | 318.5442 | 0.048877 | 0 | 0 | 0.097753 | 318.8003 | 0.049432 | 0 | 0 | 0.098864 | 319.0565 | 0.049988 | 0 | 0 | 0.099976 | 319.2272 | 0.050358 | 0 | 0 | 0.10072 | 319.4834 | 0.050914 | 0 | 0 | 0.10183 | 319.7395 | 0.051469 | 0 | 0 | 0.10294 | 319.8249 | 0.051654 | 0 | 0 | 0.10331 | 320.081 | 0.05221 | 0 | 0 | 0.10442 | 320.3371 | 0.052766 | 0 | 0 | 0.10553 | 320.5079 | 0.053136 | 0 | 0 | 0.10627 | 320.764 | 0.053691 | 0 | 0 | 0.10738 | 320.9348 | 0.054062 | 0 | 0 | 0.10812 | 321.1055 | 0.054432 | 0 | 0 | 0.10886
2017-02-18 08:00 | 287.3218 | 0.85639 |  | 301.7065 | 0.012356 | 0 | 0 | 0.024712 | 310.1848 | 0.030745 | 0 | 0 | 0.06149 | 317.1216 | 0.045791 | 0 | 0 | 0.091582 | 317.3785 | 0.046348 | 0 | 0 | 0.092697 | 317.5498 | 0.04672 | 0 | 0 | 0.09344 | 317.8067 | 0.047277 | 0 | 0 | 0.094554 | 318.0636 | 0.047834 | 0 | 0 | 0.095669 | 318.3205 | 0.048392 | 0 | 0 | 0.096783 | 318.6631 | 0.049135 | 0 | 0 | 0.098269 | 318.92 | 0.049692 | 0 | 0 | 0.099384 | 319.0913 | 0.050063 | 0 | 0 | 0.10013 | 319.3482 | 0.050621 | 0 | 0 | 0.10124 | 319.5195 | 0.050992 | 0 | 0 | 0.10198 | 319.7764 | 0.051549 | 0 | 0 | 0.1031 | 320.0333 | 0.052107 | 0 | 0 | 0.10421 | 320.2046 | 0.052478 | 0 | 0 | 0.10496 | 320.4615 | 0.053035 | 0 | 0 | 0.10607 | 320.7184 | 0.053593 | 0 | 0 | 0.10719 | 320.8041 | 0.053778 | 0 | 0 | 0.10756 | 321.061 | 0.054336 | 0 | 0 | 0.10867 | 321.3179 | 0.054893 | 0 | 0 | 0.10979 | 321.4892 | 0.055264 | 0 | 0 | 0.11053 | 321.7461 | 0.055822 | 0 | 0 | 0.11164 | 321.9174 | 0.056193 | 0 | 0 | 0.11239 | 322.0886 | 0.056565 | 0 | 0 | 0.11313
2017-02-18 09:00 | 282.1944 | 0.84111 |  | 296.3223 | 0.00067749 | 0 | 0 | 0.001355 | 304.6493 | 0.018739 | 0 | 0 | 0.037477 | 311.4623 | 0.033516 | 0 | 0 | 0.067032 | 311.7146 | 0.034063 | 0 | 0 | 0.068127 | 311.8828 | 0.034428 | 0 | 0 | 0.068856 | 312.1352 | 0.034976 | 0 | 0 | 0.069951 | 312.3875 | 0.035523 | 0 | 0 | 0.071046 | 312.6398 | 0.03607 | 0 | 0 | 0.07214 | 312.9763 | 0.0368 | 0 | 0 | 0.0736 | 313.2286 | 0.037347 | 0 | 0 | 0.074694 | 313.3968 | 0.037712 | 0 | 0 | 0.075424 | 313.6492 | 0.038259 | 0 | 0 | 0.076519 | 313.8174 | 0.038624 | 0 | 0 | 0.077248 | 314.0697 | 0.039172 | 0 | 0 | 0.078343 | 314.3221 | 0.039719 | 0 | 0 | 0.079438 | 314.4903 | 0.040084 | 0 | 0 | 0.080167 | 314.7426 | 0.040631 | 0 | 0 | 0.081262 | 314.9949 | 0.041178 | 0 | 0 | 0.082357 | 315.0791 | 0.041361 | 0 | 0 | 0.082722 | 315.3314 | 0.041908 | 0 | 0 | 0.083816 | 315.5837 | 0.042455 | 0 | 0 | 0.084911 | 315.7519 | 0.04282 | 0 | 0 | 0.085641 | 316.0043 | 0.043368 | 0 | 0 | 0.086735 | 316.1725 | 0.043732 | 0 | 0 | 0.087465 | 316.3407 | 0.044097 | 0 | 0 | 0.088195
2017-02-18 10:00 | 225.7945 | 0.673 |  | 237.0989 | 0 | 0 | 0 | 0 | 243.7616 | 0 | 0 | 0 | 0 | 249.2129 | 0 | 0 | 0 | 0 | 249.4148 | 0 | 0 | 0 | 0 | 249.5494 | 0 | 0 | 0 | 0 | 249.7513 | 0 | 0 | 0 | 0 | 249.9532 | 0 | 0 | 0 | 0 | 250.1551 | 0 | 0 | 0 | 0 | 250.4243 | 0 | 0 | 0 | 0 | 250.6262 | 0 | 0 | 0 | 0 | 250.7608 | 0 | 0 | 0 | 0 | 250.9627 | 0 | 0 | 0 | 0 | 251.0973 | 0 | 0 | 0 | 0 | 251.2992 | 0 | 0 | 0 | 0 | 251.5011 | 0 | 0 | 0 | 0 | 251.6357 | 0 | 0 | 0 | 0 | 251.8376 | 0 | 0 | 0 | 0 | 252.0395 | 0 | 0 | 0 | 0 | 252.1068 | 0 | 0 | 0 | 0 | 252.3087 | 0 | 0 | 0 | 0 | 252.5106 | 0 | 0 | 0 | 0 | 252.6452 | 0 | 0 | 0 | 0 | 252.8471 | 0 | 0 | 0 | 0 | 252.9817 | 0 | 0 | 0 | 0 | 253.1163 | 0 | 0 | 0 | 0
2017-02-18 11:00 | 210.9998 | 0.62891 |  | 221.5635 | 0 | 0 | 0 | 0 | 227.7896 | 0 | 0 | 0 | 0 | 232.8838 | 0 | 0 | 0 | 0 | 233.0724 | 0 | 0 | 0 | 0 | 233.1982 | 0 | 0 | 0 | 0 | 233.3869 | 0 | 0 | 0 | 0 | 233.5756 | 0 | 0 | 0 | 0 | 233.7642 | 0 | 0 | 0 | 0 | 234.0158 | 0 | 0 | 0 | 0 | 234.2045 | 0 | 0 | 0 | 0 | 234.3302 | 0 | 0 | 0 | 0 | 234.5189 | 0 | 0 | 0 | 0 | 234.6447 | 0 | 0 | 0 | 0 | 234.8334 | 0 | 0 | 0 | 0 | 235.022 | 0 | 0 | 0 | 0 | 235.1478 | 0 | 0 | 0 | 0 | 235.3365 | 0 | 0 | 0 | 0 | 235.5252 | 0 | 0 | 0 | 0 | 235.5881 | 0 | 0 | 0 | 0 | 235.7767 | 0 | 0 | 0 | 0 | 235.9654 | 0 | 0 | 0 | 0 | 236.0912 | 0 | 0 | 0 | 0 | 236.2798 | 0 | 0 | 0 | 0 | 236.4056 | 0 | 0 | 0 | 0 | 236.5314 | 0 | 0 | 0 | 0
2017-02-18 12:00 | 210.4285 | 0.6272 |  | 220.9636 | 0 | 0 | 0 | 0 | 227.1729 | 0 | 0 | 0 | 0 | 232.2532 | 0 | 0 | 0 | 0 | 232.4414 | 0 | 0 | 0 | 0 | 232.5668 | 0 | 0 | 0 | 0 | 232.755 | 0 | 0 | 0 | 0 | 232.9432 | 0 | 0 | 0 | 0 | 233.1313 | 0 | 0 | 0 | 0 | 233.3822 | 0 | 0 | 0 | 0 | 233.5704 | 0 | 0 | 0 | 0 | 233.6958 | 0 | 0 | 0 | 0 | 233.884 | 0 | 0 | 0 | 0 | 234.0094 | 0 | 0 | 0 | 0 | 234.1976 | 0 | 0 | 0 | 0 | 234.3857 | 0 | 0 | 0 | 0 | 234.5112 | 0 | 0 | 0 | 0 | 234.6993 | 0 | 0 | 0 | 0 | 234.8875 | 0 | 0 | 0 | 0 | 234.9502 | 0 | 0 | 0 | 0 | 235.1384 | 0 | 0 | 0 | 0 | 235.3265 | 0 | 0 | 0 | 0 | 235.452 | 0 | 0 | 0 | 0 | 235.6401 | 0 | 0 | 0 | 0 | 235.7656 | 0 | 0 | 0 | 0 | 235.891 | 0 | 0 | 0 | 0
2017-02-18 13:00 | 223.722 | 0.66683 |  | 234.9225 | 0 | 0 | 0 | 0 | 241.5241 | 0 | 0 | 0 | 0 | 246.9254 | 0 | 0 | 0 | 0 | 247.1254 | 0 | 0 | 0 | 0 | 247.2588 | 0 | 0 | 0 | 0 | 247.4588 | 0 | 0 | 0 | 0 | 247.6589 | 0 | 0 | 0 | 0 | 247.8589 | 0 | 0 | 0 | 0 | 248.1257 | 0 | 0 | 0 | 0 | 248.3257 | 0 | 0 | 0 | 0 | 248.4591 | 0 | 0 | 0 | 0 | 248.6591 | 0 | 0 | 0 | 0 | 248.7925 | 0 | 0 | 0 | 0 | 248.9925 | 0 | 0 | 0 | 0 | 249.1926 | 0 | 0 | 0 | 0 | 249.326 | 0 | 0 | 0 | 0 | 249.526 | 0 | 0 | 0 | 0 | 249.7261 | 0 | 0 | 0 | 0 | 249.7927 | 0 | 0 | 0 | 0 | 249.9928 | 0 | 0 | 0 | 0 | 250.1928 | 0 | 0 | 0 | 0 | 250.3262 | 0 | 0 | 0 | 0 | 250.5262 | 0 | 0 | 0 | 0 | 250.6596 | 0 | 0 | 0 | 0 | 250.793 | 0 | 0 | 0 | 0
2017-02-18 14:00 | 239.4211 | 0.71362 |  | 251.4076 | 0 | 0 | 0 | 0 | 258.4724 | 0 | 0 | 0 | 0 | 264.2527 | 0 | 0 | 0 | 0 | 264.4668 | 0 | 0 | 0 | 0 | 264.6095 | 0 | 0 | 0 | 0 | 264.8236 | 0 | 0 | 0 | 0 | 265.0377 | 0 | 0 | 0 | 0 | 265.2518 | 0 | 0 | 0 | 0 | 265.5372 | 0 | 0 | 0 | 0 | 265.7513 | 0 | 0 | 0 | 0 | 265.8941 | 0 | 0 | 0 | 0 | 266.1081 | 0 | 0 | 0 | 0 | 266.2509 | 0 | 0 | 0 | 0 | 266.465 | 0 | 0 | 0 | 0 | 266.679 | 0 | 0 | 0 | 0 | 266.8218 | 0 | 0 | 0 | 0 | 267.0358 | 0 | 0 | 0 | 0 | 267.2499 | 0 | 0 | 0 | 0 | 267.3213 | 0 | 0 | 0 | 0 | 267.5354 | 0 | 0 | 0 | 0 | 267.7495 | 0 | 0 | 0 | 0 | 267.8922 | 0 | 0 | 0 | 0 | 268.1063 | 0 | 0 | 0 | 0 | 268.249 | 0 | 0 | 0 | 0 | 268.3917 | 0 | 0 | 0 | 0
2017-02-18 15:00 | 258.2926 | 0.76987 |  | 271.2239 | 0 | 0 | 0 | 0 | 278.8456 | 0 | 0 | 0 | 0 | 285.0815 | 0 | 0 | 0 | 0 | 285.3125 | 0 | 0 | 0 | 0 | 285.4665 | 0 | 0 | 0 | 0 | 285.6974 | 0 | 0 | 0 | 0 | 285.9284 | 0 | 0 | 0 | 0 | 286.1593 | 0 | 0 | 0 | 0 | 286.4673 | 0 | 0 | 0 | 0 | 286.6982 | 0 | 0 | 0 | 0 | 286.8522 | 0 | 0 | 0 | 0 | 287.0832 | 0 | 0 | 0 | 0 | 287.2372 | 0 | 0 | 0 | 0 | 287.4681 | 0 | 0 | 0 | 0 | 287.6991 | 0 | 0 | 0 | 0 | 287.853 | 0 | 0 | 0 | 0 | 288.084 | 0 | 0 | 0 | 0 | 288.315 | 0 | 0 | 0 | 0 | 288.392 | 0 | 0 | 0 | 0 | 288.6229 | 0 | 0 | 0 | 0 | 288.8539 | 0 | 0 | 0 | 0 | 289.0078 | 0 | 0 | 0 | 0 | 289.2388 | 0 | 0 | 0 | 0 | 289.3928 | 0 | 0 | 0 | 0 | 289.5468 | 0 | 0 | 0 | 0
2017-02-18 16:00 | 272.8078 | 0.81313 |  | 286.4658 | 0 | 0 | 0 | 0 | 294.5158 | 0 | 0 | 0 | 0 | 301.1022 | 0.011045 | 0 | 0 | 0.02209 | 301.3461 | 0.011574 | 0 | 0 | 0.023148 | 301.5088 | 0.011927 | 0 | 0 | 0.023854 | 301.7527 | 0.012456 | 0 | 0 | 0.024912 | 301.9966 | 0.012985 | 0 | 0 | 0.02597 | 302.2406 | 0.013514 | 0 | 0 | 0.027028 | 302.5658 | 0.01422 | 0 | 0 | 0.028439 | 302.8098 | 0.014749 | 0 | 0 | 0.029497 | 302.9724 | 0.015101 | 0 | 0 | 0.030203 | 303.2163 | 0.015631 | 0 | 0 | 0.031261 | 303.379 | 0.015983 | 0 | 0 | 0.031967 | 303.6229 | 0.016512 | 0 | 0 | 0.033025 | 303.8668 | 0.017041 | 0 | 0 | 0.034083 | 304.0295 | 0.017394 | 0 | 0 | 0.034788 | 304.2734 | 0.017923 | 0 | 0 | 0.035847 | 304.5173 | 0.018452 | 0 | 0 | 0.036905 | 304.5986 | 0.018629 | 0 | 0 | 0.037258 | 304.8426 | 0.019158 | 0 | 0 | 0.038316 | 305.0865 | 0.019687 | 0 | 0 | 0.039374 | 305.2492 | 0.02004 | 0 | 0 | 0.040079 | 305.4931 | 0.020569 | 0 | 0 | 0.041138 | 305.6557 | 0.020922 | 0 | 0 | 0.041843 | 305.8183 | 0.021274 | 0 | 0 | 0.042549
2017-02-18 17:00 | 281.1535 | 0.83801 |  | 295.2294 | 0 | 0 | 0 | 0 | 303.5256 | 0.016301 | 0 | 0 | 0.032603 | 310.3135 | 0.031024 | 0 | 0 | 0.062049 | 310.5649 | 0.03157 | 0 | 0 | 0.063139 | 310.7325 | 0.031933 | 0 | 0 | 0.063866 | 310.9839 | 0.032478 | 0 | 0 | 0.064957 | 311.2353 | 0.033024 | 0 | 0 | 0.066047 | 311.4867 | 0.033569 | 0 | 0 | 0.067138 | 311.8219 | 0.034296 | 0 | 0 | 0.068592 | 312.0733 | 0.034841 | 0 | 0 | 0.069683 | 312.2409 | 0.035205 | 0 | 0 | 0.07041 | 312.4923 | 0.03575 | 0 | 0 | 0.0715 | 312.6599 | 0.036114 | 0 | 0 | 0.072227 | 312.9113 | 0.036659 | 0 | 0 | 0.073318 | 313.1627 | 0.037204 | 0 | 0 | 0.074408 | 313.3303 | 0.037568 | 0 | 0 | 0.075136 | 313.5817 | 0.038113 | 0 | 0 | 0.076226 | 313.8331 | 0.038658 | 0 | 0 | 0.077317 | 313.9169 | 0.03884 | 0 | 0 | 0.07768 | 314.1683 | 0.039385 | 0 | 0 | 0.078771 | 314.4197 | 0.039931 | 0 | 0 | 0.079861 | 314.5873 | 0.040294 | 0 | 0 | 0.080588 | 314.8387 | 0.04084 | 0 | 0 | 0.081679 | 315.0063 | 0.041203 | 0 | 0 | 0.082406 | 315.1739 | 0.041567 | 0 | 0 | 0.083133
2017-02-18 18:00 | 287.042 | 0.85556 |  | 301.4127 | 0.011718 | 0 | 0 | 0.023437 | 309.8827 | 0.03009 | 0 | 0 | 0.06018 | 316.8127 | 0.045121 | 0 | 0 | 0.090242 | 317.0694 | 0.045678 | 0 | 0 | 0.091356 | 317.2405 | 0.046049 | 0 | 0 | 0.092098 | 317.4972 | 0.046606 | 0 | 0 | 0.093211 | 317.7538 | 0.047162 | 0 | 0 | 0.094325 | 318.0105 | 0.047719 | 0 | 0 | 0.095438 | 318.3527 | 0.048461 | 0 | 0 | 0.096923 | 318.6094 | 0.049018 | 0 | 0 | 0.098036 | 318.7805 | 0.049389 | 0 | 0 | 0.098778 | 319.0372 | 0.049946 | 0 | 0 | 0.099892 | 319.2083 | 0.050317 | 0 | 0 | 0.10063 | 319.465 | 0.050874 | 0 | 0 | 0.10175 | 319.7216 | 0.051431 | 0 | 0 | 0.10286 | 319.8927 | 0.051802 | 0 | 0 | 0.1036 | 320.1494 | 0.052358 | 0 | 0 | 0.10472 | 320.4061 | 0.052915 | 0 | 0 | 0.10583 | 320.4916 | 0.053101 | 0 | 0 | 0.1062 | 320.7483 | 0.053657 | 0 | 0 | 0.10731 | 321.005 | 0.054214 | 0 | 0 | 0.10843 | 321.1761 | 0.054585 | 0 | 0 | 0.10917 | 321.4327 | 0.055142 | 0 | 0 | 0.11028 | 321.6038 | 0.055513 | 0 | 0 | 0.11103 | 321.775 | 0.055884 | 0 | 0 | 0.11177
2017-02-18 19:00 | 296.1161 | 0.8826 |  | 310.941 | 0.032385 | 0 | 0 | 0.064771 | 319.6788 | 0.051338 | 0 | 0 | 0.10268 | 326.8279 | 0.066844 | 0 | 0 | 0.13369 | 327.0927 | 0.067418 | 0 | 0 | 0.13484 | 327.2692 | 0.067801 | 0 | 0 | 0.1356 | 327.534 | 0.068375 | 0 | 0 | 0.13675 | 327.7987 | 0.06895 | 0 | 0 | 0.1379 | 328.0635 | 0.069524 | 0 | 0 | 0.13905 | 328.4166 | 0.07029 | 0 | 0 | 0.14058 | 328.6813 | 0.070864 | 0 | 0 | 0.14173 | 328.8579 | 0.071247 | 0 | 0 | 0.14249 | 329.1226 | 0.071821 | 0 | 0 | 0.14364 | 329.2992 | 0.072204 | 0 | 0 | 0.14441 | 329.564 | 0.072779 | 0 | 0 | 0.14556 | 329.8287 | 0.073353 | 0 | 0 | 0.14671 | 330.0053 | 0.073736 | 0 | 0 | 0.14747 | 330.27 | 0.07431 | 0 | 0 | 0.14862 | 330.5348 | 0.074884 | 0 | 0 | 0.14977 | 330.6231 | 0.075076 | 0 | 0 | 0.15015 | 330.8879 | 0.07565 | 0 | 0 | 0.1513 | 331.1526 | 0.076224 | 0 | 0 | 0.15245 | 331.3292 | 0.076607 | 0 | 0 | 0.15321 | 331.5939 | 0.077182 | 0 | 0 | 0.15436 | 331.7705 | 0.077564 | 0 | 0 | 0.15513 | 331.947 | 0.077947 | 0 | 0 | 0.15589
2017-02-18 20:00 | 292.4304 | 0.87162 |  | 307.0708 | 0.023991 | 0 | 0 | 0.047982 | 315.6998 | 0.042707 | 0 | 0 | 0.085414 | 322.7599 | 0.058021 | 0 | 0 | 0.11604 | 323.0214 | 0.058588 | 0 | 0 | 0.11718 | 323.1957 | 0.058966 | 0 | 0 | 0.11793 | 323.4572 | 0.059533 | 0 | 0 | 0.11907 | 323.7187 | 0.0601 | 0 | 0 | 0.1202 | 323.9802 | 0.060667 | 0 | 0 | 0.12133 | 324.3288 | 0.061424 | 0 | 0 | 0.12285 | 324.5903 | 0.061991 | 0 | 0 | 0.12398 | 324.7646 | 0.062369 | 0 | 0 | 0.12474 | 325.0261 | 0.062936 | 0 | 0 | 0.12587 | 325.2005 | 0.063314 | 0 | 0 | 0.12663 | 325.4619 | 0.063881 | 0 | 0 | 0.12776 | 325.7234 | 0.064448 | 0 | 0 | 0.1289 | 325.8977 | 0.064827 | 0 | 0 | 0.12965 | 326.1592 | 0.065394 | 0 | 0 | 0.13079 | 326.4207 | 0.065961 | 0 | 0 | 0.13192 | 326.5079 | 0.06615 | 0 | 0 | 0.1323 | 326.7694 | 0.066717 | 0 | 0 | 0.13343 | 327.0309 | 0.067284 | 0 | 0 | 0.13457 | 327.2052 | 0.067662 | 0 | 0 | 0.13532 | 327.4667 | 0.068229 | 0 | 0 | 0.13646 | 327.641 | 0.068608 | 0 | 0 | 0.13722 | 327.8153 | 0.068986 | 0 | 0 | 0.13797
2017-02-18 21:00 | 290.1452 | 0.86481 |  | 304.6713 | 0.018786 | 0 | 0 | 0.037573 | 313.2329 | 0.037356 | 0 | 0 | 0.074713 | 320.2378 | 0.05255 | 0 | 0 | 0.1051 | 320.4972 | 0.053113 | 0 | 0 | 0.10623 | 320.6702 | 0.053488 | 0 | 0 | 0.10698 | 320.9296 | 0.054051 | 0 | 0 | 0.1081 | 321.1891 | 0.054613 | 0 | 0 | 0.10923 | 321.4485 | 0.055176 | 0 | 0 | 0.11035 | 321.7944 | 0.055926 | 0 | 0 | 0.11185 | 322.0539 | 0.056489 | 0 | 0 | 0.11298 | 322.2268 | 0.056864 | 0 | 0 | 0.11373 | 322.4863 | 0.057427 | 0 | 0 | 0.11485 | 322.6592 | 0.057802 | 0 | 0 | 0.1156 | 322.9187 | 0.058365 | 0 | 0 | 0.11673 | 323.1781 | 0.058928 | 0 | 0 | 0.11786 | 323.3511 | 0.059303 | 0 | 0 | 0.11861 | 323.6105 | 0.059866 | 0 | 0 | 0.11973 | 323.87 | 0.060428 | 0 | 0 | 0.12086 | 323.9565 | 0.060616 | 0 | 0 | 0.12123 | 324.2159 | 0.061179 | 0 | 0 | 0.12236 | 324.4753 | 0.061741 | 0 | 0 | 0.12348 | 324.6483 | 0.062116 | 0 | 0 | 0.12423 | 324.9077 | 0.062679 | 0 | 0 | 0.12536 | 325.0807 | 0.063054 | 0 | 0 | 0.12611 | 325.2537 | 0.06343 | 0 | 0 | 0.12686
2017-02-18 22:00 | 295.0911 | 0.87955 |  | 309.8647 | 0.030051 | 0 | 0 | 0.060102 | 318.5722 | 0.048938 | 0 | 0 | 0.097875 | 325.6966 | 0.06439 | 0 | 0 | 0.12878 | 325.9605 | 0.064963 | 0 | 0 | 0.12993 | 326.1364 | 0.065344 | 0 | 0 | 0.13069 | 326.4002 | 0.065916 | 0 | 0 | 0.13183 | 326.6641 | 0.066489 | 0 | 0 | 0.13298 | 326.928 | 0.067061 | 0 | 0 | 0.13412 | 327.2798 | 0.067824 | 0 | 0 | 0.13565 | 327.5436 | 0.068396 | 0 | 0 | 0.13679 | 327.7195 | 0.068778 | 0 | 0 | 0.13756 | 327.9834 | 0.06935 | 0 | 0 | 0.1387 | 328.1593 | 0.069732 | 0 | 0 | 0.13946 | 328.4232 | 0.070304 | 0 | 0 | 0.14061 | 328.6871 | 0.070877 | 0 | 0 | 0.14175 | 328.863 | 0.071258 | 0 | 0 | 0.14252 | 329.1268 | 0.07183 | 0 | 0 | 0.14366 | 329.3907 | 0.072403 | 0 | 0 | 0.14481 | 329.4786 | 0.072593 | 0 | 0 | 0.14519 | 329.7425 | 0.073166 | 0 | 0 | 0.14633 | 330.0064 | 0.073738 | 0 | 0 | 0.14748 | 330.1823 | 0.07412 | 0 | 0 | 0.14824 | 330.4461 | 0.074692 | 0 | 0 | 0.14938 | 330.6221 | 0.075074 | 0 | 0 | 0.15015 | 330.798 | 0.075455 | 0 | 0 | 0.15091
2017-02-18 23:00 | 291.2067 | 0.86797 |  | 305.7859 | 0.021204 | 0 | 0 | 0.042408 | 314.3788 | 0.039842 | 0 | 0 | 0.079684 | 321.4094 | 0.055091 | 0 | 0 | 0.11018 | 321.6698 | 0.055656 | 0 | 0 | 0.11131 | 321.8434 | 0.056033 | 0 | 0 | 0.11207 | 322.1038 | 0.056597 | 0 | 0 | 0.11319 | 322.3642 | 0.057162 | 0 | 0 | 0.11432 | 322.6245 | 0.057727 | 0 | 0 | 0.11545 | 322.9717 | 0.05848 | 0 | 0 | 0.11696 | 323.2321 | 0.059045 | 0 | 0 | 0.11809 | 323.4057 | 0.059421 | 0 | 0 | 0.11884 | 323.6661 | 0.059986 | 0 | 0 | 0.11997 | 323.8397 | 0.060363 | 0 | 0 | 0.12073 | 324.1001 | 0.060927 | 0 | 0 | 0.12185 | 324.3605 | 0.061492 | 0 | 0 | 0.12298 | 324.5341 | 0.061869 | 0 | 0 | 0.12374 | 324.7945 | 0.062434 | 0 | 0 | 0.12487 | 325.0549 | 0.062998 | 0 | 0 | 0.126 | 325.1417 | 0.063187 | 0 | 0 | 0.12637 | 325.402 | 0.063751 | 0 | 0 | 0.1275 | 325.6624 | 0.064316 | 0 | 0 | 0.12863 | 325.836 | 0.064693 | 0 | 0 | 0.12939 | 326.0964 | 0.065257 | 0 | 0 | 0.13051 | 326.27 | 0.065634 | 0 | 0 | 0.13127 | 326.4436 | 0.066011 | 0 | 0 | 0.13202
2017-02-19 | 292.0371 | 0.87045 |  | 306.6579 | 0.023095 | 0 | 0 | 0.04619 | 315.2753 | 0.041786 | 0 | 0 | 0.083573 | 322.3259 | 0.057079 | 0 | 0 | 0.11416 | 322.587 | 0.057646 | 0 | 0 | 0.11529 | 322.7611 | 0.058023 | 0 | 0 | 0.11605 | 323.0222 | 0.05859 | 0 | 0 | 0.11718 | 323.2834 | 0.059156 | 0 | 0 | 0.11831 | 323.5445 | 0.059722 | 0 | 0 | 0.11944 | 323.8927 | 0.060478 | 0 | 0 | 0.12096 | 324.1538 | 0.061044 | 0 | 0 | 0.12209 | 324.3279 | 0.061422 | 0 | 0 | 0.12284 | 324.589 | 0.061988 | 0 | 0 | 0.12398 | 324.7631 | 0.062365 | 0 | 0 | 0.12473 | 325.0242 | 0.062932 | 0 | 0 | 0.12586 | 325.2854 | 0.063498 | 0 | 0 | 0.127 | 325.4595 | 0.063876 | 0 | 0 | 0.12775 | 325.7206 | 0.064442 | 0 | 0 | 0.12888 | 325.9817 | 0.065009 | 0 | 0 | 0.13002 | 326.0688 | 0.065197 | 0 | 0 | 0.13039 | 326.3299 | 0.065764 | 0 | 0 | 0.13153 | 326.591 | 0.06633 | 0 | 0 | 0.13266 | 326.7651 | 0.066708 | 0 | 0 | 0.13342 | 327.0263 | 0.067274 | 0 | 0 | 0.13455 | 327.2004 | 0.067652 | 0 | 0 | 0.1353 | 327.3744 | 0.068029 | 0 | 0 | 0.13606
2017-02-19 01:00 | 290.6944 | 0.86644 |  | 305.2479 | 0.020037 | 0 | 0 | 0.040074 | 313.8257 | 0.038642 | 0 | 0 | 0.077285 | 320.8439 | 0.053865 | 0 | 0 | 0.10773 | 321.1038 | 0.054429 | 0 | 0 | 0.10886 | 321.2771 | 0.054804 | 0 | 0 | 0.10961 | 321.537 | 0.055368 | 0 | 0 | 0.11074 | 321.797 | 0.055932 | 0 | 0 | 0.11186 | 322.0569 | 0.056496 | 0 | 0 | 0.11299 | 322.4035 | 0.057247 | 0 | 0 | 0.11449 | 322.6634 | 0.057811 | 0 | 0 | 0.11562 | 322.8367 | 0.058187 | 0 | 0 | 0.11637 | 323.0966 | 0.058751 | 0 | 0 | 0.1175 | 323.2699 | 0.059127 | 0 | 0 | 0.11825 | 323.5299 | 0.059691 | 0 | 0 | 0.11938 | 323.7898 | 0.060254 | 0 | 0 | 0.12051 | 323.9631 | 0.06063 | 0 | 0 | 0.12126 | 324.223 | 0.061194 | 0 | 0 | 0.12239 | 324.483 | 0.061758 | 0 | 0 | 0.12352 | 324.5696 | 0.061946 | 0 | 0 | 0.12389 | 324.8295 | 0.06251 | 0 | 0 | 0.12502 | 325.0895 | 0.063073 | 0 | 0 | 0.12615 | 325.2628 | 0.063449 | 0 | 0 | 0.1269 | 325.5227 | 0.064013 | 0 | 0 | 0.12803 | 325.696 | 0.064389 | 0 | 0 | 0.12878 | 325.8693 | 0.064765 | 0 | 0 | 0.12953
2017-02-19 02:00 | 298.6448 | 0.89014 |  | 313.5964 | 0.038145 | 0 | 0 | 0.07629 | 322.4088 | 0.057259 | 0 | 0 | 0.11452 | 329.6189 | 0.072898 | 0 | 0 | 0.1458 | 329.8859 | 0.073477 | 0 | 0 | 0.14695 | 330.064 | 0.073863 | 0 | 0 | 0.14773 | 330.331 | 0.074442 | 0 | 0 | 0.14888 | 330.5981 | 0.075022 | 0 | 0 | 0.15004 | 330.8651 | 0.075601 | 0 | 0 | 0.1512 | 331.2212 | 0.076373 | 0 | 0 | 0.15275 | 331.4882 | 0.076952 | 0 | 0 | 0.1539 | 331.6662 | 0.077338 | 0 | 0 | 0.15468 | 331.9333 | 0.077918 | 0 | 0 | 0.15584 | 332.1113 | 0.078304 | 0 | 0 | 0.15661 | 332.3783 | 0.078883 | 0 | 0 | 0.15777 | 332.6454 | 0.079462 | 0 | 0 | 0.15892 | 332.8234 | 0.079848 | 0 | 0 | 0.1597 | 333.0905 | 0.080428 | 0 | 0 | 0.16086 | 333.3575 | 0.081007 | 0 | 0 | 0.16201 | 333.4465 | 0.0812 | 0 | 0 | 0.1624 | 333.7136 | 0.081779 | 0 | 0 | 0.16356 | 333.9806 | 0.082358 | 0 | 0 | 0.16472 | 334.1586 | 0.082744 | 0 | 0 | 0.16549 | 334.4257 | 0.083324 | 0 | 0 | 0.16665 | 334.6037 | 0.08371 | 0 | 0 | 0.16742 | 334.7817 | 0.084096 | 0 | 0 | 0.16819
2017-02-19 03:00 | 298.229 | 0.8889 |  | 313.1597 | 0.037198 | 0 | 0 | 0.074396 | 321.9599 | 0.056285 | 0 | 0 | 0.11257 | 329.1599 | 0.071902 | 0 | 0 | 0.1438 | 329.4266 | 0.072481 | 0 | 0 | 0.14496 | 329.6044 | 0.072866 | 0 | 0 | 0.14573 | 329.8711 | 0.073445 | 0 | 0 | 0.14689 | 330.1377 | 0.074023 | 0 | 0 | 0.14805 | 330.4044 | 0.074601 | 0 | 0 | 0.1492 | 330.76 | 0.075373 | 0 | 0 | 0.15075 | 331.0266 | 0.075951 | 0 | 0 | 0.1519 | 331.2044 | 0.076337 | 0 | 0 | 0.15267 | 331.4711 | 0.076915 | 0 | 0 | 0.15383 | 331.6489 | 0.077301 | 0 | 0 | 0.1546 | 331.9155 | 0.077879 | 0 | 0 | 0.15576 | 332.1822 | 0.078458 | 0 | 0 | 0.15692 | 332.36 | 0.078843 | 0 | 0 | 0.15769 | 332.6267 | 0.079422 | 0 | 0 | 0.15884 | 332.8933 | 0.08 | 0 | 0 | 0.16 | 332.9822 | 0.080193 | 0 | 0 | 0.16039 | 333.2489 | 0.080771 | 0 | 0 | 0.16154 | 333.5156 | 0.08135 | 0 | 0 | 0.1627 | 333.6933 | 0.081735 | 0 | 0 | 0.16347 | 333.96 | 0.082314 | 0 | 0 | 0.16463 | 334.1378 | 0.082699 | 0 | 0 | 0.1654 | 334.3156 | 0.083085 | 0 | 0 | 0.16617
2017-02-19 04:00 | 295.2365 | 0.87998 |  | 310.0174 | 0.030382 | 0 | 0 | 0.060764 | 318.7292 | 0.049278 | 0 | 0 | 0.098556 | 325.8571 | 0.064738 | 0 | 0 | 0.12948 | 326.1211 | 0.065311 | 0 | 0 | 0.13062 | 326.2971 | 0.065693 | 0 | 0 | 0.13139 | 326.561 | 0.066265 | 0 | 0 | 0.13253 | 326.825 | 0.066838 | 0 | 0 | 0.13368 | 327.089 | 0.06741 | 0 | 0 | 0.13482 | 327.441 | 0.068174 | 0 | 0 | 0.13635 | 327.705 | 0.068747 | 0 | 0 | 0.13749 | 327.881 | 0.069128 | 0 | 0 | 0.13826 | 328.145 | 0.069701 | 0 | 0 | 0.1394 | 328.321 | 0.070083 | 0 | 0 | 0.14017 | 328.585 | 0.070655 | 0 | 0 | 0.14131 | 328.849 | 0.071228 | 0 | 0 | 0.14246 | 329.025 | 0.07161 | 0 | 0 | 0.14322 | 329.289 | 0.072182 | 0 | 0 | 0.14436 | 329.553 | 0.072755 | 0 | 0 | 0.14551 | 329.641 | 0.072946 | 0 | 0 | 0.14589 | 329.905 | 0.073518 | 0 | 0 | 0.14704 | 330.169 | 0.074091 | 0 | 0 | 0.14818 | 330.345 | 0.074473 | 0 | 0 | 0.14895 | 330.609 | 0.075045 | 0 | 0 | 0.15009 | 330.785 | 0.075427 | 0 | 0 | 0.15085 | 330.961 | 0.075809 | 0 | 0 | 0.15162
2017-02-19 05:00 | 301.7558 | 0.89941 |  | 316.8632 | 0.045231 | 0 | 0 | 0.090461 | 325.7673 | 0.064544 | 0 | 0 | 0.12909 | 333.0526 | 0.080345 | 0 | 0 | 0.16069 | 333.3224 | 0.080931 | 0 | 0 | 0.16186 | 333.5023 | 0.081321 | 0 | 0 | 0.16264 | 333.7721 | 0.081906 | 0 | 0 | 0.16381 | 334.0419 | 0.082491 | 0 | 0 | 0.16498 | 334.3118 | 0.083077 | 0 | 0 | 0.16615 | 334.6715 | 0.083857 | 0 | 0 | 0.16771 | 334.9414 | 0.084442 | 0 | 0 | 0.16888 | 335.1212 | 0.084832 | 0 | 0 | 0.16966 | 335.3911 | 0.085418 | 0 | 0 | 0.17084 | 335.5709 | 0.085808 | 0 | 0 | 0.17162 | 335.8408 | 0.086393 | 0 | 0 | 0.17279 | 336.1106 | 0.086978 | 0 | 0 | 0.17396 | 336.2905 | 0.087368 | 0 | 0 | 0.17474 | 336.5603 | 0.087954 | 0 | 0 | 0.17591 | 336.8301 | 0.088539 | 0 | 0 | 0.17708 | 336.9201 | 0.088734 | 0 | 0 | 0.17747 | 337.1899 | 0.089319 | 0 | 0 | 0.17864 | 337.4597 | 0.089904 | 0 | 0 | 0.17981 | 337.6396 | 0.090295 | 0 | 0 | 0.18059 | 337.9094 | 0.09088 | 0 | 0 | 0.18176 | 338.0893 | 0.09127 | 0 | 0 | 0.18254 | 338.2692 | 0.09166 | 0 | 0 | 0.18332
2017-02-19 06:00 | 303.3707 | 0.90423 |  | 318.5589 | 0.048909 | 0 | 0 | 0.097817 | 327.5108 | 0.068325 | 0 | 0 | 0.13665 | 334.835 | 0.084211 | 0 | 0 | 0.16842 | 335.1063 | 0.0848 | 0 | 0 | 0.1696 | 335.2871 | 0.085192 | 0 | 0 | 0.17038 | 335.5584 | 0.08578 | 0 | 0 | 0.17156 | 335.8296 | 0.086369 | 0 | 0 | 0.17274 | 336.1009 | 0.086957 | 0 | 0 | 0.17391 | 336.4626 | 0.087742 | 0 | 0 | 0.17548 | 336.7339 | 0.08833 | 0 | 0 | 0.17666 | 336.9147 | 0.088722 | 0 | 0 | 0.17744 | 337.186 | 0.089311 | 0 | 0 | 0.17862 | 337.3668 | 0.089703 | 0 | 0 | 0.17941 | 337.6381 | 0.090291 | 0 | 0 | 0.18058 | 337.9094 | 0.09088 | 0 | 0 | 0.18176 | 338.0902 | 0.091272 | 0 | 0 | 0.18254 | 338.3615 | 0.09186 | 0 | 0 | 0.18372 | 338.6327 | 0.092449 | 0 | 0 | 0.1849 | 338.7232 | 0.092645 | 0 | 0 | 0.18529 | 338.9944 | 0.093233 | 0 | 0 | 0.18647 | 339.2657 | 0.093822 | 0 | 0 | 0.18764 | 339.4465 | 0.094214 | 0 | 0 | 0.18843 | 339.7178 | 0.094802 | 0 | 0 | 0.1896 | 339.8987 | 0.095194 | 0 | 0 | 0.19039 | 340.0795 | 0.095587 | 0 | 0 | 0.19117
2017-02-19 07:00 | 305.7149 | 0.91121 |  | 321.0204 | 0.054248 | 0 | 0 | 0.1085 | 330.0414 | 0.073814 | 0 | 0 | 0.14763 | 337.4223 | 0.089823 | 0 | 0 | 0.17965 | 337.6956 | 0.090416 | 0 | 0 | 0.18083 | 337.8779 | 0.090811 | 0 | 0 | 0.18162 | 338.1512 | 0.091404 | 0 | 0 | 0.18281 | 338.4246 | 0.091997 | 0 | 0 | 0.18399 | 338.698 | 0.09259 | 0 | 0 | 0.18518 | 339.0625 | 0.093381 | 0 | 0 | 0.18676 | 339.3358 | 0.093974 | 0 | 0 | 0.18795 | 339.5181 | 0.094369 | 0 | 0 | 0.18874 | 339.7914 | 0.094962 | 0 | 0 | 0.18992 | 339.9737 | 0.095357 | 0 | 0 | 0.19071 | 340.247 | 0.09595 | 0 | 0 | 0.1919 | 340.5204 | 0.096543 | 0 | 0 | 0.19309 | 340.7026 | 0.096938 | 0 | 0 | 0.19388 | 340.976 | 0.097531 | 0 | 0 | 0.19506 | 341.2494 | 0.098124 | 0 | 0 | 0.19625 | 341.3405 | 0.098322 | 0 | 0 | 0.19664 | 341.6139 | 0.098915 | 0 | 0 | 0.19783 | 341.8872 | 0.099508 | 0 | 0 | 0.19902 | 342.0695 | 0.099903 | 0 | 0 | 0.19981 | 342.3428 | 0.1005 | 0 | 0 | 0.20099 | 342.5251 | 0.10089 | 0 | 0 | 0.20178 | 342.7073 | 0.10129 | 0 | 0 | 0.20257
2017-02-19 08:00 | 303.1509 | 0.90357 |  | 318.3281 | 0.048408 | 0 | 0 | 0.096816 | 327.2735 | 0.06781 | 0 | 0 | 0.13562 | 334.5924 | 0.083685 | 0 | 0 | 0.16737 | 334.8635 | 0.084273 | 0 | 0 | 0.16855 | 335.0442 | 0.084665 | 0 | 0 | 0.16933 | 335.3152 | 0.085253 | 0 | 0 | 0.17051 | 335.5863 | 0.085841 | 0 | 0 | 0.17168 | 335.8574 | 0.086429 | 0 | 0 | 0.17286 | 336.2188 | 0.087213 | 0 | 0 | 0.17443 | 336.4899 | 0.087801 | 0 | 0 | 0.1756 | 336.6706 | 0.088193 | 0 | 0 | 0.17639 | 336.9417 | 0.088781 | 0 | 0 | 0.17756 | 337.1224 | 0.089173 | 0 | 0 | 0.17835 | 337.3935 | 0.089761 | 0 | 0 | 0.17952 | 337.6645 | 0.090349 | 0 | 0 | 0.1807 | 337.8452 | 0.090741 | 0 | 0 | 0.18148 | 338.1163 | 0.091329 | 0 | 0 | 0.18266 | 338.3874 | 0.091917 | 0 | 0 | 0.18383 | 338.4777 | 0.092113 | 0 | 0 | 0.18423 | 338.7488 | 0.0927 | 0 | 0 | 0.1854 | 339.0199 | 0.093288 | 0 | 0 | 0.18658 | 339.2006 | 0.09368 | 0 | 0 | 0.18736 | 339.4717 | 0.094268 | 0 | 0 | 0.18854 | 339.6524 | 0.09466 | 0 | 0 | 0.18932 | 339.8331 | 0.095052 | 0 | 0 | 0.1901
2017-02-19 09:00 | 289.812 | 0.86381 |  | 304.3213 | 0.018027 | 0 | 0 | 0.036055 | 312.8731 | 0.036576 | 0 | 0 | 0.073152 | 319.87 | 0.051752 | 0 | 0 | 0.1035 | 320.1291 | 0.052314 | 0 | 0 | 0.10463 | 320.3019 | 0.052689 | 0 | 0 | 0.10538 | 320.561 | 0.053251 | 0 | 0 | 0.1065 | 320.8202 | 0.053813 | 0 | 0 | 0.10763 | 321.0793 | 0.054375 | 0 | 0 | 0.10875 | 321.4248 | 0.055125 | 0 | 0 | 0.11025 | 321.684 | 0.055687 | 0 | 0 | 0.11137 | 321.8567 | 0.056062 | 0 | 0 | 0.11212 | 322.1159 | 0.056624 | 0 | 0 | 0.11325 | 322.2886 | 0.056998 | 0 | 0 | 0.114 | 322.5478 | 0.05756 | 0 | 0 | 0.11512 | 322.8069 | 0.058123 | 0 | 0 | 0.11625 | 322.9797 | 0.058497 | 0 | 0 | 0.11699 | 323.2388 | 0.059059 | 0 | 0 | 0.11812 | 323.498 | 0.059621 | 0 | 0 | 0.11924 | 323.5844 | 0.059809 | 0 | 0 | 0.11962 | 323.8435 | 0.060371 | 0 | 0 | 0.12074 | 324.1026 | 0.060933 | 0 | 0 | 0.12187 | 324.2754 | 0.061308 | 0 | 0 | 0.12262 | 324.5345 | 0.06187 | 0 | 0 | 0.12374 | 324.7073 | 0.062244 | 0 | 0 | 0.12449 | 324.8801 | 0.062619 | 0 | 0 | 0.12524
2017-02-19 10:00 | 296.1096 | 0.88258 |  | 310.9342 | 0.032371 | 0 | 0 | 0.064741 | 319.6718 | 0.051322 | 0 | 0 | 0.10264 | 326.8207 | 0.066828 | 0 | 0 | 0.13366 | 327.0855 | 0.067403 | 0 | 0 | 0.13481 | 327.262 | 0.067786 | 0 | 0 | 0.13557 | 327.5268 | 0.06836 | 0 | 0 | 0.13672 | 327.7916 | 0.068934 | 0 | 0 | 0.13787 | 328.0563 | 0.069509 | 0 | 0 | 0.13902 | 328.4094 | 0.070274 | 0 | 0 | 0.14055 | 328.6742 | 0.070849 | 0 | 0 | 0.1417 | 328.8507 | 0.071231 | 0 | 0 | 0.14246 | 329.1154 | 0.071806 | 0 | 0 | 0.14361 | 329.292 | 0.072189 | 0 | 0 | 0.14438 | 329.5567 | 0.072763 | 0 | 0 | 0.14553 | 329.8215 | 0.073337 | 0 | 0 | 0.14667 | 329.998 | 0.07372 | 0 | 0 | 0.14744 | 330.2628 | 0.074294 | 0 | 0 | 0.14859 | 330.5276 | 0.074869 | 0 | 0 | 0.14974 | 330.6158 | 0.07506 | 0 | 0 | 0.15012 | 330.8806 | 0.075634 | 0 | 0 | 0.15127 | 331.1454 | 0.076209 | 0 | 0 | 0.15242 | 331.3219 | 0.076592 | 0 | 0 | 0.15318 | 331.5867 | 0.077166 | 0 | 0 | 0.15433 | 331.7632 | 0.077549 | 0 | 0 | 0.1551 | 331.9397 | 0.077932 | 0 | 0 | 0.15586
2017-02-19 11:00 | 294.2257 | 0.87697 |  | 308.956 | 0.02808 | 0 | 0 | 0.05616 | 317.638 | 0.046911 | 0 | 0 | 0.093822 | 324.7415 | 0.062319 | 0 | 0 | 0.12464 | 325.0046 | 0.062889 | 0 | 0 | 0.12578 | 325.18 | 0.06327 | 0 | 0 | 0.12654 | 325.443 | 0.06384 | 0 | 0 | 0.12768 | 325.7061 | 0.064411 | 0 | 0 | 0.12882 | 325.9692 | 0.064982 | 0 | 0 | 0.12996 | 326.32 | 0.065742 | 0 | 0 | 0.13148 | 326.5831 | 0.066313 | 0 | 0 | 0.13263 | 326.7585 | 0.066693 | 0 | 0 | 0.13339 | 327.0216 | 0.067264 | 0 | 0 | 0.13453 | 327.197 | 0.067645 | 0 | 0 | 0.13529 | 327.4601 | 0.068215 | 0 | 0 | 0.13643 | 327.7232 | 0.068786 | 0 | 0 | 0.13757 | 327.8986 | 0.069166 | 0 | 0 | 0.13833 | 328.1616 | 0.069737 | 0 | 0 | 0.13947 | 328.4247 | 0.070308 | 0 | 0 | 0.14062 | 328.5124 | 0.070498 | 0 | 0 | 0.141 | 328.7755 | 0.071068 | 0 | 0 | 0.14214 | 329.0386 | 0.071639 | 0 | 0 | 0.14328 | 329.214 | 0.07202 | 0 | 0 | 0.14404 | 329.4771 | 0.07259 | 0 | 0 | 0.14518 | 329.6525 | 0.072971 | 0 | 0 | 0.14594 | 329.8279 | 0.073351 | 0 | 0 | 0.1467
2017-02-19 12:00 | 282.5841 | 0.84227 |  | 296.7316 | 0.0015652 | 0 | 0 | 0.0031304 | 305.0701 | 0.019651 | 0 | 0 | 0.039303 | 311.8925 | 0.034449 | 0 | 0 | 0.068898 | 312.1452 | 0.034997 | 0 | 0 | 0.069994 | 312.3136 | 0.035363 | 0 | 0 | 0.070725 | 312.5663 | 0.035911 | 0 | 0 | 0.071821 | 312.819 | 0.036459 | 0 | 0 | 0.072917 | 313.0717 | 0.037007 | 0 | 0 | 0.074014 | 313.4086 | 0.037738 | 0 | 0 | 0.075475 | 313.6613 | 0.038286 | 0 | 0 | 0.076571 | 313.8297 | 0.038651 | 0 | 0 | 0.077302 | 314.0824 | 0.039199 | 0 | 0 | 0.078398 | 314.2508 | 0.039564 | 0 | 0 | 0.079129 | 314.5035 | 0.040112 | 0 | 0 | 0.080225 | 314.7562 | 0.040661 | 0 | 0 | 0.081321 | 314.9247 | 0.041026 | 0 | 0 | 0.082052 | 315.1773 | 0.041574 | 0 | 0 | 0.083148 | 315.43 | 0.042122 | 0 | 0 | 0.084244 | 315.5142 | 0.042305 | 0 | 0 | 0.084609 | 315.7669 | 0.042853 | 0 | 0 | 0.085706 | 316.0196 | 0.043401 | 0 | 0 | 0.086802 | 316.1881 | 0.043766 | 0 | 0 | 0.087532 | 316.4407 | 0.044314 | 0 | 0 | 0.088629 | 316.6092 | 0.04468 | 0 | 0 | 0.089359 | 316.7777 | 0.045045 | 0 | 0 | 0.09009
2017-02-19 13:00 | 275.3791 | 0.82079 |  | 289.1658 | 0 | 0 | 0 | 0 | 297.2917 | 0.00278 | 0 | 0 | 0.00556 | 303.9401 | 0.0172 | 0 | 0 | 0.034401 | 304.1864 | 0.017735 | 0 | 0 | 0.035469 | 304.3505 | 0.018091 | 0 | 0 | 0.036181 | 304.5968 | 0.018625 | 0 | 0 | 0.037249 | 304.843 | 0.019159 | 0 | 0 | 0.038318 | 305.0893 | 0.019693 | 0 | 0 | 0.039386 | 305.4176 | 0.020405 | 0 | 0 | 0.04081 | 305.6638 | 0.020939 | 0 | 0 | 0.041878 | 305.828 | 0.021295 | 0 | 0 | 0.04259 | 306.0742 | 0.021829 | 0 | 0 | 0.043659 | 306.2384 | 0.022185 | 0 | 0 | 0.044371 | 306.4846 | 0.022719 | 0 | 0 | 0.045439 | 306.7308 | 0.023254 | 0 | 0 | 0.046507 | 306.895 | 0.02361 | 0 | 0 | 0.047219 | 307.1412 | 0.024144 | 0 | 0 | 0.048287 | 307.3875 | 0.024678 | 0 | 0 | 0.049355 | 307.4696 | 0.024856 | 0 | 0 | 0.049712 | 307.7158 | 0.02539 | 0 | 0 | 0.05078 | 307.962 | 0.025924 | 0 | 0 | 0.051848 | 308.1262 | 0.02628 | 0 | 0 | 0.05256 | 308.3724 | 0.026814 | 0 | 0 | 0.053628 | 308.5366 | 0.02717 | 0 | 0 | 0.05434 | 308.7007 | 0.027526 | 0 | 0 | 0.055052
2017-02-19 14:00 | 277.6514 | 0.82757 |  | 291.5519 | 0 | 0 | 0 | 0 | 299.7448 | 0.0081008 | 0 | 0 | 0.016202 | 306.4481 | 0.02264 | 0 | 0 | 0.04528 | 306.6964 | 0.023179 | 0 | 0 | 0.046357 | 306.8619 | 0.023538 | 0 | 0 | 0.047075 | 307.1102 | 0.024076 | 0 | 0 | 0.048152 | 307.3584 | 0.024615 | 0 | 0 | 0.049229 | 307.6067 | 0.025153 | 0 | 0 | 0.050306 | 307.9377 | 0.025871 | 0 | 0 | 0.051742 | 308.186 | 0.02641 | 0 | 0 | 0.052819 | 308.3515 | 0.026769 | 0 | 0 | 0.053537 | 308.5998 | 0.027307 | 0 | 0 | 0.054614 | 308.7653 | 0.027666 | 0 | 0 | 0.055332 | 309.0136 | 0.028205 | 0 | 0 | 0.056409 | 309.2618 | 0.028743 | 0 | 0 | 0.057486 | 309.4273 | 0.029102 | 0 | 0 | 0.058204 | 309.6756 | 0.029641 | 0 | 0 | 0.059281 | 309.9239 | 0.030179 | 0 | 0 | 0.060358 | 310.0066 | 0.030359 | 0 | 0 | 0.060717 | 310.2549 | 0.030897 | 0 | 0 | 0.061794 | 310.5032 | 0.031436 | 0 | 0 | 0.062871 | 310.6687 | 0.031795 | 0 | 0 | 0.063589 | 310.917 | 0.032333 | 0 | 0 | 0.064666 | 311.0825 | 0.032692 | 0 | 0 | 0.065384 | 311.248 | 0.033051 | 0 | 0 | 0.066102
2017-02-19 15:00 | 269.5906 | 0.80354 |  | 283.0875 | 0 | 0 | 0 | 0 | 291.0426 | 0 | 0 | 0 | 0 | 297.5513 | 0.003343 | 0 | 0 | 0.0066861 | 297.7923 | 0.0038659 | 0 | 0 | 0.0077318 | 297.953 | 0.0042145 | 0 | 0 | 0.0084289 | 298.1941 | 0.0047373 | 0 | 0 | 0.0094747 | 298.4352 | 0.0052602 | 0 | 0 | 0.01052 | 298.6762 | 0.0057831 | 0 | 0 | 0.011566 | 298.9977 | 0.0064802 | 0 | 0 | 0.01296 | 299.2387 | 0.0070031 | 0 | 0 | 0.014006 | 299.3994 | 0.0073517 | 0 | 0 | 0.014703 | 299.6405 | 0.0078745 | 0 | 0 | 0.015749 | 299.8012 | 0.0082231 | 0 | 0 | 0.016446 | 300.0423 | 0.008746 | 0 | 0 | 0.017492 | 300.2833 | 0.0092688 | 0 | 0 | 0.018538 | 300.444 | 0.0096174 | 0 | 0 | 0.019235 | 300.6851 | 0.01014 | 0 | 0 | 0.020281 | 300.9262 | 0.010663 | 0 | 0 | 0.021326 | 301.0065 | 0.010837 | 0 | 0 | 0.021675 | 301.2476 | 0.01136 | 0 | 0 | 0.022721 | 301.4886 | 0.011883 | 0 | 0 | 0.023766 | 301.6493 | 0.012232 | 0 | 0 | 0.024463 | 301.8904 | 0.012755 | 0 | 0 | 0.025509 | 302.0511 | 0.013103 | 0 | 0 | 0.026206 | 302.2118 | 0.013452 | 0 | 0 | 0.026903
2017-02-19 16:00 | 258.3048 | 0.7699 |  | 271.2367 | 0 | 0 | 0 | 0 | 278.8588 | 0 | 0 | 0 | 0 | 285.095 | 0 | 0 | 0 | 0 | 285.3259 | 0 | 0 | 0 | 0 | 285.4799 | 0 | 0 | 0 | 0 | 285.7109 | 0 | 0 | 0 | 0 | 285.9419 | 0 | 0 | 0 | 0 | 286.1728 | 0 | 0 | 0 | 0 | 286.4808 | 0 | 0 | 0 | 0 | 286.7118 | 0 | 0 | 0 | 0 | 286.8657 | 0 | 0 | 0 | 0 | 287.0967 | 0 | 0 | 0 | 0 | 287.2507 | 0 | 0 | 0 | 0 | 287.4817 | 0 | 0 | 0 | 0 | 287.7126 | 0 | 0 | 0 | 0 | 287.8666 | 0 | 0 | 0 | 0 | 288.0976 | 0 | 0 | 0 | 0 | 288.3286 | 0 | 0 | 0 | 0 | 288.4056 | 0 | 0 | 0 | 0 | 288.6365 | 0 | 0 | 0 | 0 | 288.8675 | 0 | 0 | 0 | 0 | 289.0215 | 0 | 0 | 0 | 0 | 289.2524 | 0 | 0 | 0 | 0 | 289.4064 | 0 | 0 | 0 | 0 | 289.5604 | 0 | 0 | 0 | 0
2017-02-19 17:00 | 265.3371 | 0.79086 |  | 278.6212 | 0 | 0 | 0 | 0 | 286.4507 | 0 | 0 | 0 | 0 | 292.8567 | 0 | 0 | 0 | 0 | 293.094 | 0 | 0 | 0 | 0 | 293.2521 | 0 | 0 | 0 | 0 | 293.4894 | 0 | 0 | 0 | 0 | 293.7267 | 0 | 0 | 0 | 0 | 293.9639 | 0 | 0 | 0 | 0 | 294.2803 | 0 | 0 | 0 | 0 | 294.5175 | 0 | 0 | 0 | 0 | 294.6757 | 0 | 0 | 0 | 0 | 294.9129 | 0 | 0 | 0 | 0 | 295.0711 | 0 | 0 | 0 | 0 | 295.3084 | 0 | 0 | 0 | 0 | 295.5456 | 0 | 0 | 0 | 0 | 295.7038 | 0 | 0 | 0 | 0 | 295.9411 | 0 | 0 | 0 | 0 | 296.1783 | 0.0003651 | 0 | 0 | 0.00073021 | 296.2574 | 0.00053664 | 0 | 0 | 0.0010733 | 296.4947 | 0.0010513 | 0 | 0 | 0.0021025 | 296.7319 | 0.0015659 | 0 | 0 | 0.0031317 | 296.8901 | 0.0019089 | 0 | 0 | 0.0038179 | 297.1274 | 0.0024236 | 0 | 0 | 0.0048471 | 297.2855 | 0.0027666 | 0 | 0 | 0.0055333 | 297.4437 | 0.0031097 | 0 | 0 | 0.0062194
2017-02-19 18:00 | 271.9101 | 0.81045 |  | 285.5232 | 0 | 0 | 0 | 0 | 293.5467 | 0 | 0 | 0 | 0 | 300.1114 | 0.0088959 | 0 | 0 | 0.017792 | 300.3545 | 0.0094233 | 0 | 0 | 0.018847 | 300.5166 | 0.0097749 | 0 | 0 | 0.01955 | 300.7598 | 0.010302 | 0 | 0 | 0.020604 | 301.0029 | 0.01083 | 0 | 0 | 0.021659 | 301.246 | 0.011357 | 0 | 0 | 0.022714 | 301.5702 | 0.01206 | 0 | 0 | 0.02412 | 301.8134 | 0.012587 | 0 | 0 | 0.025175 | 301.9754 | 0.012939 | 0 | 0 | 0.025878 | 302.2186 | 0.013466 | 0 | 0 | 0.026933 | 302.3807 | 0.013818 | 0 | 0 | 0.027636 | 302.6238 | 0.014345 | 0 | 0 | 0.028691 | 302.8669 | 0.014873 | 0 | 0 | 0.029745 | 303.029 | 0.015224 | 0 | 0 | 0.030449 | 303.2722 | 0.015752 | 0 | 0 | 0.031503 | 303.5153 | 0.016279 | 0 | 0 | 0.032558 | 303.5964 | 0.016455 | 0 | 0 | 0.03291 | 303.8395 | 0.016982 | 0 | 0 | 0.033964 | 304.0826 | 0.01751 | 0 | 0 | 0.035019 | 304.2447 | 0.017861 | 0 | 0 | 0.035722 | 304.4879 | 0.018388 | 0 | 0 | 0.036777 | 304.6499 | 0.01874 | 0 | 0 | 0.03748 | 304.812 | 0.019092 | 0 | 0 | 0.038183
2017-02-19 19:00 | 277.9219 | 0.82837 |  | 291.836 | 0 | 0 | 0 | 0 | 300.0369 | 0.0087344 | 0 | 0 | 0.017469 | 306.7467 | 0.023288 | 0 | 0 | 0.046576 | 306.9952 | 0.023827 | 0 | 0 | 0.047654 | 307.1609 | 0.024186 | 0 | 0 | 0.048373 | 307.4094 | 0.024725 | 0 | 0 | 0.049451 | 307.6579 | 0.025264 | 0 | 0 | 0.050529 | 307.9065 | 0.025803 | 0 | 0 | 0.051607 | 308.2378 | 0.026522 | 0 | 0 | 0.053044 | 308.4863 | 0.027061 | 0 | 0 | 0.054122 | 308.652 | 0.02742 | 0 | 0 | 0.054841 | 308.9005 | 0.02796 | 0 | 0 | 0.055919 | 309.0662 | 0.028319 | 0 | 0 | 0.056638 | 309.3147 | 0.028858 | 0 | 0 | 0.057716 | 309.5632 | 0.029397 | 0 | 0 | 0.058794 | 309.7289 | 0.029756 | 0 | 0 | 0.059512 | 309.9774 | 0.030295 | 0 | 0 | 0.060591 | 310.2259 | 0.030834 | 0 | 0 | 0.061669 | 310.3087 | 0.031014 | 0 | 0 | 0.062028 | 310.5573 | 0.031553 | 0 | 0 | 0.063106 | 310.8058 | 0.032092 | 0 | 0 | 0.064184 | 310.9714 | 0.032451 | 0 | 0 | 0.064903 | 311.22 | 0.03299 | 0 | 0 | 0.065981 | 311.3856 | 0.03335 | 0 | 0 | 0.066699 | 311.5513 | 0.033709 | 0 | 0 | 0.067418
2017-02-19 20:00 | 275.5848 | 0.82141 |  | 289.3819 | 0 | 0 | 0 | 0 | 297.5138 | 0.0032618 | 0 | 0 | 0.0065235 | 304.1672 | 0.017693 | 0 | 0 | 0.035386 | 304.4136 | 0.018227 | 0 | 0 | 0.036455 | 304.5779 | 0.018584 | 0 | 0 | 0.037168 | 304.8243 | 0.019118 | 0 | 0 | 0.038237 | 305.0708 | 0.019653 | 0 | 0 | 0.039306 | 305.3172 | 0.020187 | 0 | 0 | 0.040375 | 305.6457 | 0.0209 | 0 | 0 | 0.0418 | 305.8922 | 0.021434 | 0 | 0 | 0.042869 | 306.0564 | 0.021791 | 0 | 0 | 0.043581 | 306.3029 | 0.022325 | 0 | 0 | 0.04465 | 306.4671 | 0.022682 | 0 | 0 | 0.045363 | 306.7136 | 0.023216 | 0 | 0 | 0.046432 | 306.96 | 0.023751 | 0 | 0 | 0.047501 | 307.1243 | 0.024107 | 0 | 0 | 0.048214 | 307.3707 | 0.024641 | 0 | 0 | 0.049283 | 307.6171 | 0.025176 | 0 | 0 | 0.050352 | 307.6993 | 0.025354 | 0 | 0 | 0.050708 | 307.9457 | 0.025888 | 0 | 0 | 0.051777 | 308.1921 | 0.026423 | 0 | 0 | 0.052846 | 308.3564 | 0.026779 | 0 | 0 | 0.053559 | 308.6028 | 0.027314 | 0 | 0 | 0.054628 | 308.7671 | 0.02767 | 0 | 0 | 0.05534 | 308.9314 | 0.028026 | 0 | 0 | 0.056053
2017-02-19 21:00 | 282.8773 | 0.84314 |  | 297.0395 | 0.002233 | 0 | 0 | 0.0044661 | 305.3866 | 0.020338 | 0 | 0 | 0.040676 | 312.2161 | 0.035151 | 0 | 0 | 0.070302 | 312.4691 | 0.0357 | 0 | 0 | 0.071399 | 312.6377 | 0.036065 | 0 | 0 | 0.072131 | 312.8906 | 0.036614 | 0 | 0 | 0.073228 | 313.1436 | 0.037163 | 0 | 0 | 0.074325 | 313.3965 | 0.037711 | 0 | 0 | 0.075423 | 313.7338 | 0.038443 | 0 | 0 | 0.076886 | 313.9867 | 0.038991 | 0 | 0 | 0.077983 | 314.1553 | 0.039357 | 0 | 0 | 0.078715 | 314.4083 | 0.039906 | 0 | 0 | 0.079812 | 314.5769 | 0.040272 | 0 | 0 | 0.080543 | 314.8299 | 0.04082 | 0 | 0 | 0.081641 | 315.0828 | 0.041369 | 0 | 0 | 0.082738 | 315.2514 | 0.041735 | 0 | 0 | 0.083469 | 315.5044 | 0.042283 | 0 | 0 | 0.084567 | 315.7573 | 0.042832 | 0 | 0 | 0.085664 | 315.8416 | 0.043015 | 0 | 0 | 0.08603 | 316.0946 | 0.043563 | 0 | 0 | 0.087127 | 316.3475 | 0.044112 | 0 | 0 | 0.088224 | 316.5161 | 0.044478 | 0 | 0 | 0.088956 | 316.7691 | 0.045026 | 0 | 0 | 0.090053 | 316.9377 | 0.045392 | 0 | 0 | 0.090784 | 317.1063 | 0.045758 | 0 | 0 | 0.091516
2017-02-19 22:00 | 295.0222 | 0.87934 |  | 309.7924 | 0.029894 | 0 | 0 | 0.059788 | 318.4979 | 0.048776 | 0 | 0 | 0.097552 | 325.6205 | 0.064225 | 0 | 0 | 0.12845 | 325.8843 | 0.064797 | 0 | 0 | 0.12959 | 326.0602 | 0.065179 | 0 | 0 | 0.13036 | 326.324 | 0.065751 | 0 | 0 | 0.1315 | 326.5878 | 0.066323 | 0 | 0 | 0.13265 | 326.8516 | 0.066895 | 0 | 0 | 0.13379 | 327.2033 | 0.067658 | 0 | 0 | 0.13532 | 327.4672 | 0.068231 | 0 | 0 | 0.13646 | 327.643 | 0.068612 | 0 | 0 | 0.13722 | 327.9068 | 0.069184 | 0 | 0 | 0.13837 | 328.0827 | 0.069566 | 0 | 0 | 0.13913 | 328.3465 | 0.070138 | 0 | 0 | 0.14028 | 328.6103 | 0.07071 | 0 | 0 | 0.14142 | 328.7862 | 0.071092 | 0 | 0 | 0.14218 | 329.05 | 0.071664 | 0 | 0 | 0.14333 | 329.3138 | 0.072236 | 0 | 0 | 0.14447 | 329.4017 | 0.072427 | 0 | 0 | 0.14485 | 329.6655 | 0.072999 | 0 | 0 | 0.146 | 329.9293 | 0.073571 | 0 | 0 | 0.14714 | 330.1052 | 0.073952 | 0 | 0 | 0.1479 | 330.369 | 0.074525 | 0 | 0 | 0.14905 | 330.5449 | 0.074906 | 0 | 0 | 0.14981 | 330.7207 | 0.075288 | 0 | 0 | 0.15058
2017-02-19 23:00 | 293.186 | 0.87387 |  | 307.8643 | 0.025712 | 0 | 0 | 0.051424 | 316.5156 | 0.044477 | 0 | 0 | 0.088953 | 323.5939 | 0.05983 | 0 | 0 | 0.11966 | 323.8561 | 0.060398 | 0 | 0 | 0.1208 | 324.0308 | 0.060777 | 0 | 0 | 0.12155 | 324.293 | 0.061346 | 0 | 0 | 0.12269 | 324.5552 | 0.061914 | 0 | 0 | 0.12383 | 324.8173 | 0.062483 | 0 | 0 | 0.12497 | 325.1669 | 0.063241 | 0 | 0 | 0.12648 | 325.429 | 0.06381 | 0 | 0 | 0.12762 | 325.6038 | 0.064189 | 0 | 0 | 0.12838 | 325.866 | 0.064758 | 0 | 0 | 0.12952 | 326.0407 | 0.065137 | 0 | 0 | 0.13027 | 326.3029 | 0.065705 | 0 | 0 | 0.13141 | 326.5651 | 0.066274 | 0 | 0 | 0.13255 | 326.7398 | 0.066653 | 0 | 0 | 0.13331 | 327.002 | 0.067222 | 0 | 0 | 0.13444 | 327.2642 | 0.06779 | 0 | 0 | 0.13558 | 327.3515 | 0.06798 | 0 | 0 | 0.13596 | 327.6137 | 0.068548 | 0 | 0 | 0.1371 | 327.8759 | 0.069117 | 0 | 0 | 0.13823 | 328.0506 | 0.069496 | 0 | 0 | 0.13899 | 328.3128 | 0.070065 | 0 | 0 | 0.14013 | 328.4876 | 0.070444 | 0 | 0 | 0.14089 | 328.6624 | 0.070823 | 0 | 0 | 0.14165
2017-02-20 | 292.4815 | 0.87177 |  | 307.1246 | 0.024107 | 0 | 0 | 0.048215 | 315.7551 | 0.042827 | 0 | 0 | 0.085654 | 322.8164 | 0.058143 | 0 | 0 | 0.11629 | 323.0779 | 0.05871 | 0 | 0 | 0.11742 | 323.2523 | 0.059089 | 0 | 0 | 0.11818 | 323.5138 | 0.059656 | 0 | 0 | 0.11931 | 323.7754 | 0.060223 | 0 | 0 | 0.12045 | 324.0369 | 0.06079 | 0 | 0 | 0.12158 | 324.3856 | 0.061547 | 0 | 0 | 0.12309 | 324.6471 | 0.062114 | 0 | 0 | 0.12423 | 324.8215 | 0.062492 | 0 | 0 | 0.12498 | 325.083 | 0.063059 | 0 | 0 | 0.12612 | 325.2574 | 0.063438 | 0 | 0 | 0.12688 | 325.5189 | 0.064005 | 0 | 0 | 0.12801 | 325.7804 | 0.064572 | 0 | 0 | 0.12914 | 325.9548 | 0.06495 | 0 | 0 | 0.1299 | 326.2163 | 0.065517 | 0 | 0 | 0.13103 | 326.4778 | 0.066085 | 0 | 0 | 0.13217 | 326.565 | 0.066274 | 0 | 0 | 0.13255 | 326.8266 | 0.066841 | 0 | 0 | 0.13368 | 327.0881 | 0.067408 | 0 | 0 | 0.13482 | 327.2624 | 0.067787 | 0 | 0 | 0.13557 | 327.524 | 0.068354 | 0 | 0 | 0.13671 | 327.6983 | 0.068732 | 0 | 0 | 0.13746 | 327.8727 | 0.06911 | 0 | 0 | 0.13822
2017-02-20 01:00 | 292.2333 | 0.87103 |  | 306.8639 | 0.023542 | 0 | 0 | 0.047084 | 315.4871 | 0.042246 | 0 | 0 | 0.084492 | 322.5424 | 0.057549 | 0 | 0 | 0.1151 | 322.8037 | 0.058116 | 0 | 0 | 0.11623 | 322.9779 | 0.058493 | 0 | 0 | 0.11699 | 323.2392 | 0.05906 | 0 | 0 | 0.11812 | 323.5005 | 0.059627 | 0 | 0 | 0.11925 | 323.7619 | 0.060194 | 0 | 0 | 0.12039 | 324.1103 | 0.060949 | 0 | 0 | 0.1219 | 324.3716 | 0.061516 | 0 | 0 | 0.12303 | 324.5458 | 0.061894 | 0 | 0 | 0.12379 | 324.8071 | 0.062461 | 0 | 0 | 0.12492 | 324.9813 | 0.062839 | 0 | 0 | 0.12568 | 325.2426 | 0.063406 | 0 | 0 | 0.12681 | 325.5039 | 0.063972 | 0 | 0 | 0.12794 | 325.6781 | 0.06435 | 0 | 0 | 0.1287 | 325.9394 | 0.064917 | 0 | 0 | 0.12983 | 326.2007 | 0.065484 | 0 | 0 | 0.13097 | 326.2878 | 0.065673 | 0 | 0 | 0.13135 | 326.5491 | 0.066239 | 0 | 0 | 0.13248 | 326.8105 | 0.066806 | 0 | 0 | 0.13361 | 326.9847 | 0.067184 | 0 | 0 | 0.13437 | 327.246 | 0.067751 | 0 | 0 | 0.1355 | 327.4202 | 0.068129 | 0 | 0 | 0.13626 | 327.5944 | 0.068507 | 0 | 0 | 0.13701
2017-02-20 02:00 | 292.8903 | 0.87299 |  | 307.5537 | 0.025038 | 0 | 0 | 0.050077 | 316.1963 | 0.043784 | 0 | 0 | 0.087568 | 323.2675 | 0.059122 | 0 | 0 | 0.11824 | 323.5294 | 0.05969 | 0 | 0 | 0.11938 | 323.704 | 0.060068 | 0 | 0 | 0.12014 | 323.9659 | 0.060636 | 0 | 0 | 0.12127 | 324.2278 | 0.061204 | 0 | 0 | 0.12241 | 324.4897 | 0.061772 | 0 | 0 | 0.12354 | 324.8389 | 0.06253 | 0 | 0 | 0.12506 | 325.1008 | 0.063098 | 0 | 0 | 0.1262 | 325.2754 | 0.063477 | 0 | 0 | 0.12695 | 325.5373 | 0.064045 | 0 | 0 | 0.12809 | 325.7119 | 0.064423 | 0 | 0 | 0.12885 | 325.9738 | 0.064991 | 0 | 0 | 0.12998 | 326.2357 | 0.065559 | 0 | 0 | 0.13112 | 326.4103 | 0.065938 | 0 | 0 | 0.13188 | 326.6722 | 0.066506 | 0 | 0 | 0.13301 | 326.9341 | 0.067074 | 0 | 0 | 0.13415 | 327.0214 | 0.067264 | 0 | 0 | 0.13453 | 327.2833 | 0.067832 | 0 | 0 | 0.13566 | 327.5451 | 0.0684 | 0 | 0 | 0.1368 | 327.7197 | 0.068778 | 0 | 0 | 0.13756 | 327.9816 | 0.069346 | 0 | 0 | 0.13869 | 328.1562 | 0.069725 | 0 | 0 | 0.13945 | 328.3308 | 0.070104 | 0 | 0 | 0.14021
2017-02-20 03:00 | 293.1845 | 0.87387 |  | 307.8627 | 0.025709 | 0 | 0 | 0.051417 | 316.514 | 0.044473 | 0 | 0 | 0.088946 | 323.5923 | 0.059826 | 0 | 0 | 0.11965 | 323.8545 | 0.060395 | 0 | 0 | 0.12079 | 324.0292 | 0.060774 | 0 | 0 | 0.12155 | 324.2914 | 0.061342 | 0 | 0 | 0.12268 | 324.5535 | 0.061911 | 0 | 0 | 0.12382 | 324.8157 | 0.06248 | 0 | 0 | 0.12496 | 325.1653 | 0.063238 | 0 | 0 | 0.12648 | 325.4274 | 0.063806 | 0 | 0 | 0.12761 | 325.6022 | 0.064185 | 0 | 0 | 0.12837 | 325.8643 | 0.064754 | 0 | 0 | 0.12951 | 326.0391 | 0.065133 | 0 | 0 | 0.13027 | 326.3013 | 0.065702 | 0 | 0 | 0.1314 | 326.5634 | 0.06627 | 0 | 0 | 0.13254 | 326.7382 | 0.066649 | 0 | 0 | 0.1333 | 327.0004 | 0.067218 | 0 | 0 | 0.13444 | 327.2625 | 0.067787 | 0 | 0 | 0.13557 | 327.3499 | 0.067976 | 0 | 0 | 0.13595 | 327.6121 | 0.068545 | 0 | 0 | 0.13709 | 327.8742 | 0.069114 | 0 | 0 | 0.13823 | 328.049 | 0.069493 | 0 | 0 | 0.13899 | 328.3112 | 0.070061 | 0 | 0 | 0.14012 | 328.4859 | 0.07044 | 0 | 0 | 0.14088 | 328.6607 | 0.070819 | 0 | 0 | 0.14164
2017-02-20 04:00 | 296.0448 | 0.88239 |  | 310.8662 | 0.032223 | 0 | 0 | 0.064446 | 319.6019 | 0.051171 | 0 | 0 | 0.10234 | 326.7492 | 0.066673 | 0 | 0 | 0.13335 | 327.0139 | 0.067248 | 0 | 0 | 0.1345 | 327.1904 | 0.06763 | 0 | 0 | 0.13526 | 327.4551 | 0.068204 | 0 | 0 | 0.13641 | 327.7198 | 0.068779 | 0 | 0 | 0.13756 | 327.9846 | 0.069353 | 0 | 0 | 0.13871 | 328.3375 | 0.070118 | 0 | 0 | 0.14024 | 328.6022 | 0.070693 | 0 | 0 | 0.14139 | 328.7787 | 0.071075 | 0 | 0 | 0.14215 | 329.0434 | 0.07165 | 0 | 0 | 0.1433 | 329.2199 | 0.072032 | 0 | 0 | 0.14406 | 329.4846 | 0.072606 | 0 | 0 | 0.14521 | 329.7493 | 0.073181 | 0 | 0 | 0.14636 | 329.9258 | 0.073563 | 0 | 0 | 0.14713 | 330.1905 | 0.074138 | 0 | 0 | 0.14828 | 330.4553 | 0.074712 | 0 | 0 | 0.14942 | 330.5435 | 0.074903 | 0 | 0 | 0.14981 | 330.8082 | 0.075477 | 0 | 0 | 0.15095 | 331.0729 | 0.076051 | 0 | 0 | 0.1521 | 331.2494 | 0.076434 | 0 | 0 | 0.15287 | 331.5141 | 0.077008 | 0 | 0 | 0.15402 | 331.6906 | 0.077391 | 0 | 0 | 0.15478 | 331.8671 | 0.077774 | 0 | 0 | 0.15555
2017-02-20 05:00 | 302.126 | 0.90052 |  | 317.2518 | 0.046073 | 0 | 0 | 0.092147 | 326.1669 | 0.06541 | 0 | 0 | 0.13082 | 333.4611 | 0.081231 | 0 | 0 | 0.16246 | 333.7313 | 0.081817 | 0 | 0 | 0.16363 | 333.9114 | 0.082208 | 0 | 0 | 0.16442 | 334.1815 | 0.082794 | 0 | 0 | 0.16559 | 334.4517 | 0.08338 | 0 | 0 | 0.16676 | 334.7218 | 0.083966 | 0 | 0 | 0.16793 | 335.082 | 0.084747 | 0 | 0 | 0.16949 | 335.3522 | 0.085333 | 0 | 0 | 0.17067 | 335.5323 | 0.085724 | 0 | 0 | 0.17145 | 335.8024 | 0.08631 | 0 | 0 | 0.17262 | 335.9825 | 0.0867 | 0 | 0 | 0.1734 | 336.2527 | 0.087286 | 0 | 0 | 0.17457 | 336.5229 | 0.087872 | 0 | 0 | 0.17574 | 336.703 | 0.088263 | 0 | 0 | 0.17653 | 336.9731 | 0.088849 | 0 | 0 | 0.1777 | 337.2433 | 0.089435 | 0 | 0 | 0.17887 | 337.3333 | 0.08963 | 0 | 0 | 0.17926 | 337.6035 | 0.090216 | 0 | 0 | 0.18043 | 337.8736 | 0.090802 | 0 | 0 | 0.1816 | 338.0537 | 0.091193 | 0 | 0 | 0.18239 | 338.3239 | 0.091779 | 0 | 0 | 0.18356 | 338.504 | 0.092169 | 0 | 0 | 0.18434 | 338.6841 | 0.09256 | 0 | 0 | 0.18512
2017-02-20 06:00 | 306.6359 | 0.91396 |  | 321.9875 | 0.056345 | 0 | 0 | 0.11269 | 331.0357 | 0.075971 | 0 | 0 | 0.15194 | 338.4388 | 0.092028 | 0 | 0 | 0.18406 | 338.713 | 0.092623 | 0 | 0 | 0.18525 | 338.8958 | 0.093019 | 0 | 0 | 0.18604 | 339.1699 | 0.093614 | 0 | 0 | 0.18723 | 339.4441 | 0.094209 | 0 | 0 | 0.18842 | 339.7183 | 0.094803 | 0 | 0 | 0.18961 | 340.0839 | 0.095596 | 0 | 0 | 0.19119 | 340.3581 | 0.096191 | 0 | 0 | 0.19238 | 340.5409 | 0.096587 | 0 | 0 | 0.19317 | 340.8151 | 0.097182 | 0 | 0 | 0.19436 | 340.9979 | 0.097579 | 0 | 0 | 0.19516 | 341.272 | 0.098173 | 0 | 0 | 0.19635 | 341.5462 | 0.098768 | 0 | 0 | 0.19754 | 341.729 | 0.099165 | 0 | 0 | 0.19833 | 342.0032 | 0.099759 | 0 | 0 | 0.19952 | 342.2774 | 0.10035 | 0 | 0 | 0.20071 | 342.3688 | 0.10055 | 0 | 0 | 0.2011 | 342.643 | 0.10115 | 0 | 0 | 0.20229 | 342.9172 | 0.10174 | 0 | 0 | 0.20348 | 343.1 | 0.10214 | 0 | 0 | 0.20428 | 343.3742 | 0.10273 | 0 | 0 | 0.20547 | 343.5569 | 0.10313 | 0 | 0 | 0.20626 | 343.7397 | 0.10353 | 0 | 0 | 0.20705
2017-02-20 07:00 | 306.0453 | 0.9122 |  | 321.3674 | 0.055 | 0 | 0 | 0.11 | 330.3982 | 0.074588 | 0 | 0 | 0.14918 | 337.787 | 0.090614 | 0 | 0 | 0.18123 | 338.0606 | 0.091208 | 0 | 0 | 0.18242 | 338.2431 | 0.091604 | 0 | 0 | 0.18321 | 338.5167 | 0.092197 | 0 | 0 | 0.18439 | 338.7904 | 0.092791 | 0 | 0 | 0.18558 | 339.0641 | 0.093384 | 0 | 0 | 0.18677 | 339.4289 | 0.094176 | 0 | 0 | 0.18835 | 339.7026 | 0.094769 | 0 | 0 | 0.18954 | 339.885 | 0.095165 | 0 | 0 | 0.19033 | 340.1587 | 0.095759 | 0 | 0 | 0.19152 | 340.3411 | 0.096154 | 0 | 0 | 0.19231 | 340.6148 | 0.096748 | 0 | 0 | 0.1935 | 340.8885 | 0.097341 | 0 | 0 | 0.19468 | 341.0709 | 0.097737 | 0 | 0 | 0.19547 | 341.3446 | 0.098331 | 0 | 0 | 0.19666 | 341.6182 | 0.098924 | 0 | 0 | 0.19785 | 341.7094 | 0.099122 | 0 | 0 | 0.19824 | 341.9831 | 0.099716 | 0 | 0 | 0.19943 | 342.2568 | 0.10031 | 0 | 0 | 0.20062 | 342.4392 | 0.1007 | 0 | 0 | 0.20141 | 342.7129 | 0.1013 | 0 | 0 | 0.2026 | 342.8953 | 0.10169 | 0 | 0 | 0.20339 | 343.0777 | 0.10209 | 0 | 0 | 0.20418
2017-02-20 08:00 | 303.7046 | 0.90522 |  | 318.9094 | 0.049669 | 0 | 0 | 0.099338 | 327.8711 | 0.069107 | 0 | 0 | 0.13821 | 335.2034 | 0.085011 | 0 | 0 | 0.17002 | 335.475 | 0.0856 | 0 | 0 | 0.1712 | 335.656 | 0.085992 | 0 | 0 | 0.17198 | 335.9276 | 0.086581 | 0 | 0 | 0.17316 | 336.1992 | 0.08717 | 0 | 0 | 0.17434 | 336.4707 | 0.087759 | 0 | 0 | 0.17552 | 336.8328 | 0.088545 | 0 | 0 | 0.17709 | 337.1044 | 0.089134 | 0 | 0 | 0.17827 | 337.2854 | 0.089526 | 0 | 0 | 0.17905 | 337.557 | 0.090115 | 0 | 0 | 0.18023 | 337.738 | 0.090508 | 0 | 0 | 0.18102 | 338.0096 | 0.091097 | 0 | 0 | 0.18219 | 338.2812 | 0.091686 | 0 | 0 | 0.18337 | 338.4622 | 0.092079 | 0 | 0 | 0.18416 | 338.7338 | 0.092668 | 0 | 0 | 0.18534 | 339.0054 | 0.093257 | 0 | 0 | 0.18651 | 339.0959 | 0.093453 | 0 | 0 | 0.18691 | 339.3674 | 0.094042 | 0 | 0 | 0.18808 | 339.639 | 0.094631 | 0 | 0 | 0.18926 | 339.8201 | 0.095024 | 0 | 0 | 0.19005 | 340.0916 | 0.095613 | 0 | 0 | 0.19123 | 340.2727 | 0.096006 | 0 | 0 | 0.19201 | 340.4537 | 0.096398 | 0 | 0 | 0.1928
2017-02-20 09:00 | 308.6404 | 0.91993 |  | 324.0924 | 0.060911 | 0 | 0 | 0.12182 | 333.1997 | 0.080665 | 0 | 0 | 0.16133 | 340.6512 | 0.096827 | 0 | 0 | 0.19365 | 340.9272 | 0.097425 | 0 | 0 | 0.19485 | 341.1112 | 0.097824 | 0 | 0 | 0.19565 | 341.3871 | 0.098423 | 0 | 0 | 0.19685 | 341.6631 | 0.099022 | 0 | 0 | 0.19804 | 341.9391 | 0.09962 | 0 | 0 | 0.19924 | 342.3071 | 0.10042 | 0 | 0 | 0.20084 | 342.5831 | 0.10102 | 0 | 0 | 0.20203 | 342.767 | 0.10142 | 0 | 0 | 0.20283 | 343.043 | 0.10201 | 0 | 0 | 0.20403 | 343.227 | 0.10241 | 0 | 0 | 0.20483 | 343.503 | 0.10301 | 0 | 0 | 0.20602 | 343.779 | 0.10361 | 0 | 0 | 0.20722 | 343.963 | 0.10401 | 0 | 0 | 0.20802 | 344.2389 | 0.10461 | 0 | 0 | 0.20922 | 344.5149 | 0.10521 | 0 | 0 | 0.21041 | 344.6069 | 0.10541 | 0 | 0 | 0.21081 | 344.8829 | 0.10601 | 0 | 0 | 0.21201 | 345.1589 | 0.1066 | 0 | 0 | 0.21321 | 345.3429 | 0.107 | 0 | 0 | 0.21401 | 345.6188 | 0.1076 | 0 | 0 | 0.2152 | 345.8028 | 0.108 | 0 | 0 | 0.216 | 345.9868 | 0.1084 | 0 | 0 | 0.2168
2017-02-20 10:00 | 304.6166 | 0.90794 |  | 319.8672 | 0.051746 | 0 | 0 | 0.10349 | 328.8558 | 0.071242 | 0 | 0 | 0.14248 | 336.2101 | 0.087194 | 0 | 0 | 0.17439 | 336.4825 | 0.087785 | 0 | 0 | 0.17557 | 336.6641 | 0.088179 | 0 | 0 | 0.17636 | 336.9364 | 0.088769 | 0 | 0 | 0.17754 | 337.2088 | 0.08936 | 0 | 0 | 0.17872 | 337.4812 | 0.089951 | 0 | 0 | 0.1799 | 337.8444 | 0.090739 | 0 | 0 | 0.18148 | 338.1168 | 0.09133 | 0 | 0 | 0.18266 | 338.2983 | 0.091723 | 0 | 0 | 0.18345 | 338.5707 | 0.092314 | 0 | 0 | 0.18463 | 338.7523 | 0.092708 | 0 | 0 | 0.18542 | 339.0247 | 0.093299 | 0 | 0 | 0.1866 | 339.2971 | 0.09389 | 0 | 0 | 0.18778 | 339.4787 | 0.094284 | 0 | 0 | 0.18857 | 339.7511 | 0.094874 | 0 | 0 | 0.18975 | 340.0234 | 0.095465 | 0 | 0 | 0.19093 | 340.1142 | 0.095662 | 0 | 0 | 0.19132 | 340.3866 | 0.096253 | 0 | 0 | 0.19251 | 340.659 | 0.096844 | 0 | 0 | 0.19369 | 340.8406 | 0.097238 | 0 | 0 | 0.19448 | 341.113 | 0.097828 | 0 | 0 | 0.19566 | 341.2945 | 0.098222 | 0 | 0 | 0.19644 | 341.4761 | 0.098616 | 0 | 0 | 0.19723
2017-02-20 11:00 | 284.5652 | 0.84817 |  | 298.8119 | 0.0060773 | 0 | 0 | 0.012155 | 307.2088 | 0.02429 | 0 | 0 | 0.04858 | 314.079 | 0.039192 | 0 | 0 | 0.078383 | 314.3335 | 0.039744 | 0 | 0 | 0.079487 | 314.5031 | 0.040112 | 0 | 0 | 0.080223 | 314.7576 | 0.040663 | 0 | 0 | 0.081327 | 315.012 | 0.041215 | 0 | 0 | 0.082431 | 315.2665 | 0.041767 | 0 | 0 | 0.083535 | 315.6058 | 0.042503 | 0 | 0 | 0.085006 | 315.8602 | 0.043055 | 0 | 0 | 0.08611 | 316.0298 | 0.043423 | 0 | 0 | 0.086846 | 316.2843 | 0.043975 | 0 | 0 | 0.08795 | 316.4539 | 0.044343 | 0 | 0 | 0.088686 | 316.7084 | 0.044895 | 0 | 0 | 0.08979 | 316.9628 | 0.045447 | 0 | 0 | 0.090893 | 317.1325 | 0.045815 | 0 | 0 | 0.091629 | 317.3869 | 0.046367 | 0 | 0 | 0.092733 | 317.6414 | 0.046918 | 0 | 0 | 0.093837 | 317.7262 | 0.047102 | 0 | 0 | 0.094205 | 317.9806 | 0.047654 | 0 | 0 | 0.095309 | 318.2351 | 0.048206 | 0 | 0 | 0.096412 | 318.4047 | 0.048574 | 0 | 0 | 0.097148 | 318.6592 | 0.049126 | 0 | 0 | 0.098252 | 318.8288 | 0.049494 | 0 | 0 | 0.098988 | 318.9984 | 0.049862 | 0 | 0 | 0.099724
2017-02-20 12:00 | 293.9172 | 0.87605 |  | 308.632 | 0.027377 | 0 | 0 | 0.054754 | 317.3049 | 0.046189 | 0 | 0 | 0.092377 | 324.4009 | 0.06158 | 0 | 0 | 0.12316 | 324.6637 | 0.06215 | 0 | 0 | 0.1243 | 324.8389 | 0.06253 | 0 | 0 | 0.12506 | 325.1018 | 0.0631 | 0 | 0 | 0.1262 | 325.3646 | 0.06367 | 0 | 0 | 0.12734 | 325.6274 | 0.06424 | 0 | 0 | 0.12848 | 325.9778 | 0.065 | 0 | 0 | 0.13 | 326.2406 | 0.06557 | 0 | 0 | 0.13114 | 326.4158 | 0.06595 | 0 | 0 | 0.1319 | 326.6786 | 0.06652 | 0 | 0 | 0.13304 | 326.8539 | 0.0669 | 0 | 0 | 0.1338 | 327.1167 | 0.06747 | 0 | 0 | 0.13494 | 327.3795 | 0.06804 | 0 | 0 | 0.13608 | 327.5547 | 0.06842 | 0 | 0 | 0.13684 | 327.8175 | 0.06899 | 0 | 0 | 0.13798 | 328.0803 | 0.069561 | 0 | 0 | 0.13912 | 328.1679 | 0.069751 | 0 | 0 | 0.1395 | 328.4307 | 0.070321 | 0 | 0 | 0.14064 | 328.6936 | 0.070891 | 0 | 0 | 0.14178 | 328.8688 | 0.071271 | 0 | 0 | 0.14254 | 329.1316 | 0.071841 | 0 | 0 | 0.14368 | 329.3068 | 0.072221 | 0 | 0 | 0.14444 | 329.482 | 0.072601 | 0 | 0 | 0.1452
2017-02-20 13:00 | 290.8564 | 0.86693 |  | 305.4181 | 0.020406 | 0 | 0 | 0.040812 | 314.0006 | 0.039022 | 0 | 0 | 0.078043 | 321.0227 | 0.054253 | 0 | 0 | 0.10851 | 321.2828 | 0.054817 | 0 | 0 | 0.10963 | 321.4562 | 0.055193 | 0 | 0 | 0.11039 | 321.7163 | 0.055757 | 0 | 0 | 0.11151 | 321.9763 | 0.056321 | 0 | 0 | 0.11264 | 322.2364 | 0.056885 | 0 | 0 | 0.11377 | 322.5832 | 0.057637 | 0 | 0 | 0.11527 | 322.8433 | 0.058201 | 0 | 0 | 0.1164 | 323.0167 | 0.058577 | 0 | 0 | 0.11715 | 323.2767 | 0.059142 | 0 | 0 | 0.11828 | 323.4501 | 0.059518 | 0 | 0 | 0.11904 | 323.7102 | 0.060082 | 0 | 0 | 0.12016 | 323.9703 | 0.060646 | 0 | 0 | 0.12129 | 324.1437 | 0.061022 | 0 | 0 | 0.12204 | 324.4037 | 0.061586 | 0 | 0 | 0.12317 | 324.6638 | 0.06215 | 0 | 0 | 0.1243 | 324.7505 | 0.062338 | 0 | 0 | 0.12468 | 325.0106 | 0.062902 | 0 | 0 | 0.1258 | 325.2707 | 0.063466 | 0 | 0 | 0.12693 | 325.4441 | 0.063842 | 0 | 0 | 0.12768 | 325.7041 | 0.064407 | 0 | 0 | 0.12881 | 325.8775 | 0.064783 | 0 | 0 | 0.12957 | 326.0509 | 0.065159 | 0 | 0 | 0.13032
2017-02-20 14:00 | 290.6642 | 0.86635 |  | 305.2163 | 0.019968 | 0 | 0 | 0.039937 | 313.7932 | 0.038572 | 0 | 0 | 0.077143 | 320.8106 | 0.053793 | 0 | 0 | 0.10759 | 321.0705 | 0.054356 | 0 | 0 | 0.10871 | 321.2438 | 0.054732 | 0 | 0 | 0.10946 | 321.5037 | 0.055296 | 0 | 0 | 0.11059 | 321.7636 | 0.05586 | 0 | 0 | 0.11172 | 322.0235 | 0.056423 | 0 | 0 | 0.11285 | 322.3701 | 0.057175 | 0 | 0 | 0.11435 | 322.63 | 0.057739 | 0 | 0 | 0.11548 | 322.8032 | 0.058115 | 0 | 0 | 0.11623 | 323.0631 | 0.058678 | 0 | 0 | 0.11736 | 323.2364 | 0.059054 | 0 | 0 | 0.11811 | 323.4963 | 0.059618 | 0 | 0 | 0.11924 | 323.7562 | 0.060182 | 0 | 0 | 0.12036 | 323.9295 | 0.060557 | 0 | 0 | 0.12111 | 324.1894 | 0.061121 | 0 | 0 | 0.12224 | 324.4493 | 0.061685 | 0 | 0 | 0.12337 | 324.5359 | 0.061873 | 0 | 0 | 0.12375 | 324.7958 | 0.062437 | 0 | 0 | 0.12487 | 325.0558 | 0.063 | 0 | 0 | 0.126 | 325.229 | 0.063376 | 0 | 0 | 0.12675 | 325.4889 | 0.06394 | 0 | 0 | 0.12788 | 325.6622 | 0.064316 | 0 | 0 | 0.12863 | 325.8355 | 0.064691 | 0 | 0 | 0.12938
2017-02-20 15:00 | 287.2478 | 0.85617 |  | 301.6288 | 0.012187 | 0 | 0 | 0.024374 | 310.1049 | 0.030572 | 0 | 0 | 0.061144 | 317.0399 | 0.045614 | 0 | 0 | 0.091228 | 317.2967 | 0.046171 | 0 | 0 | 0.092342 | 317.468 | 0.046542 | 0 | 0 | 0.093085 | 317.7248 | 0.047099 | 0 | 0 | 0.094199 | 317.9817 | 0.047657 | 0 | 0 | 0.095313 | 318.2385 | 0.048214 | 0 | 0 | 0.096427 | 318.581 | 0.048956 | 0 | 0 | 0.097913 | 318.8378 | 0.049514 | 0 | 0 | 0.099027 | 319.0091 | 0.049885 | 0 | 0 | 0.09977 | 319.2659 | 0.050442 | 0 | 0 | 0.10088 | 319.4372 | 0.050814 | 0 | 0 | 0.10163 | 319.694 | 0.051371 | 0 | 0 | 0.10274 | 319.9509 | 0.051928 | 0 | 0 | 0.10386 | 320.1221 | 0.052299 | 0 | 0 | 0.1046 | 320.379 | 0.052856 | 0 | 0 | 0.10571 | 320.6358 | 0.053413 | 0 | 0 | 0.10683 | 320.7214 | 0.053599 | 0 | 0 | 0.1072 | 320.9783 | 0.054156 | 0 | 0 | 0.10831 | 321.2351 | 0.054713 | 0 | 0 | 0.10943 | 321.4064 | 0.055085 | 0 | 0 | 0.11017 | 321.6632 | 0.055642 | 0 | 0 | 0.11128 | 321.8344 | 0.056013 | 0 | 0 | 0.11203 | 322.0057 | 0.056385 | 0 | 0 | 0.11277
2017-02-20 16:00 | 281.0217 | 0.83761 |  | 295.091 | 0 | 0 | 0 | 0 | 303.3833 | 0.015993 | 0 | 0 | 0.031986 | 310.168 | 0.030709 | 0 | 0 | 0.061417 | 310.4193 | 0.031254 | 0 | 0 | 0.062508 | 310.5868 | 0.031617 | 0 | 0 | 0.063234 | 310.8381 | 0.032162 | 0 | 0 | 0.064324 | 311.0894 | 0.032707 | 0 | 0 | 0.065414 | 311.3407 | 0.033252 | 0 | 0 | 0.066504 | 311.6757 | 0.033979 | 0 | 0 | 0.067958 | 311.927 | 0.034524 | 0 | 0 | 0.069048 | 312.0945 | 0.034887 | 0 | 0 | 0.069775 | 312.3458 | 0.035432 | 0 | 0 | 0.070865 | 312.5133 | 0.035796 | 0 | 0 | 0.071591 | 312.7646 | 0.036341 | 0 | 0 | 0.072681 | 313.0159 | 0.036886 | 0 | 0 | 0.073772 | 313.1834 | 0.037249 | 0 | 0 | 0.074498 | 313.4347 | 0.037794 | 0 | 0 | 0.075588 | 313.686 | 0.038339 | 0 | 0 | 0.076678 | 313.7697 | 0.038521 | 0 | 0 | 0.077042 | 314.021 | 0.039066 | 0 | 0 | 0.078132 | 314.2723 | 0.039611 | 0 | 0 | 0.079222 | 314.4398 | 0.039974 | 0 | 0 | 0.079949 | 314.6911 | 0.040519 | 0 | 0 | 0.081039 | 314.8586 | 0.040883 | 0 | 0 | 0.081765 | 315.0262 | 0.041246 | 0 | 0 | 0.082492
2017-02-20 17:00 | 288.6721 | 0.86042 |  | 303.1244 | 0.015431 | 0 | 0 | 0.030862 | 311.6425 | 0.033907 | 0 | 0 | 0.067814 | 318.6118 | 0.049023 | 0 | 0 | 0.098047 | 318.87 | 0.049583 | 0 | 0 | 0.099167 | 319.0421 | 0.049957 | 0 | 0 | 0.099913 | 319.3002 | 0.050516 | 0 | 0 | 0.10103 | 319.5583 | 0.051076 | 0 | 0 | 0.10215 | 319.8164 | 0.051636 | 0 | 0 | 0.10327 | 320.1606 | 0.052383 | 0 | 0 | 0.10477 | 320.4187 | 0.052943 | 0 | 0 | 0.10589 | 320.5908 | 0.053316 | 0 | 0 | 0.10663 | 320.8489 | 0.053876 | 0 | 0 | 0.10775 | 321.021 | 0.054249 | 0 | 0 | 0.1085 | 321.2791 | 0.054809 | 0 | 0 | 0.10962 | 321.5373 | 0.055369 | 0 | 0 | 0.11074 | 321.7093 | 0.055742 | 0 | 0 | 0.11148 | 321.9675 | 0.056302 | 0 | 0 | 0.1126 | 322.2256 | 0.056862 | 0 | 0 | 0.11372 | 322.3116 | 0.057048 | 0 | 0 | 0.1141 | 322.5698 | 0.057608 | 0 | 0 | 0.11522 | 322.8279 | 0.058168 | 0 | 0 | 0.11634 | 323 | 0.058541 | 0 | 0 | 0.11708 | 323.2581 | 0.059101 | 0 | 0 | 0.1182 | 323.4302 | 0.059474 | 0 | 0 | 0.11895 | 323.6023 | 0.059848 | 0 | 0 | 0.1197
2017-02-20 18:00 | 291.3512 | 0.8684 |  | 305.9377 | 0.021533 | 0 | 0 | 0.043066 | 314.5348 | 0.04018 | 0 | 0 | 0.080361 | 321.5689 | 0.055437 | 0 | 0 | 0.11087 | 321.8294 | 0.056002 | 0 | 0 | 0.112 | 322.0031 | 0.056379 | 0 | 0 | 0.11276 | 322.2636 | 0.056944 | 0 | 0 | 0.11389 | 322.5241 | 0.057509 | 0 | 0 | 0.11502 | 322.7846 | 0.058074 | 0 | 0 | 0.11615 | 323.132 | 0.058828 | 0 | 0 | 0.11766 | 323.3925 | 0.059393 | 0 | 0 | 0.11879 | 323.5662 | 0.059769 | 0 | 0 | 0.11954 | 323.8267 | 0.060334 | 0 | 0 | 0.12067 | 324.0004 | 0.060711 | 0 | 0 | 0.12142 | 324.2609 | 0.061276 | 0 | 0 | 0.12255 | 324.5214 | 0.061841 | 0 | 0 | 0.12368 | 324.6951 | 0.062218 | 0 | 0 | 0.12444 | 324.9556 | 0.062783 | 0 | 0 | 0.12557 | 325.2162 | 0.063348 | 0 | 0 | 0.1267 | 325.303 | 0.063537 | 0 | 0 | 0.12707 | 325.5635 | 0.064102 | 0 | 0 | 0.1282 | 325.824 | 0.064667 | 0 | 0 | 0.12933 | 325.9977 | 0.065043 | 0 | 0 | 0.13009 | 326.2582 | 0.065608 | 0 | 0 | 0.13122 | 326.4319 | 0.065985 | 0 | 0 | 0.13197 | 326.6056 | 0.066362 | 0 | 0 | 0.13272
2017-02-20 19:00 | 292.0858 | 0.87059 |  | 306.709 | 0.023206 | 0 | 0 | 0.046412 | 315.3279 | 0.041901 | 0 | 0 | 0.083801 | 322.3797 | 0.057196 | 0 | 0 | 0.11439 | 322.6409 | 0.057762 | 0 | 0 | 0.11552 | 322.815 | 0.05814 | 0 | 0 | 0.11628 | 323.0761 | 0.058706 | 0 | 0 | 0.11741 | 323.3373 | 0.059273 | 0 | 0 | 0.11855 | 323.5985 | 0.059839 | 0 | 0 | 0.11968 | 323.9467 | 0.060595 | 0 | 0 | 0.12119 | 324.2079 | 0.061161 | 0 | 0 | 0.12232 | 324.382 | 0.061539 | 0 | 0 | 0.12308 | 324.6432 | 0.062105 | 0 | 0 | 0.12421 | 324.8173 | 0.062483 | 0 | 0 | 0.12497 | 325.0785 | 0.06305 | 0 | 0 | 0.1261 | 325.3397 | 0.063616 | 0 | 0 | 0.12723 | 325.5138 | 0.063994 | 0 | 0 | 0.12799 | 325.775 | 0.06456 | 0 | 0 | 0.12912 | 326.0362 | 0.065127 | 0 | 0 | 0.13025 | 326.1232 | 0.065316 | 0 | 0 | 0.13063 | 326.3844 | 0.065882 | 0 | 0 | 0.13176 | 326.6456 | 0.066449 | 0 | 0 | 0.1329 | 326.8197 | 0.066826 | 0 | 0 | 0.13365 | 327.0809 | 0.067393 | 0 | 0 | 0.13479 | 327.255 | 0.06777 | 0 | 0 | 0.13554 | 327.4291 | 0.068148 | 0 | 0 | 0.1363
2017-02-20 20:00 | 289.0823 | 0.86164 |  | 303.5552 | 0.016365 | 0 | 0 | 0.032731 | 312.0854 | 0.034868 | 0 | 0 | 0.069735 | 319.0647 | 0.050006 | 0 | 0 | 0.10001 | 319.3232 | 0.050566 | 0 | 0 | 0.10113 | 319.4955 | 0.05094 | 0 | 0 | 0.10188 | 319.754 | 0.051501 | 0 | 0 | 0.103 | 320.0125 | 0.052061 | 0 | 0 | 0.10412 | 320.271 | 0.052622 | 0 | 0 | 0.10524 | 320.6156 | 0.05337 | 0 | 0 | 0.10674 | 320.8741 | 0.05393 | 0 | 0 | 0.10786 | 321.0464 | 0.054304 | 0 | 0 | 0.10861 | 321.3049 | 0.054865 | 0 | 0 | 0.10973 | 321.4772 | 0.055238 | 0 | 0 | 0.11048 | 321.7357 | 0.055799 | 0 | 0 | 0.1116 | 321.9942 | 0.05636 | 0 | 0 | 0.11272 | 322.1666 | 0.056734 | 0 | 0 | 0.11347 | 322.4251 | 0.057294 | 0 | 0 | 0.11459 | 322.6835 | 0.057855 | 0 | 0 | 0.11571 | 322.7697 | 0.058042 | 0 | 0 | 0.11608 | 323.0282 | 0.058602 | 0 | 0 | 0.1172 | 323.2867 | 0.059163 | 0 | 0 | 0.11833 | 323.459 | 0.059537 | 0 | 0 | 0.11907 | 323.7175 | 0.060098 | 0 | 0 | 0.1202 | 323.8898 | 0.060471 | 0 | 0 | 0.12094 | 324.0622 | 0.060845 | 0 | 0 | 0.12169
2017-02-20 21:00 | 300.6491 | 0.89611 |  | 315.701 | 0.04271 | 0 | 0 | 0.08542 | 324.5726 | 0.061952 | 0 | 0 | 0.1239 | 331.8311 | 0.077696 | 0 | 0 | 0.15539 | 332.0999 | 0.078279 | 0 | 0 | 0.15656 | 332.2792 | 0.078668 | 0 | 0 | 0.15734 | 332.548 | 0.079251 | 0 | 0 | 0.1585 | 332.8168 | 0.079834 | 0 | 0 | 0.15967 | 333.0857 | 0.080417 | 0 | 0 | 0.16083 | 333.4441 | 0.081195 | 0 | 0 | 0.16239 | 333.7129 | 0.081778 | 0 | 0 | 0.16356 | 333.8922 | 0.082166 | 0 | 0 | 0.16433 | 334.161 | 0.08275 | 0 | 0 | 0.1655 | 334.3402 | 0.083138 | 0 | 0 | 0.16628 | 334.6091 | 0.083721 | 0 | 0 | 0.16744 | 334.8779 | 0.084304 | 0 | 0 | 0.16861 | 335.0571 | 0.084693 | 0 | 0 | 0.16939 | 335.3259 | 0.085276 | 0 | 0 | 0.17055 | 335.5948 | 0.085859 | 0 | 0 | 0.17172 | 335.6844 | 0.086054 | 0 | 0 | 0.17211 | 335.9532 | 0.086637 | 0 | 0 | 0.17327 | 336.2221 | 0.08722 | 0 | 0 | 0.17444 | 336.4013 | 0.087609 | 0 | 0 | 0.17522 | 336.6701 | 0.088192 | 0 | 0 | 0.17638 | 336.8493 | 0.088581 | 0 | 0 | 0.17716 | 337.0286 | 0.088969 | 0 | 0 | 0.17794
2017-02-20 22:00 | 300.8426 | 0.89669 |  | 315.9042 | 0.043151 | 0 | 0 | 0.086301 | 324.7814 | 0.062405 | 0 | 0 | 0.12481 | 332.0446 | 0.078159 | 0 | 0 | 0.15632 | 332.3137 | 0.078743 | 0 | 0 | 0.15749 | 332.493 | 0.079132 | 0 | 0 | 0.15826 | 332.762 | 0.079715 | 0 | 0 | 0.15943 | 333.031 | 0.080299 | 0 | 0 | 0.1606 | 333.3 | 0.080882 | 0 | 0 | 0.16176 | 333.6587 | 0.08166 | 0 | 0 | 0.16332 | 333.9277 | 0.082243 | 0 | 0 | 0.16449 | 334.107 | 0.082632 | 0 | 0 | 0.16526 | 334.376 | 0.083216 | 0 | 0 | 0.16643 | 334.5554 | 0.083605 | 0 | 0 | 0.16721 | 334.8244 | 0.084188 | 0 | 0 | 0.16838 | 335.0934 | 0.084772 | 0 | 0 | 0.16954 | 335.2727 | 0.085161 | 0 | 0 | 0.17032 | 335.5417 | 0.085744 | 0 | 0 | 0.17149 | 335.8107 | 0.086328 | 0 | 0 | 0.17266 | 335.9004 | 0.086522 | 0 | 0 | 0.17304 | 336.1694 | 0.087106 | 0 | 0 | 0.17421 | 336.4384 | 0.087689 | 0 | 0 | 0.17538 | 336.6178 | 0.088078 | 0 | 0 | 0.17616 | 336.8868 | 0.088662 | 0 | 0 | 0.17732 | 337.0661 | 0.089051 | 0 | 0 | 0.1781 | 337.2455 | 0.08944 | 0 | 0 | 0.17888
2017-02-20 23:00 | 302.3459 | 0.90117 |  | 317.4827 | 0.046574 | 0 | 0 | 0.093149 | 326.4043 | 0.065925 | 0 | 0 | 0.13185 | 333.7038 | 0.081758 | 0 | 0 | 0.16352 | 333.9742 | 0.082344 | 0 | 0 | 0.16469 | 334.1544 | 0.082735 | 0 | 0 | 0.16547 | 334.4248 | 0.083322 | 0 | 0 | 0.16664 | 334.6951 | 0.083908 | 0 | 0 | 0.16782 | 334.9655 | 0.084494 | 0 | 0 | 0.16899 | 335.3259 | 0.085276 | 0 | 0 | 0.17055 | 335.5963 | 0.085863 | 0 | 0 | 0.17173 | 335.7765 | 0.086254 | 0 | 0 | 0.17251 | 336.0469 | 0.08684 | 0 | 0 | 0.17368 | 336.2271 | 0.087231 | 0 | 0 | 0.17446 | 336.4975 | 0.087817 | 0 | 0 | 0.17563 | 336.7678 | 0.088404 | 0 | 0 | 0.17681 | 336.948 | 0.088795 | 0 | 0 | 0.17759 | 337.2184 | 0.089381 | 0 | 0 | 0.17876 | 337.4888 | 0.089967 | 0 | 0 | 0.17993 | 337.5789 | 0.090163 | 0 | 0 | 0.18033 | 337.8492 | 0.090749 | 0 | 0 | 0.1815 | 338.1196 | 0.091336 | 0 | 0 | 0.18267 | 338.2998 | 0.091727 | 0 | 0 | 0.18345 | 338.5702 | 0.092313 | 0 | 0 | 0.18463 | 338.7504 | 0.092704 | 0 | 0 | 0.18541 | 338.9306 | 0.093095 | 0 | 0 | 0.18619
2017-02-21 | 298.5348 | 0.88981 |  | 313.4809 | 0.037894 | 0 | 0 | 0.075789 | 322.29 | 0.057001 | 0 | 0 | 0.114 | 329.4975 | 0.072634 | 0 | 0 | 0.14527 | 329.7645 | 0.073213 | 0 | 0 | 0.14643 | 329.9424 | 0.073599 | 0 | 0 | 0.1472 | 330.2094 | 0.074178 | 0 | 0 | 0.14836 | 330.4763 | 0.074757 | 0 | 0 | 0.14951 | 330.7433 | 0.075336 | 0 | 0 | 0.15067 | 331.0992 | 0.076108 | 0 | 0 | 0.15222 | 331.3661 | 0.076687 | 0 | 0 | 0.15337 | 331.5441 | 0.077073 | 0 | 0 | 0.15415 | 331.811 | 0.077652 | 0 | 0 | 0.1553 | 331.989 | 0.078038 | 0 | 0 | 0.15608 | 332.2559 | 0.078617 | 0 | 0 | 0.15723 | 332.5229 | 0.079196 | 0 | 0 | 0.15839 | 332.7008 | 0.079582 | 0 | 0 | 0.15916 | 332.9678 | 0.080161 | 0 | 0 | 0.16032 | 333.2347 | 0.08074 | 0 | 0 | 0.16148 | 333.3237 | 0.080933 | 0 | 0 | 0.16187 | 333.5907 | 0.081512 | 0 | 0 | 0.16302 | 333.8576 | 0.082091 | 0 | 0 | 0.16418 | 334.0356 | 0.082477 | 0 | 0 | 0.16495 | 334.3025 | 0.083056 | 0 | 0 | 0.16611 | 334.4805 | 0.083442 | 0 | 0 | 0.16688 | 334.6584 | 0.083828 | 0 | 0 | 0.16766
2017-02-21 01:00 | 295.181 | 0.87982 |  | 309.9591 | 0.030256 | 0 | 0 | 0.060511 | 318.6693 | 0.049148 | 0 | 0 | 0.098296 | 325.7958 | 0.064605 | 0 | 0 | 0.12921 | 326.0598 | 0.065178 | 0 | 0 | 0.13036 | 326.2357 | 0.06556 | 0 | 0 | 0.13112 | 326.4997 | 0.066132 | 0 | 0 | 0.13226 | 326.7636 | 0.066705 | 0 | 0 | 0.13341 | 327.0276 | 0.067277 | 0 | 0 | 0.13455 | 327.3795 | 0.06804 | 0 | 0 | 0.13608 | 327.6434 | 0.068613 | 0 | 0 | 0.13723 | 327.8194 | 0.068995 | 0 | 0 | 0.13799 | 328.0833 | 0.069567 | 0 | 0 | 0.13913 | 328.2593 | 0.069949 | 0 | 0 | 0.1399 | 328.5232 | 0.070521 | 0 | 0 | 0.14104 | 328.7872 | 0.071094 | 0 | 0 | 0.14219 | 328.9631 | 0.071475 | 0 | 0 | 0.14295 | 329.2271 | 0.072048 | 0 | 0 | 0.1441 | 329.491 | 0.07262 | 0 | 0 | 0.14524 | 329.579 | 0.072811 | 0 | 0 | 0.14562 | 329.843 | 0.073384 | 0 | 0 | 0.14677 | 330.1069 | 0.073956 | 0 | 0 | 0.14791 | 330.2829 | 0.074338 | 0 | 0 | 0.14868 | 330.5468 | 0.07491 | 0 | 0 | 0.14982 | 330.7228 | 0.075292 | 0 | 0 | 0.15058 | 330.8987 | 0.075674 | 0 | 0 | 0.15135
2017-02-21 02:00 | 294.3668 | 0.87739 |  | 309.1042 | 0.028401 | 0 | 0 | 0.056802 | 317.7903 | 0.047242 | 0 | 0 | 0.094483 | 324.8972 | 0.062656 | 0 | 0 | 0.12531 | 325.1604 | 0.063227 | 0 | 0 | 0.12645 | 325.3359 | 0.063608 | 0 | 0 | 0.12722 | 325.5991 | 0.064179 | 0 | 0 | 0.12836 | 325.8623 | 0.06475 | 0 | 0 | 0.1295 | 326.1255 | 0.065321 | 0 | 0 | 0.13064 | 326.4765 | 0.066082 | 0 | 0 | 0.13216 | 326.7397 | 0.066653 | 0 | 0 | 0.13331 | 326.9152 | 0.067033 | 0 | 0 | 0.13407 | 327.1784 | 0.067604 | 0 | 0 | 0.13521 | 327.3539 | 0.067985 | 0 | 0 | 0.13597 | 327.6171 | 0.068556 | 0 | 0 | 0.13711 | 327.8803 | 0.069127 | 0 | 0 | 0.13825 | 328.0558 | 0.069507 | 0 | 0 | 0.13901 | 328.319 | 0.070078 | 0 | 0 | 0.14016 | 328.5822 | 0.070649 | 0 | 0 | 0.1413 | 328.6699 | 0.070839 | 0 | 0 | 0.14168 | 328.9332 | 0.07141 | 0 | 0 | 0.14282 | 329.1964 | 0.071981 | 0 | 0 | 0.14396 | 329.3719 | 0.072362 | 0 | 0 | 0.14472 | 329.6351 | 0.072933 | 0 | 0 | 0.14587 | 329.8105 | 0.073313 | 0 | 0 | 0.14663 | 329.986 | 0.073694 | 0 | 0 | 0.14739
2017-02-21 03:00 | 298.5344 | 0.88981 |  | 313.4804 | 0.037893 | 0 | 0 | 0.075787 | 322.2896 | 0.057 | 0 | 0 | 0.114 | 329.497 | 0.072633 | 0 | 0 | 0.14527 | 329.764 | 0.073212 | 0 | 0 | 0.14642 | 329.9419 | 0.073598 | 0 | 0 | 0.1472 | 330.2089 | 0.074177 | 0 | 0 | 0.14835 | 330.4758 | 0.074756 | 0 | 0 | 0.14951 | 330.7428 | 0.075335 | 0 | 0 | 0.15067 | 331.0987 | 0.076107 | 0 | 0 | 0.15221 | 331.3656 | 0.076686 | 0 | 0 | 0.15337 | 331.5436 | 0.077072 | 0 | 0 | 0.15414 | 331.8105 | 0.077651 | 0 | 0 | 0.1553 | 331.9885 | 0.078037 | 0 | 0 | 0.15607 | 332.2554 | 0.078616 | 0 | 0 | 0.15723 | 332.5224 | 0.079195 | 0 | 0 | 0.15839 | 332.7003 | 0.079581 | 0 | 0 | 0.15916 | 332.9673 | 0.08016 | 0 | 0 | 0.16032 | 333.2342 | 0.080739 | 0 | 0 | 0.16148 | 333.3232 | 0.080932 | 0 | 0 | 0.16186 | 333.5902 | 0.081511 | 0 | 0 | 0.16302 | 333.8571 | 0.08209 | 0 | 0 | 0.16418 | 334.0351 | 0.082476 | 0 | 0 | 0.16495 | 334.302 | 0.083055 | 0 | 0 | 0.16611 | 334.48 | 0.083441 | 0 | 0 | 0.16688 | 334.6579 | 0.083827 | 0 | 0 | 0.16765
2017-02-21 04:00 | 298.1687 | 0.88872 |  | 313.0965 | 0.037061 | 0 | 0 | 0.074121 | 321.8948 | 0.056144 | 0 | 0 | 0.11229 | 329.0935 | 0.071758 | 0 | 0 | 0.14352 | 329.3601 | 0.072336 | 0 | 0 | 0.14467 | 329.5378 | 0.072722 | 0 | 0 | 0.14544 | 329.8044 | 0.0733 | 0 | 0 | 0.1466 | 330.0711 | 0.073878 | 0 | 0 | 0.14776 | 330.3377 | 0.074457 | 0 | 0 | 0.14891 | 330.6932 | 0.075228 | 0 | 0 | 0.15046 | 330.9598 | 0.075806 | 0 | 0 | 0.15161 | 331.1375 | 0.076192 | 0 | 0 | 0.15238 | 331.4041 | 0.07677 | 0 | 0 | 0.15354 | 331.5819 | 0.077155 | 0 | 0 | 0.15431 | 331.8485 | 0.077734 | 0 | 0 | 0.15547 | 332.1151 | 0.078312 | 0 | 0 | 0.15662 | 332.2929 | 0.078698 | 0 | 0 | 0.1574 | 332.5595 | 0.079276 | 0 | 0 | 0.15855 | 332.8261 | 0.079854 | 0 | 0 | 0.15971 | 332.915 | 0.080047 | 0 | 0 | 0.16009 | 333.1816 | 0.080625 | 0 | 0 | 0.16125 | 333.4482 | 0.081203 | 0 | 0 | 0.16241 | 333.6259 | 0.081589 | 0 | 0 | 0.16318 | 333.8926 | 0.082167 | 0 | 0 | 0.16433 | 334.0703 | 0.082553 | 0 | 0 | 0.16511 | 334.248 | 0.082938 | 0 | 0 | 0.16588
2017-02-21 05:00 | 295.8524 | 0.88182 |  | 310.6642 | 0.031785 | 0 | 0 | 0.06357 | 319.3942 | 0.05072 | 0 | 0 | 0.10144 | 326.5369 | 0.066213 | 0 | 0 | 0.13243 | 326.8014 | 0.066787 | 0 | 0 | 0.13357 | 326.9778 | 0.067169 | 0 | 0 | 0.13434 | 327.2423 | 0.067743 | 0 | 0 | 0.13549 | 327.5069 | 0.068317 | 0 | 0 | 0.13663 | 327.7714 | 0.068891 | 0 | 0 | 0.13778 | 328.1242 | 0.069656 | 0 | 0 | 0.13931 | 328.3887 | 0.070229 | 0 | 0 | 0.14046 | 328.5651 | 0.070612 | 0 | 0 | 0.14122 | 328.8296 | 0.071186 | 0 | 0 | 0.14237 | 329.006 | 0.071568 | 0 | 0 | 0.14314 | 329.2705 | 0.072142 | 0 | 0 | 0.14428 | 329.5351 | 0.072716 | 0 | 0 | 0.14543 | 329.7114 | 0.073098 | 0 | 0 | 0.1462 | 329.976 | 0.073672 | 0 | 0 | 0.14734 | 330.2405 | 0.074246 | 0 | 0 | 0.14849 | 330.3287 | 0.074437 | 0 | 0 | 0.14887 | 330.5933 | 0.075011 | 0 | 0 | 0.15002 | 330.8578 | 0.075585 | 0 | 0 | 0.15117 | 331.0342 | 0.075967 | 0 | 0 | 0.15193 | 331.2987 | 0.076541 | 0 | 0 | 0.15308 | 331.4751 | 0.076924 | 0 | 0 | 0.15385 | 331.6514 | 0.077306 | 0 | 0 | 0.15461
2017-02-21 06:00 | 294.0277 | 0.87638 |  | 308.7481 | 0.027629 | 0 | 0 | 0.055258 | 317.4243 | 0.046448 | 0 | 0 | 0.092895 | 324.5229 | 0.061845 | 0 | 0 | 0.12369 | 324.7859 | 0.062415 | 0 | 0 | 0.12483 | 324.9611 | 0.062795 | 0 | 0 | 0.12559 | 325.224 | 0.063365 | 0 | 0 | 0.12673 | 325.487 | 0.063936 | 0 | 0 | 0.12787 | 325.7499 | 0.064506 | 0 | 0 | 0.12901 | 326.1004 | 0.065266 | 0 | 0 | 0.13053 | 326.3633 | 0.065836 | 0 | 0 | 0.13167 | 326.5386 | 0.066217 | 0 | 0 | 0.13243 | 326.8015 | 0.066787 | 0 | 0 | 0.13357 | 326.9768 | 0.067167 | 0 | 0 | 0.13433 | 327.2397 | 0.067737 | 0 | 0 | 0.13547 | 327.5026 | 0.068308 | 0 | 0 | 0.13662 | 327.6779 | 0.068688 | 0 | 0 | 0.13738 | 327.9408 | 0.069258 | 0 | 0 | 0.13852 | 328.2037 | 0.069828 | 0 | 0 | 0.13966 | 328.2914 | 0.070018 | 0 | 0 | 0.14004 | 328.5543 | 0.070589 | 0 | 0 | 0.14118 | 328.8172 | 0.071159 | 0 | 0 | 0.14232 | 328.9925 | 0.071539 | 0 | 0 | 0.14308 | 329.2554 | 0.072109 | 0 | 0 | 0.14422 | 329.4307 | 0.072489 | 0 | 0 | 0.14498 | 329.6059 | 0.07287 | 0 | 0 | 0.14574
2017-02-21 07:00 | 302.3364 | 0.90114 |  | 317.4728 | 0.046553 | 0 | 0 | 0.093105 | 326.3941 | 0.065903 | 0 | 0 | 0.13181 | 333.6933 | 0.081735 | 0 | 0 | 0.16347 | 333.9637 | 0.082322 | 0 | 0 | 0.16464 | 334.1439 | 0.082712 | 0 | 0 | 0.16542 | 334.4143 | 0.083299 | 0 | 0 | 0.1666 | 334.6846 | 0.083885 | 0 | 0 | 0.16777 | 334.9549 | 0.084472 | 0 | 0 | 0.16894 | 335.3154 | 0.085253 | 0 | 0 | 0.17051 | 335.5857 | 0.08584 | 0 | 0 | 0.17168 | 335.766 | 0.086231 | 0 | 0 | 0.17246 | 336.0363 | 0.086817 | 0 | 0 | 0.17363 | 336.2165 | 0.087208 | 0 | 0 | 0.17442 | 336.4869 | 0.087794 | 0 | 0 | 0.17559 | 336.7572 | 0.088381 | 0 | 0 | 0.17676 | 336.9375 | 0.088772 | 0 | 0 | 0.17754 | 337.2078 | 0.089358 | 0 | 0 | 0.17872 | 337.4781 | 0.089944 | 0 | 0 | 0.17989 | 337.5683 | 0.09014 | 0 | 0 | 0.18028 | 337.8386 | 0.090726 | 0 | 0 | 0.18145 | 338.1089 | 0.091313 | 0 | 0 | 0.18263 | 338.2892 | 0.091704 | 0 | 0 | 0.18341 | 338.5595 | 0.09229 | 0 | 0 | 0.18458 | 338.7397 | 0.092681 | 0 | 0 | 0.18536 | 338.92 | 0.093072 | 0 | 0 | 0.18614
2017-02-21 08:00 | 295.2362 | 0.87998 |  | 310.0171 | 0.030381 | 0 | 0 | 0.060763 | 318.7289 | 0.049277 | 0 | 0 | 0.098555 | 325.8568 | 0.064738 | 0 | 0 | 0.12948 | 326.1208 | 0.06531 | 0 | 0 | 0.13062 | 326.2968 | 0.065692 | 0 | 0 | 0.13138 | 326.5608 | 0.066265 | 0 | 0 | 0.13253 | 326.8248 | 0.066837 | 0 | 0 | 0.13367 | 327.0888 | 0.06741 | 0 | 0 | 0.13482 | 327.4408 | 0.068173 | 0 | 0 | 0.13635 | 327.7048 | 0.068746 | 0 | 0 | 0.13749 | 327.8807 | 0.069128 | 0 | 0 | 0.13826 | 328.1447 | 0.0697 | 0 | 0 | 0.1394 | 328.3207 | 0.070082 | 0 | 0 | 0.14016 | 328.5847 | 0.070655 | 0 | 0 | 0.14131 | 328.8487 | 0.071227 | 0 | 0 | 0.14245 | 329.0247 | 0.071609 | 0 | 0 | 0.14322 | 329.2887 | 0.072182 | 0 | 0 | 0.14436 | 329.5527 | 0.072754 | 0 | 0 | 0.14551 | 329.6407 | 0.072945 | 0 | 0 | 0.14589 | 329.9047 | 0.073518 | 0 | 0 | 0.14704 | 330.1687 | 0.07409 | 0 | 0 | 0.14818 | 330.3447 | 0.074472 | 0 | 0 | 0.14894 | 330.6087 | 0.075045 | 0 | 0 | 0.15009 | 330.7847 | 0.075426 | 0 | 0 | 0.15085 | 330.9607 | 0.075808 | 0 | 0 | 0.15162
2017-02-21 09:00 | 301.2212 | 0.89782 |  | 316.3018 | 0.044013 | 0 | 0 | 0.088026 | 325.1902 | 0.063292 | 0 | 0 | 0.12658 | 332.4625 | 0.079066 | 0 | 0 | 0.15813 | 332.7319 | 0.07965 | 0 | 0 | 0.1593 | 332.9114 | 0.080039 | 0 | 0 | 0.16008 | 333.1808 | 0.080623 | 0 | 0 | 0.16125 | 333.4501 | 0.081208 | 0 | 0 | 0.16242 | 333.7195 | 0.081792 | 0 | 0 | 0.16358 | 334.0786 | 0.082571 | 0 | 0 | 0.16514 | 334.3479 | 0.083155 | 0 | 0 | 0.16631 | 334.5275 | 0.083544 | 0 | 0 | 0.16709 | 334.7969 | 0.084129 | 0 | 0 | 0.16826 | 334.9764 | 0.084518 | 0 | 0 | 0.16904 | 335.2458 | 0.085102 | 0 | 0 | 0.1702 | 335.5151 | 0.085687 | 0 | 0 | 0.17137 | 335.6947 | 0.086076 | 0 | 0 | 0.17215 | 335.964 | 0.08666 | 0 | 0 | 0.17332 | 336.2334 | 0.087244 | 0 | 0 | 0.17449 | 336.3231 | 0.087439 | 0 | 0 | 0.17488 | 336.5925 | 0.088023 | 0 | 0 | 0.17605 | 336.8618 | 0.088608 | 0 | 0 | 0.17722 | 337.0414 | 0.088997 | 0 | 0 | 0.17799 | 337.3107 | 0.089581 | 0 | 0 | 0.17916 | 337.4903 | 0.089971 | 0 | 0 | 0.17994 | 337.6699 | 0.09036 | 0 | 0 | 0.18072
2017-02-21 10:00 | 295.2494 | 0.88002 |  | 310.031 | 0.030411 | 0 | 0 | 0.060823 | 318.7432 | 0.049308 | 0 | 0 | 0.098616 | 325.8713 | 0.064769 | 0 | 0 | 0.12954 | 326.1353 | 0.065342 | 0 | 0 | 0.13068 | 326.3113 | 0.065724 | 0 | 0 | 0.13145 | 326.5753 | 0.066296 | 0 | 0 | 0.13259 | 326.8393 | 0.066869 | 0 | 0 | 0.13374 | 327.1033 | 0.067441 | 0 | 0 | 0.13488 | 327.4554 | 0.068205 | 0 | 0 | 0.13641 | 327.7194 | 0.068778 | 0 | 0 | 0.13756 | 327.8954 | 0.069159 | 0 | 0 | 0.13832 | 328.1594 | 0.069732 | 0 | 0 | 0.13946 | 328.3354 | 0.070114 | 0 | 0 | 0.14023 | 328.5994 | 0.070686 | 0 | 0 | 0.14137 | 328.8634 | 0.071259 | 0 | 0 | 0.14252 | 329.0394 | 0.071641 | 0 | 0 | 0.14328 | 329.3034 | 0.072213 | 0 | 0 | 0.14443 | 329.5674 | 0.072786 | 0 | 0 | 0.14557 | 329.6554 | 0.072977 | 0 | 0 | 0.14595 | 329.9194 | 0.07355 | 0 | 0 | 0.1471 | 330.1834 | 0.074122 | 0 | 0 | 0.14824 | 330.3594 | 0.074504 | 0 | 0 | 0.14901 | 330.6234 | 0.075077 | 0 | 0 | 0.15015 | 330.7994 | 0.075458 | 0 | 0 | 0.15092 | 330.9754 | 0.07584 | 0 | 0 | 0.15168
2017-02-21 11:00 | 280.8092 | 0.83698 |  | 294.8679 | 0 | 0 | 0 | 0 | 303.154 | 0.015495 | 0 | 0 | 0.030991 | 309.9335 | 0.0302 | 0 | 0 | 0.0604 | 310.1846 | 0.030745 | 0 | 0 | 0.061489 | 310.352 | 0.031108 | 0 | 0 | 0.062216 | 310.6031 | 0.031652 | 0 | 0 | 0.063305 | 310.8542 | 0.032197 | 0 | 0 | 0.064394 | 311.1053 | 0.032742 | 0 | 0 | 0.065483 | 311.4401 | 0.033468 | 0 | 0 | 0.066936 | 311.6912 | 0.034012 | 0 | 0 | 0.068025 | 311.8586 | 0.034376 | 0 | 0 | 0.068751 | 312.1097 | 0.03492 | 0 | 0 | 0.06984 | 312.2771 | 0.035283 | 0 | 0 | 0.070567 | 312.5282 | 0.035828 | 0 | 0 | 0.071656 | 312.7792 | 0.036373 | 0 | 0 | 0.072745 | 312.9466 | 0.036736 | 0 | 0 | 0.073471 | 313.1977 | 0.03728 | 0 | 0 | 0.07456 | 313.4488 | 0.037825 | 0 | 0 | 0.07565 | 313.5325 | 0.038006 | 0 | 0 | 0.076013 | 313.7836 | 0.038551 | 0 | 0 | 0.077102 | 314.0347 | 0.039096 | 0 | 0 | 0.078191 | 314.2021 | 0.039459 | 0 | 0 | 0.078917 | 314.4532 | 0.040003 | 0 | 0 | 0.080007 | 314.6206 | 0.040366 | 0 | 0 | 0.080733 | 314.788 | 0.040729 | 0 | 0 | 0.081459
2017-02-21 12:00 | 283.4696 | 0.84491 |  | 297.6614 | 0.0035819 | 0 | 0 | 0.0071637 | 306.026 | 0.021725 | 0 | 0 | 0.043449 | 312.8697 | 0.036569 | 0 | 0 | 0.073138 | 313.1232 | 0.037119 | 0 | 0 | 0.074237 | 313.2922 | 0.037485 | 0 | 0 | 0.07497 | 313.5457 | 0.038035 | 0 | 0 | 0.07607 | 313.7991 | 0.038585 | 0 | 0 | 0.077169 | 314.0526 | 0.039134 | 0 | 0 | 0.078269 | 314.3906 | 0.039867 | 0 | 0 | 0.079735 | 314.6441 | 0.040417 | 0 | 0 | 0.080835 | 314.813 | 0.040784 | 0 | 0 | 0.081568 | 315.0665 | 0.041334 | 0 | 0 | 0.082667 | 315.2355 | 0.0417 | 0 | 0 | 0.0834 | 315.489 | 0.04225 | 0 | 0 | 0.0845 | 315.7424 | 0.0428 | 0 | 0 | 0.085599 | 315.9114 | 0.043166 | 0 | 0 | 0.086332 | 316.1649 | 0.043716 | 0 | 0 | 0.087432 | 316.4184 | 0.044266 | 0 | 0 | 0.088531 | 316.5029 | 0.044449 | 0 | 0 | 0.088898 | 316.7563 | 0.044999 | 0 | 0 | 0.089998 | 317.0098 | 0.045549 | 0 | 0 | 0.091097 | 317.1788 | 0.045915 | 0 | 0 | 0.09183 | 317.4323 | 0.046465 | 0 | 0 | 0.09293 | 317.6012 | 0.046831 | 0 | 0 | 0.093663 | 317.7702 | 0.047198 | 0 | 0 | 0.094396
2017-02-21 13:00 | 272.5329 | 0.81231 |  | 286.1772 | 0 | 0 | 0 | 0 | 294.2191 | 0 | 0 | 0 | 0 | 300.7988 | 0.010387 | 0 | 0 | 0.020774 | 301.0425 | 0.010916 | 0 | 0 | 0.021831 | 301.205 | 0.011268 | 0 | 0 | 0.022536 | 301.4487 | 0.011796 | 0 | 0 | 0.023593 | 301.6924 | 0.012325 | 0 | 0 | 0.02465 | 301.9361 | 0.012854 | 0 | 0 | 0.025707 | 302.261 | 0.013558 | 0 | 0 | 0.027117 | 302.5047 | 0.014087 | 0 | 0 | 0.028174 | 302.6671 | 0.014439 | 0 | 0 | 0.028879 | 302.9108 | 0.014968 | 0 | 0 | 0.029936 | 303.0733 | 0.01532 | 0 | 0 | 0.030641 | 303.317 | 0.015849 | 0 | 0 | 0.031698 | 303.5607 | 0.016377 | 0 | 0 | 0.032755 | 303.7232 | 0.01673 | 0 | 0 | 0.03346 | 303.9668 | 0.017258 | 0 | 0 | 0.034517 | 304.2105 | 0.017787 | 0 | 0 | 0.035574 | 304.2918 | 0.017963 | 0 | 0 | 0.035926 | 304.5355 | 0.018492 | 0 | 0 | 0.036983 | 304.7792 | 0.01902 | 0 | 0 | 0.038041 | 304.9416 | 0.019373 | 0 | 0 | 0.038745 | 305.1853 | 0.019901 | 0 | 0 | 0.039803 | 305.3478 | 0.020254 | 0 | 0 | 0.040507 | 305.5102 | 0.020606 | 0 | 0 | 0.041212
2017-02-21 14:00 | 276.0389 | 0.82276 |  | 289.8587 | 0 | 0 | 0 | 0 | 298.004 | 0.004325 | 0 | 0 | 0.0086501 | 304.6684 | 0.01878 | 0 | 0 | 0.03756 | 304.9152 | 0.019315 | 0 | 0 | 0.038631 | 305.0798 | 0.019672 | 0 | 0 | 0.039345 | 305.3266 | 0.020208 | 0 | 0 | 0.040415 | 305.5734 | 0.020743 | 0 | 0 | 0.041486 | 305.8203 | 0.021278 | 0 | 0 | 0.042557 | 306.1494 | 0.021992 | 0 | 0 | 0.043985 | 306.3962 | 0.022528 | 0 | 0 | 0.045055 | 306.5607 | 0.022885 | 0 | 0 | 0.045769 | 306.8076 | 0.02342 | 0 | 0 | 0.04684 | 306.9721 | 0.023777 | 0 | 0 | 0.047554 | 307.2189 | 0.024312 | 0 | 0 | 0.048624 | 307.4658 | 0.024848 | 0 | 0 | 0.049695 | 307.6303 | 0.025204 | 0 | 0 | 0.050409 | 307.8772 | 0.02574 | 0 | 0 | 0.05148 | 308.124 | 0.026275 | 0 | 0 | 0.05255 | 308.2063 | 0.026454 | 0 | 0 | 0.052907 | 308.4531 | 0.026989 | 0 | 0 | 0.053978 | 308.6999 | 0.027524 | 0 | 0 | 0.055049 | 308.8645 | 0.027881 | 0 | 0 | 0.055763 | 309.1113 | 0.028417 | 0 | 0 | 0.056833 | 309.2758 | 0.028774 | 0 | 0 | 0.057547 | 309.4404 | 0.029131 | 0 | 0 | 0.058261
2017-02-21 15:00 | 290.4583 | 0.86574 |  | 305 | 0.019499 | 0 | 0 | 0.038999 | 313.5708 | 0.038089 | 0 | 0 | 0.076179 | 320.5833 | 0.053299 | 0 | 0 | 0.1066 | 320.843 | 0.053863 | 0 | 0 | 0.10773 | 321.0162 | 0.054238 | 0 | 0 | 0.10848 | 321.2759 | 0.054802 | 0 | 0 | 0.1096 | 321.5356 | 0.055365 | 0 | 0 | 0.11073 | 321.7953 | 0.055928 | 0 | 0 | 0.11186 | 322.1416 | 0.056679 | 0 | 0 | 0.11336 | 322.4013 | 0.057243 | 0 | 0 | 0.11449 | 322.5745 | 0.057618 | 0 | 0 | 0.11524 | 322.8342 | 0.058182 | 0 | 0 | 0.11636 | 323.0074 | 0.058557 | 0 | 0 | 0.11711 | 323.2671 | 0.059121 | 0 | 0 | 0.11824 | 323.5268 | 0.059684 | 0 | 0 | 0.11937 | 323.7 | 0.06006 | 0 | 0 | 0.12012 | 323.9597 | 0.060623 | 0 | 0 | 0.12125 | 324.2194 | 0.061186 | 0 | 0 | 0.12237 | 324.306 | 0.061374 | 0 | 0 | 0.12275 | 324.5657 | 0.061937 | 0 | 0 | 0.12387 | 324.8254 | 0.062501 | 0 | 0 | 0.125 | 324.9986 | 0.062876 | 0 | 0 | 0.12575 | 325.2583 | 0.06344 | 0 | 0 | 0.12688 | 325.4314 | 0.063815 | 0 | 0 | 0.12763 | 325.6046 | 0.064191 | 0 | 0 | 0.12838
2017-02-21 16:00 | 291.7521 | 0.8696 |  | 306.3586 | 0.022446 | 0 | 0 | 0.044892 | 314.9676 | 0.041119 | 0 | 0 | 0.082238 | 322.0113 | 0.056397 | 0 | 0 | 0.11279 | 322.2722 | 0.056963 | 0 | 0 | 0.11393 | 322.4461 | 0.05734 | 0 | 0 | 0.11468 | 322.707 | 0.057906 | 0 | 0 | 0.11581 | 322.9679 | 0.058472 | 0 | 0 | 0.11694 | 323.2288 | 0.059038 | 0 | 0 | 0.11808 | 323.5766 | 0.059792 | 0 | 0 | 0.11958 | 323.8375 | 0.060358 | 0 | 0 | 0.12072 | 324.0114 | 0.060735 | 0 | 0 | 0.12147 | 324.2723 | 0.061301 | 0 | 0 | 0.1226 | 324.4462 | 0.061678 | 0 | 0 | 0.12336 | 324.7071 | 0.062244 | 0 | 0 | 0.12449 | 324.968 | 0.06281 | 0 | 0 | 0.12562 | 325.1419 | 0.063187 | 0 | 0 | 0.12637 | 325.4028 | 0.063753 | 0 | 0 | 0.12751 | 325.6636 | 0.064319 | 0 | 0 | 0.12864 | 325.7506 | 0.064507 | 0 | 0 | 0.12901 | 326.0115 | 0.065073 | 0 | 0 | 0.13015 | 326.2724 | 0.065639 | 0 | 0 | 0.13128 | 326.4463 | 0.066016 | 0 | 0 | 0.13203 | 326.7072 | 0.066582 | 0 | 0 | 0.13316 | 326.8811 | 0.066959 | 0 | 0 | 0.13392 | 327.055 | 0.067337 | 0 | 0 | 0.13467
2017-02-21 17:00 | 300.8449 | 0.8967 |  | 315.9066 | 0.043156 | 0 | 0 | 0.086312 | 324.7839 | 0.062411 | 0 | 0 | 0.12482 | 332.0472 | 0.078165 | 0 | 0 | 0.15633 | 332.3162 | 0.078748 | 0 | 0 | 0.1575 | 332.4955 | 0.079137 | 0 | 0 | 0.15827 | 332.7645 | 0.079721 | 0 | 0 | 0.15944 | 333.0336 | 0.080304 | 0 | 0 | 0.16061 | 333.3026 | 0.080888 | 0 | 0 | 0.16178 | 333.6612 | 0.081666 | 0 | 0 | 0.16333 | 333.9303 | 0.082249 | 0 | 0 | 0.1645 | 334.1096 | 0.082638 | 0 | 0 | 0.16528 | 334.3786 | 0.083221 | 0 | 0 | 0.16644 | 334.5579 | 0.08361 | 0 | 0 | 0.16722 | 334.827 | 0.084194 | 0 | 0 | 0.16839 | 335.096 | 0.084777 | 0 | 0 | 0.16955 | 335.2753 | 0.085166 | 0 | 0 | 0.17033 | 335.5443 | 0.08575 | 0 | 0 | 0.1715 | 335.8133 | 0.086333 | 0 | 0 | 0.17267 | 335.903 | 0.086528 | 0 | 0 | 0.17306 | 336.172 | 0.087111 | 0 | 0 | 0.17422 | 336.441 | 0.087695 | 0 | 0 | 0.17539 | 336.6203 | 0.088084 | 0 | 0 | 0.17617 | 336.8894 | 0.088667 | 0 | 0 | 0.17733 | 337.0687 | 0.089056 | 0 | 0 | 0.17811 | 337.248 | 0.089445 | 0 | 0 | 0.17889
2017-02-21 18:00 | 304.7629 | 0.90838 |  | 320.0208 | 0.052079 | 0 | 0 | 0.10416 | 329.0137 | 0.071585 | 0 | 0 | 0.14317 | 336.3716 | 0.087544 | 0 | 0 | 0.17509 | 336.6441 | 0.088135 | 0 | 0 | 0.17627 | 336.8258 | 0.088529 | 0 | 0 | 0.17706 | 337.0983 | 0.08912 | 0 | 0 | 0.17824 | 337.3708 | 0.089712 | 0 | 0 | 0.17942 | 337.6433 | 0.090303 | 0 | 0 | 0.18061 | 338.0066 | 0.091091 | 0 | 0 | 0.18218 | 338.2792 | 0.091682 | 0 | 0 | 0.18336 | 338.4608 | 0.092076 | 0 | 0 | 0.18415 | 338.7333 | 0.092667 | 0 | 0 | 0.18533 | 338.915 | 0.093061 | 0 | 0 | 0.18612 | 339.1875 | 0.093652 | 0 | 0 | 0.1873 | 339.46 | 0.094243 | 0 | 0 | 0.18849 | 339.6417 | 0.094637 | 0 | 0 | 0.18927 | 339.9142 | 0.095228 | 0 | 0 | 0.19046 | 340.1867 | 0.095819 | 0 | 0 | 0.19164 | 340.2776 | 0.096016 | 0 | 0 | 0.19203 | 340.5501 | 0.096607 | 0 | 0 | 0.19321 | 340.8226 | 0.097199 | 0 | 0 | 0.1944 | 341.0043 | 0.097593 | 0 | 0 | 0.19519 | 341.2768 | 0.098184 | 0 | 0 | 0.19637 | 341.4585 | 0.098578 | 0 | 0 | 0.19716 | 341.6401 | 0.098972 | 0 | 0 | 0.19794
2017-02-21 19:00 | 301.9059 | 0.89986 |  | 317.0208 | 0.045572 | 0 | 0 | 0.091145 | 325.9294 | 0.064895 | 0 | 0 | 0.12979 | 333.2183 | 0.080705 | 0 | 0 | 0.16141 | 333.4882 | 0.08129 | 0 | 0 | 0.16258 | 333.6682 | 0.081681 | 0 | 0 | 0.16336 | 333.9381 | 0.082266 | 0 | 0 | 0.16453 | 334.2081 | 0.082852 | 0 | 0 | 0.1657 | 334.4781 | 0.083437 | 0 | 0 | 0.16687 | 334.838 | 0.084218 | 0 | 0 | 0.16844 | 335.108 | 0.084803 | 0 | 0 | 0.16961 | 335.2879 | 0.085194 | 0 | 0 | 0.17039 | 335.5579 | 0.085779 | 0 | 0 | 0.17156 | 335.7379 | 0.08617 | 0 | 0 | 0.17234 | 336.0078 | 0.086755 | 0 | 0 | 0.17351 | 336.2778 | 0.087341 | 0 | 0 | 0.17468 | 336.4577 | 0.087731 | 0 | 0 | 0.17546 | 336.7277 | 0.088317 | 0 | 0 | 0.17663 | 336.9977 | 0.088902 | 0 | 0 | 0.1778 | 337.0877 | 0.089097 | 0 | 0 | 0.17819 | 337.3576 | 0.089683 | 0 | 0 | 0.17937 | 337.6276 | 0.090269 | 0 | 0 | 0.18054 | 337.8075 | 0.090659 | 0 | 0 | 0.18132 | 338.0775 | 0.091244 | 0 | 0 | 0.18249 | 338.2575 | 0.091635 | 0 | 0 | 0.18327 | 338.4374 | 0.092025 | 0 | 0 | 0.18405
2017-02-21 20:00 | 301.4899 | 0.89862 |  | 316.5839 | 0.044625 | 0 | 0 | 0.08925 | 325.4803 | 0.063921 | 0 | 0 | 0.12784 | 332.7591 | 0.079709 | 0 | 0 | 0.15942 | 333.0287 | 0.080294 | 0 | 0 | 0.16059 | 333.2084 | 0.080683 | 0 | 0 | 0.16137 | 333.478 | 0.081268 | 0 | 0 | 0.16254 | 333.7476 | 0.081853 | 0 | 0 | 0.16371 | 334.0172 | 0.082438 | 0 | 0 | 0.16488 | 334.3766 | 0.083217 | 0 | 0 | 0.16643 | 334.6462 | 0.083802 | 0 | 0 | 0.1676 | 334.8259 | 0.084192 | 0 | 0 | 0.16838 | 335.0955 | 0.084776 | 0 | 0 | 0.16955 | 335.2752 | 0.085166 | 0 | 0 | 0.17033 | 335.5448 | 0.085751 | 0 | 0 | 0.1715 | 335.8144 | 0.086336 | 0 | 0 | 0.17267 | 335.9941 | 0.086726 | 0 | 0 | 0.17345 | 336.2637 | 0.08731 | 0 | 0 | 0.17462 | 336.5333 | 0.087895 | 0 | 0 | 0.17579 | 336.6232 | 0.08809 | 0 | 0 | 0.17618 | 336.8927 | 0.088675 | 0 | 0 | 0.17735 | 337.1623 | 0.089259 | 0 | 0 | 0.17852 | 337.3421 | 0.089649 | 0 | 0 | 0.1793 | 337.6116 | 0.090234 | 0 | 0 | 0.18047 | 337.7914 | 0.090624 | 0 | 0 | 0.18125 | 337.9711 | 0.091014 | 0 | 0 | 0.18203
2017-02-21 21:00 | 313.1661 | 0.93342 |  | 328.8447 | 0.071218 | 0 | 0 | 0.14244 | 338.0856 | 0.091262 | 0 | 0 | 0.18252 | 345.6463 | 0.10766 | 0 | 0 | 0.21532 | 345.9263 | 0.10827 | 0 | 0 | 0.21654 | 346.113 | 0.10867 | 0 | 0 | 0.21735 | 346.393 | 0.10928 | 0 | 0 | 0.21856 | 346.6731 | 0.10989 | 0 | 0 | 0.21978 | 346.9531 | 0.1105 | 0 | 0 | 0.22099 | 347.3265 | 0.11131 | 0 | 0 | 0.22261 | 347.6065 | 0.11191 | 0 | 0 | 0.22383 | 347.7932 | 0.11232 | 0 | 0 | 0.22464 | 348.0732 | 0.11293 | 0 | 0 | 0.22585 | 348.2599 | 0.11333 | 0 | 0 | 0.22666 | 348.5399 | 0.11394 | 0 | 0 | 0.22787 | 348.8199 | 0.11454 | 0 | 0 | 0.22909 | 349.0066 | 0.11495 | 0 | 0 | 0.2299 | 349.2866 | 0.11556 | 0 | 0 | 0.23111 | 349.5667 | 0.11616 | 0 | 0 | 0.23233 | 349.66 | 0.11637 | 0 | 0 | 0.23273 | 349.94 | 0.11697 | 0 | 0 | 0.23395 | 350.2201 | 0.11758 | 0 | 0 | 0.23516 | 350.4068 | 0.11799 | 0 | 0 | 0.23597 | 350.6868 | 0.11859 | 0 | 0 | 0.23719 | 350.8735 | 0.119 | 0 | 0 | 0.238 | 351.0602 | 0.1194 | 0 | 0 | 0.23881
2017-02-21 22:00 | 313.6297 | 0.9348 |  | 329.3314 | 0.072274 | 0 | 0 | 0.14455 | 338.586 | 0.092347 | 0 | 0 | 0.18469 | 346.1579 | 0.10877 | 0 | 0 | 0.21754 | 346.4383 | 0.10938 | 0 | 0 | 0.21876 | 346.6253 | 0.10978 | 0 | 0 | 0.21957 | 346.9058 | 0.11039 | 0 | 0 | 0.22079 | 347.1862 | 0.111 | 0 | 0 | 0.222 | 347.4666 | 0.11161 | 0 | 0 | 0.22322 | 347.8406 | 0.11242 | 0 | 0 | 0.22484 | 348.121 | 0.11303 | 0 | 0 | 0.22606 | 348.308 | 0.11343 | 0 | 0 | 0.22687 | 348.5884 | 0.11404 | 0 | 0 | 0.22809 | 348.7754 | 0.11445 | 0 | 0 | 0.2289 | 349.0558 | 0.11506 | 0 | 0 | 0.23011 | 349.3362 | 0.11566 | 0 | 0 | 0.23133 | 349.5232 | 0.11607 | 0 | 0 | 0.23214 | 349.8036 | 0.11668 | 0 | 0 | 0.23336 | 350.0841 | 0.11729 | 0 | 0 | 0.23457 | 350.1776 | 0.11749 | 0 | 0 | 0.23498 | 350.458 | 0.1181 | 0 | 0 | 0.2362 | 350.7384 | 0.11871 | 0 | 0 | 0.23741 | 350.9254 | 0.11911 | 0 | 0 | 0.23822 | 351.2058 | 0.11972 | 0 | 0 | 0.23944 | 351.3928 | 0.12013 | 0 | 0 | 0.24025 | 351.5798 | 0.12053 | 0 | 0 | 0.24106
2017-02-21 23:00 | 311.6023 | 0.92876 |  | 327.2026 | 0.067657 | 0 | 0 | 0.13531 | 336.3973 | 0.0876 | 0 | 0 | 0.1752 | 343.9203 | 0.10392 | 0 | 0 | 0.20783 | 344.1989 | 0.10452 | 0 | 0 | 0.20904 | 344.3847 | 0.10492 | 0 | 0 | 0.20985 | 344.6633 | 0.10553 | 0 | 0 | 0.21106 | 344.9419 | 0.10613 | 0 | 0 | 0.21227 | 345.2205 | 0.10674 | 0 | 0 | 0.21348 | 345.5921 | 0.10754 | 0 | 0 | 0.21509 | 345.8707 | 0.10815 | 0 | 0 | 0.2163 | 346.0564 | 0.10855 | 0 | 0 | 0.2171 | 346.3351 | 0.10916 | 0 | 0 | 0.21831 | 346.5208 | 0.10956 | 0 | 0 | 0.21912 | 346.7994 | 0.11016 | 0 | 0 | 0.22032 | 347.0781 | 0.11077 | 0 | 0 | 0.22153 | 347.2638 | 0.11117 | 0 | 0 | 0.22234 | 347.5424 | 0.11177 | 0 | 0 | 0.22355 | 347.8211 | 0.11238 | 0 | 0 | 0.22476 | 347.914 | 0.11258 | 0 | 0 | 0.22516 | 348.1926 | 0.11318 | 0 | 0 | 0.22637 | 348.4712 | 0.11379 | 0 | 0 | 0.22758 | 348.657 | 0.11419 | 0 | 0 | 0.22838 | 348.9356 | 0.1148 | 0 | 0 | 0.22959 | 349.1213 | 0.1152 | 0 | 0 | 0.2304 | 349.3071 | 0.1156 | 0 | 0 | 0.2312
2017-02-22 | 307.0388 | 0.91516 |  | 322.4106 | 0.057263 | 0 | 0 | 0.11453 | 331.4707 | 0.076914 | 0 | 0 | 0.15383 | 338.8835 | 0.092993 | 0 | 0 | 0.18599 | 339.158 | 0.093588 | 0 | 0 | 0.18718 | 339.3411 | 0.093985 | 0 | 0 | 0.18797 | 339.6156 | 0.094581 | 0 | 0 | 0.18916 | 339.8902 | 0.095176 | 0 | 0 | 0.19035 | 340.1647 | 0.095772 | 0 | 0 | 0.19154 | 340.5308 | 0.096566 | 0 | 0 | 0.19313 | 340.8053 | 0.097161 | 0 | 0 | 0.19432 | 340.9883 | 0.097558 | 0 | 0 | 0.19512 | 341.2629 | 0.098154 | 0 | 0 | 0.19631 | 341.4459 | 0.098551 | 0 | 0 | 0.1971 | 341.7205 | 0.099146 | 0 | 0 | 0.19829 | 341.995 | 0.099742 | 0 | 0 | 0.19948 | 342.178 | 0.10014 | 0 | 0 | 0.20028 | 342.4526 | 0.10073 | 0 | 0 | 0.20147 | 342.7271 | 0.10133 | 0 | 0 | 0.20266 | 342.8187 | 0.10153 | 0 | 0 | 0.20306 | 343.0932 | 0.10212 | 0 | 0 | 0.20425 | 343.3678 | 0.10272 | 0 | 0 | 0.20544 | 343.5508 | 0.10312 | 0 | 0 | 0.20623 | 343.8253 | 0.10371 | 0 | 0 | 0.20742 | 344.0084 | 0.10411 | 0 | 0 | 0.20822 | 344.1914 | 0.10451 | 0 | 0 | 0.20901
2017-02-22 01:00 | 309.9661 | 0.92388 |  | 325.4844 | 0.06393 | 0 | 0 | 0.12786 | 334.6309 | 0.083769 | 0 | 0 | 0.16754 | 342.1143 | 0.1 | 0 | 0 | 0.2 | 342.3915 | 0.1006 | 0 | 0 | 0.2012 | 342.5763 | 0.101 | 0 | 0 | 0.202 | 342.8534 | 0.1016 | 0 | 0 | 0.20321 | 343.1306 | 0.1022 | 0 | 0 | 0.20441 | 343.4078 | 0.10281 | 0 | 0 | 0.20561 | 343.7773 | 0.10361 | 0 | 0 | 0.20721 | 344.0545 | 0.10421 | 0 | 0 | 0.20842 | 344.2393 | 0.10461 | 0 | 0 | 0.20922 | 344.5164 | 0.10521 | 0 | 0 | 0.21042 | 344.7012 | 0.10561 | 0 | 0 | 0.21122 | 344.9784 | 0.10621 | 0 | 0 | 0.21242 | 345.2555 | 0.10681 | 0 | 0 | 0.21363 | 345.4403 | 0.10721 | 0 | 0 | 0.21443 | 345.7175 | 0.10782 | 0 | 0 | 0.21563 | 345.9947 | 0.10842 | 0 | 0 | 0.21683 | 346.087 | 0.10862 | 0 | 0 | 0.21723 | 346.3642 | 0.10922 | 0 | 0 | 0.21844 | 346.6414 | 0.10982 | 0 | 0 | 0.21964 | 346.8261 | 0.11022 | 0 | 0 | 0.22044 | 347.1033 | 0.11082 | 0 | 0 | 0.22164 | 347.2881 | 0.11122 | 0 | 0 | 0.22244 | 347.4729 | 0.11162 | 0 | 0 | 0.22325
2017-02-22 02:00 | 321.3951 | 0.95795 |  | 337.4856 | 0.089961 | 0 | 0 | 0.17992 | 346.9693 | 0.11053 | 0 | 0 | 0.22106 | 354.7287 | 0.12736 | 0 | 0 | 0.25472 | 355.0161 | 0.12798 | 0 | 0 | 0.25597 | 355.2077 | 0.1284 | 0 | 0 | 0.2568 | 355.4951 | 0.12902 | 0 | 0 | 0.25805 | 355.7825 | 0.12965 | 0 | 0 | 0.25929 | 356.0699 | 0.13027 | 0 | 0 | 0.26054 | 356.453 | 0.1311 | 0 | 0 | 0.2622 | 356.7404 | 0.13172 | 0 | 0 | 0.26345 | 356.932 | 0.13214 | 0 | 0 | 0.26428 | 357.2194 | 0.13276 | 0 | 0 | 0.26553 | 357.411 | 0.13318 | 0 | 0 | 0.26636 | 357.6984 | 0.1338 | 0 | 0 | 0.2676 | 357.9858 | 0.13443 | 0 | 0 | 0.26885 | 358.1773 | 0.13484 | 0 | 0 | 0.26968 | 358.4647 | 0.13546 | 0 | 0 | 0.27093 | 358.7521 | 0.13609 | 0 | 0 | 0.27218 | 358.8479 | 0.1363 | 0 | 0 | 0.27259 | 359.1353 | 0.13692 | 0 | 0 | 0.27384 | 359.4227 | 0.13754 | 0 | 0 | 0.27508 | 359.6143 | 0.13796 | 0 | 0 | 0.27592 | 359.9017 | 0.13858 | 0 | 0 | 0.27716 | 360.0932 | 0.139 | 0 | 0 | 0.27799 | 360.2848 | 0.13941 | 0 | 0 | 0.27882
2017-02-22 03:00 | 308.777 | 0.92034 |  | 324.2359 | 0.061222 | 0 | 0 | 0.12244 | 333.3472 | 0.080984 | 0 | 0 | 0.16197 | 340.802 | 0.097154 | 0 | 0 | 0.19431 | 341.0781 | 0.097753 | 0 | 0 | 0.19551 | 341.2622 | 0.098152 | 0 | 0 | 0.1963 | 341.5383 | 0.098751 | 0 | 0 | 0.1975 | 341.8144 | 0.09935 | 0 | 0 | 0.1987 | 342.0905 | 0.099949 | 0 | 0 | 0.1999 | 342.4586 | 0.10075 | 0 | 0 | 0.20149 | 342.7347 | 0.10135 | 0 | 0 | 0.20269 | 342.9188 | 0.10175 | 0 | 0 | 0.20349 | 343.1949 | 0.10234 | 0 | 0 | 0.20469 | 343.379 | 0.10274 | 0 | 0 | 0.20549 | 343.6551 | 0.10334 | 0 | 0 | 0.20668 | 343.9312 | 0.10394 | 0 | 0 | 0.20788 | 344.1152 | 0.10434 | 0 | 0 | 0.20868 | 344.3913 | 0.10494 | 0 | 0 | 0.20988 | 344.6674 | 0.10554 | 0 | 0 | 0.21108 | 344.7595 | 0.10574 | 0 | 0 | 0.21148 | 345.0356 | 0.10634 | 0 | 0 | 0.21267 | 345.3117 | 0.10694 | 0 | 0 | 0.21387 | 345.4957 | 0.10733 | 0 | 0 | 0.21467 | 345.7718 | 0.10793 | 0 | 0 | 0.21587 | 345.9559 | 0.10833 | 0 | 0 | 0.21667 | 346.14 | 0.10873 | 0 | 0 | 0.21746
2017-02-22 04:00 | 316.0477 | 0.94201 |  | 331.8705 | 0.077781 | 0 | 0 | 0.15556 | 341.1964 | 0.098009 | 0 | 0 | 0.19602 | 348.8267 | 0.11456 | 0 | 0 | 0.22912 | 349.1093 | 0.11517 | 0 | 0 | 0.23034 | 349.2977 | 0.11558 | 0 | 0 | 0.23116 | 349.5803 | 0.11619 | 0 | 0 | 0.23239 | 349.8629 | 0.11681 | 0 | 0 | 0.23361 | 350.1455 | 0.11742 | 0 | 0 | 0.23484 | 350.5223 | 0.11824 | 0 | 0 | 0.23647 | 350.8049 | 0.11885 | 0 | 0 | 0.2377 | 350.9934 | 0.11926 | 0 | 0 | 0.23852 | 351.276 | 0.11987 | 0 | 0 | 0.23974 | 351.4644 | 0.12028 | 0 | 0 | 0.24056 | 351.747 | 0.12089 | 0 | 0 | 0.24179 | 352.0296 | 0.12151 | 0 | 0 | 0.24301 | 352.218 | 0.12192 | 0 | 0 | 0.24383 | 352.5006 | 0.12253 | 0 | 0 | 0.24506 | 352.7832 | 0.12314 | 0 | 0 | 0.24628 | 352.8774 | 0.12335 | 0 | 0 | 0.24669 | 353.16 | 0.12396 | 0 | 0 | 0.24792 | 353.4426 | 0.12457 | 0 | 0 | 0.24914 | 353.631 | 0.12498 | 0 | 0 | 0.24996 | 353.9136 | 0.12559 | 0 | 0 | 0.25119 | 354.102 | 0.126 | 0 | 0 | 0.252 | 354.2904 | 0.12641 | 0 | 0 | 0.25282
2017-02-22 05:00 | 304.1768 | 0.90663 |  | 319.4053 | 0.050744 | 0 | 0 | 0.10149 | 328.381 | 0.070213 | 0 | 0 | 0.14043 | 335.7247 | 0.086141 | 0 | 0 | 0.17228 | 335.9966 | 0.086731 | 0 | 0 | 0.17346 | 336.178 | 0.087124 | 0 | 0 | 0.17425 | 336.45 | 0.087714 | 0 | 0 | 0.17543 | 336.7219 | 0.088304 | 0 | 0 | 0.17661 | 336.9939 | 0.088894 | 0 | 0 | 0.17779 | 337.3566 | 0.089681 | 0 | 0 | 0.17936 | 337.6286 | 0.090271 | 0 | 0 | 0.18054 | 337.8099 | 0.090664 | 0 | 0 | 0.18133 | 338.0819 | 0.091254 | 0 | 0 | 0.18251 | 338.2632 | 0.091647 | 0 | 0 | 0.18329 | 338.5352 | 0.092237 | 0 | 0 | 0.18447 | 338.8072 | 0.092827 | 0 | 0 | 0.18565 | 338.9885 | 0.09322 | 0 | 0 | 0.18644 | 339.2605 | 0.09381 | 0 | 0 | 0.18762 | 339.5325 | 0.0944 | 0 | 0 | 0.1888 | 339.6232 | 0.094597 | 0 | 0 | 0.18919 | 339.8951 | 0.095187 | 0 | 0 | 0.19037 | 340.1671 | 0.095777 | 0 | 0 | 0.19155 | 340.3485 | 0.09617 | 0 | 0 | 0.19234 | 340.6204 | 0.09676 | 0 | 0 | 0.19352 | 340.8018 | 0.097153 | 0 | 0 | 0.19431 | 340.9831 | 0.097547 | 0 | 0 | 0.19509
2017-02-22 06:00 | 307.2791 | 0.91588 |  | 322.663 | 0.05781 | 0 | 0 | 0.11562 | 331.7301 | 0.077477 | 0 | 0 | 0.15495 | 339.1487 | 0.093568 | 0 | 0 | 0.18714 | 339.4235 | 0.094164 | 0 | 0 | 0.18833 | 339.6067 | 0.094561 | 0 | 0 | 0.18912 | 339.8814 | 0.095157 | 0 | 0 | 0.19031 | 340.1562 | 0.095753 | 0 | 0 | 0.19151 | 340.431 | 0.096349 | 0 | 0 | 0.1927 | 340.7973 | 0.097144 | 0 | 0 | 0.19429 | 341.0721 | 0.09774 | 0 | 0 | 0.19548 | 341.2552 | 0.098137 | 0 | 0 | 0.19627 | 341.53 | 0.098733 | 0 | 0 | 0.19747 | 341.7132 | 0.09913 | 0 | 0 | 0.19826 | 341.9879 | 0.099726 | 0 | 0 | 0.19945 | 342.2627 | 0.10032 | 0 | 0 | 0.20064 | 342.4459 | 0.10072 | 0 | 0 | 0.20144 | 342.7206 | 0.10132 | 0 | 0 | 0.20263 | 342.9954 | 0.10191 | 0 | 0 | 0.20382 | 343.087 | 0.10211 | 0 | 0 | 0.20422 | 343.3618 | 0.10271 | 0 | 0 | 0.20541 | 343.6365 | 0.1033 | 0 | 0 | 0.2066 | 343.8197 | 0.1037 | 0 | 0 | 0.2074 | 344.0945 | 0.1043 | 0 | 0 | 0.20859 | 344.2776 | 0.10469 | 0 | 0 | 0.20939 | 344.4608 | 0.10509 | 0 | 0 | 0.21018
2017-02-22 07:00 | 316.121 | 0.94223 |  | 331.9476 | 0.077949 | 0 | 0 | 0.1559 | 341.2756 | 0.098181 | 0 | 0 | 0.19636 | 348.9077 | 0.11474 | 0 | 0 | 0.22947 | 349.1904 | 0.11535 | 0 | 0 | 0.2307 | 349.3788 | 0.11576 | 0 | 0 | 0.23151 | 349.6615 | 0.11637 | 0 | 0 | 0.23274 | 349.9442 | 0.11698 | 0 | 0 | 0.23397 | 350.2268 | 0.1176 | 0 | 0 | 0.23519 | 350.6037 | 0.11841 | 0 | 0 | 0.23683 | 350.8864 | 0.11903 | 0 | 0 | 0.23805 | 351.0748 | 0.11944 | 0 | 0 | 0.23887 | 351.3575 | 0.12005 | 0 | 0 | 0.2401 | 351.5459 | 0.12046 | 0 | 0 | 0.24091 | 351.8286 | 0.12107 | 0 | 0 | 0.24214 | 352.1113 | 0.12168 | 0 | 0 | 0.24337 | 352.2997 | 0.12209 | 0 | 0 | 0.24418 | 352.5824 | 0.12271 | 0 | 0 | 0.24541 | 352.8651 | 0.12332 | 0 | 0 | 0.24664 | 352.9593 | 0.12352 | 0 | 0 | 0.24705 | 353.242 | 0.12414 | 0 | 0 | 0.24827 | 353.5246 | 0.12475 | 0 | 0 | 0.2495 | 353.7131 | 0.12516 | 0 | 0 | 0.25032 | 353.9957 | 0.12577 | 0 | 0 | 0.25154 | 354.1842 | 0.12618 | 0 | 0 | 0.25236 | 354.3726 | 0.12659 | 0 | 0 | 0.25318
2017-02-22 08:00 | 312.8822 | 0.93258 |  | 328.5465 | 0.070572 | 0 | 0 | 0.14114 | 337.779 | 0.090597 | 0 | 0 | 0.18119 | 345.3329 | 0.10698 | 0 | 0 | 0.21396 | 345.6127 | 0.10759 | 0 | 0 | 0.21518 | 345.7992 | 0.10799 | 0 | 0 | 0.21599 | 346.079 | 0.1086 | 0 | 0 | 0.2172 | 346.3587 | 0.10921 | 0 | 0 | 0.21841 | 346.6385 | 0.10981 | 0 | 0 | 0.21963 | 347.0115 | 0.11062 | 0 | 0 | 0.22124 | 347.2913 | 0.11123 | 0 | 0 | 0.22246 | 347.4778 | 0.11163 | 0 | 0 | 0.22327 | 347.7576 | 0.11224 | 0 | 0 | 0.22448 | 347.9441 | 0.11265 | 0 | 0 | 0.22529 | 348.2239 | 0.11325 | 0 | 0 | 0.2265 | 348.5037 | 0.11386 | 0 | 0 | 0.22772 | 348.6902 | 0.11426 | 0 | 0 | 0.22853 | 348.97 | 0.11487 | 0 | 0 | 0.22974 | 349.2497 | 0.11548 | 0 | 0 | 0.23095 | 349.343 | 0.11568 | 0 | 0 | 0.23136 | 349.6228 | 0.11629 | 0 | 0 | 0.23257 | 349.9025 | 0.11689 | 0 | 0 | 0.23379 | 350.089 | 0.1173 | 0 | 0 | 0.23459 | 350.3688 | 0.1179 | 0 | 0 | 0.23581 | 350.5553 | 0.11831 | 0 | 0 | 0.23662 | 350.7418 | 0.11871 | 0 | 0 | 0.23743
2017-02-22 09:00 | 310.7928 | 0.92635 |  | 326.3525 | 0.065813 | 0 | 0 | 0.13163 | 335.5234 | 0.085705 | 0 | 0 | 0.17141 | 343.0268 | 0.10198 | 0 | 0 | 0.20396 | 343.3047 | 0.10258 | 0 | 0 | 0.20516 | 343.49 | 0.10298 | 0 | 0 | 0.20597 | 343.7679 | 0.10359 | 0 | 0 | 0.20717 | 344.0458 | 0.10419 | 0 | 0 | 0.20838 | 344.3237 | 0.10479 | 0 | 0 | 0.20958 | 344.6942 | 0.1056 | 0 | 0 | 0.21119 | 344.9721 | 0.1062 | 0 | 0 | 0.2124 | 345.1574 | 0.1066 | 0 | 0 | 0.2132 | 345.4353 | 0.1072 | 0 | 0 | 0.21441 | 345.6206 | 0.10761 | 0 | 0 | 0.21521 | 345.8985 | 0.10821 | 0 | 0 | 0.21642 | 346.1764 | 0.10881 | 0 | 0 | 0.21762 | 346.3616 | 0.10921 | 0 | 0 | 0.21843 | 346.6396 | 0.10982 | 0 | 0 | 0.21963 | 346.9175 | 0.11042 | 0 | 0 | 0.22084 | 347.0101 | 0.11062 | 0 | 0 | 0.22124 | 347.288 | 0.11122 | 0 | 0 | 0.22244 | 347.5659 | 0.11182 | 0 | 0 | 0.22365 | 347.7512 | 0.11223 | 0 | 0 | 0.22445 | 348.0291 | 0.11283 | 0 | 0 | 0.22566 | 348.2143 | 0.11323 | 0 | 0 | 0.22646 | 348.3996 | 0.11363 | 0 | 0 | 0.22727
2017-02-22 10:00 | 297.6574 | 0.8872 |  | 312.5596 | 0.035896 | 0 | 0 | 0.071792 | 321.3428 | 0.054947 | 0 | 0 | 0.10989 | 328.5291 | 0.070534 | 0 | 0 | 0.14107 | 328.7953 | 0.071111 | 0 | 0 | 0.14222 | 328.9727 | 0.071496 | 0 | 0 | 0.14299 | 329.2389 | 0.072073 | 0 | 0 | 0.14415 | 329.505 | 0.072651 | 0 | 0 | 0.1453 | 329.7712 | 0.073228 | 0 | 0 | 0.14646 | 330.1261 | 0.073998 | 0 | 0 | 0.148 | 330.3922 | 0.074575 | 0 | 0 | 0.14915 | 330.5697 | 0.07496 | 0 | 0 | 0.14992 | 330.8358 | 0.075537 | 0 | 0 | 0.15107 | 331.0133 | 0.075922 | 0 | 0 | 0.15184 | 331.2794 | 0.076499 | 0 | 0 | 0.153 | 331.5456 | 0.077077 | 0 | 0 | 0.15415 | 331.723 | 0.077462 | 0 | 0 | 0.15492 | 331.9892 | 0.078039 | 0 | 0 | 0.15608 | 332.2553 | 0.078616 | 0 | 0 | 0.15723 | 332.3441 | 0.078809 | 0 | 0 | 0.15762 | 332.6102 | 0.079386 | 0 | 0 | 0.15877 | 332.8764 | 0.079963 | 0 | 0 | 0.15993 | 333.0538 | 0.080348 | 0 | 0 | 0.1607 | 333.32 | 0.080925 | 0 | 0 | 0.16185 | 333.4974 | 0.08131 | 0 | 0 | 0.16262 | 333.6749 | 0.081695 | 0 | 0 | 0.16339
2017-02-22 11:00 | 275.5239 | 0.82123 |  | 289.3179 | 0 | 0 | 0 | 0 | 297.448 | 0.0031191 | 0 | 0 | 0.0062382 | 304.1 | 0.017547 | 0 | 0 | 0.035094 | 304.3463 | 0.018082 | 0 | 0 | 0.036163 | 304.5106 | 0.018438 | 0 | 0 | 0.036876 | 304.7569 | 0.018972 | 0 | 0 | 0.037944 | 305.0033 | 0.019506 | 0 | 0 | 0.039013 | 305.2497 | 0.020041 | 0 | 0 | 0.040082 | 305.5782 | 0.020753 | 0 | 0 | 0.041507 | 305.8245 | 0.021288 | 0 | 0 | 0.042575 | 305.9888 | 0.021644 | 0 | 0 | 0.043288 | 306.2352 | 0.022178 | 0 | 0 | 0.044357 | 306.3994 | 0.022535 | 0 | 0 | 0.045069 | 306.6458 | 0.023069 | 0 | 0 | 0.046138 | 306.8921 | 0.023603 | 0 | 0 | 0.047207 | 307.0564 | 0.02396 | 0 | 0 | 0.047919 | 307.3027 | 0.024494 | 0 | 0 | 0.048988 | 307.5491 | 0.025028 | 0 | 0 | 0.050057 | 307.6312 | 0.025206 | 0 | 0 | 0.050413 | 307.8776 | 0.025741 | 0 | 0 | 0.051482 | 308.124 | 0.026275 | 0 | 0 | 0.05255 | 308.2882 | 0.026631 | 0 | 0 | 0.053263 | 308.5346 | 0.027166 | 0 | 0 | 0.054332 | 308.6988 | 0.027522 | 0 | 0 | 0.055044 | 308.8631 | 0.027878 | 0 | 0 | 0.055757
2017-02-22 12:00 | 275.1574 | 0.82013 |  | 288.9331 | 0 | 0 | 0 | 0 | 297.0524 | 0.002261 | 0 | 0 | 0.004522 | 303.6955 | 0.01667 | 0 | 0 | 0.03334 | 303.9415 | 0.017204 | 0 | 0 | 0.034407 | 304.1056 | 0.017559 | 0 | 0 | 0.035119 | 304.3516 | 0.018093 | 0 | 0 | 0.036186 | 304.5977 | 0.018627 | 0 | 0 | 0.037253 | 304.8437 | 0.01916 | 0 | 0 | 0.038321 | 305.1717 | 0.019872 | 0 | 0 | 0.039744 | 305.4178 | 0.020405 | 0 | 0 | 0.040811 | 305.5818 | 0.020761 | 0 | 0 | 0.041523 | 305.8279 | 0.021295 | 0 | 0 | 0.04259 | 305.9919 | 0.021651 | 0 | 0 | 0.043301 | 306.2379 | 0.022184 | 0 | 0 | 0.044369 | 306.484 | 0.022718 | 0 | 0 | 0.045436 | 306.648 | 0.023074 | 0 | 0 | 0.046148 | 306.894 | 0.023607 | 0 | 0 | 0.047215 | 307.1401 | 0.024141 | 0 | 0 | 0.048282 | 307.2221 | 0.024319 | 0 | 0 | 0.048638 | 307.4681 | 0.024853 | 0 | 0 | 0.049705 | 307.7142 | 0.025386 | 0 | 0 | 0.050773 | 307.8782 | 0.025742 | 0 | 0 | 0.051484 | 308.1242 | 0.026276 | 0 | 0 | 0.052552 | 308.2883 | 0.026632 | 0 | 0 | 0.053263 | 308.4523 | 0.026987 | 0 | 0 | 0.053975
2017-02-22 13:00 | 286.297 | 0.85334 |  | 300.6304 | 0.010022 | 0 | 0 | 0.020043 | 309.0784 | 0.028345 | 0 | 0 | 0.056691 | 315.9904 | 0.043337 | 0 | 0 | 0.086675 | 316.2464 | 0.043893 | 0 | 0 | 0.087786 | 316.4171 | 0.044263 | 0 | 0 | 0.088526 | 316.6731 | 0.044818 | 0 | 0 | 0.089636 | 316.9291 | 0.045373 | 0 | 0 | 0.090747 | 317.1851 | 0.045929 | 0 | 0 | 0.091857 | 317.5264 | 0.046669 | 0 | 0 | 0.093338 | 317.7824 | 0.047224 | 0 | 0 | 0.094449 | 317.9531 | 0.047595 | 0 | 0 | 0.095189 | 318.2091 | 0.04815 | 0 | 0 | 0.0963 | 318.3797 | 0.04852 | 0 | 0 | 0.09704 | 318.6357 | 0.049075 | 0 | 0 | 0.09815 | 318.8917 | 0.049631 | 0 | 0 | 0.099261 | 319.0624 | 0.050001 | 0 | 0 | 0.1 | 319.3184 | 0.050556 | 0 | 0 | 0.10111 | 319.5744 | 0.051111 | 0 | 0 | 0.10222 | 319.6598 | 0.051296 | 0 | 0 | 0.10259 | 319.9158 | 0.051852 | 0 | 0 | 0.1037 | 320.1718 | 0.052407 | 0 | 0 | 0.10481 | 320.3424 | 0.052777 | 0 | 0 | 0.10555 | 320.5984 | 0.053332 | 0 | 0 | 0.10666 | 320.7691 | 0.053702 | 0 | 0 | 0.1074 | 320.9398 | 0.054073 | 0 | 0 | 0.10815
2017-02-22 14:00 | 296.3356 | 0.88326 |  | 311.1716 | 0.032885 | 0 | 0 | 0.065771 | 319.9158 | 0.051852 | 0 | 0 | 0.1037 | 327.0702 | 0.06737 | 0 | 0 | 0.13474 | 327.3352 | 0.067944 | 0 | 0 | 0.13589 | 327.5118 | 0.068327 | 0 | 0 | 0.13665 | 327.7768 | 0.068902 | 0 | 0 | 0.1378 | 328.0418 | 0.069477 | 0 | 0 | 0.13895 | 328.3068 | 0.070052 | 0 | 0 | 0.1401 | 328.6601 | 0.070818 | 0 | 0 | 0.14164 | 328.9251 | 0.071393 | 0 | 0 | 0.14279 | 329.1017 | 0.071776 | 0 | 0 | 0.14355 | 329.3667 | 0.072351 | 0 | 0 | 0.1447 | 329.5433 | 0.072734 | 0 | 0 | 0.14547 | 329.8083 | 0.073309 | 0 | 0 | 0.14662 | 330.0733 | 0.073883 | 0 | 0 | 0.14777 | 330.2499 | 0.074266 | 0 | 0 | 0.14853 | 330.5149 | 0.074841 | 0 | 0 | 0.14968 | 330.7799 | 0.075416 | 0 | 0 | 0.15083 | 330.8682 | 0.075607 | 0 | 0 | 0.15121 | 331.1332 | 0.076182 | 0 | 0 | 0.15236 | 331.3982 | 0.076757 | 0 | 0 | 0.15351 | 331.5748 | 0.07714 | 0 | 0 | 0.15428 | 331.8398 | 0.077715 | 0 | 0 | 0.15543 | 332.0165 | 0.078098 | 0 | 0 | 0.1562 | 332.1931 | 0.078481 | 0 | 0 | 0.15696
2017-02-22 15:00 | 303.5178 | 0.90466 |  | 318.7133 | 0.049244 | 0 | 0 | 0.098487 | 327.6695 | 0.06867 | 0 | 0 | 0.13734 | 334.9973 | 0.084563 | 0 | 0 | 0.16913 | 335.2687 | 0.085152 | 0 | 0 | 0.1703 | 335.4496 | 0.085545 | 0 | 0 | 0.17109 | 335.721 | 0.086133 | 0 | 0 | 0.17227 | 335.9924 | 0.086722 | 0 | 0 | 0.17344 | 336.2638 | 0.087311 | 0 | 0 | 0.17462 | 336.6257 | 0.088095 | 0 | 0 | 0.17619 | 336.8971 | 0.088684 | 0 | 0 | 0.17737 | 337.078 | 0.089077 | 0 | 0 | 0.17815 | 337.3494 | 0.089665 | 0 | 0 | 0.17933 | 337.5304 | 0.090058 | 0 | 0 | 0.18012 | 337.8018 | 0.090646 | 0 | 0 | 0.18129 | 338.0732 | 0.091235 | 0 | 0 | 0.18247 | 338.2541 | 0.091627 | 0 | 0 | 0.18325 | 338.5255 | 0.092216 | 0 | 0 | 0.18443 | 338.7969 | 0.092805 | 0 | 0 | 0.18561 | 338.8874 | 0.093001 | 0 | 0 | 0.186 | 339.1588 | 0.09359 | 0 | 0 | 0.18718 | 339.4302 | 0.094178 | 0 | 0 | 0.18836 | 339.6111 | 0.094571 | 0 | 0 | 0.18914 | 339.8825 | 0.095159 | 0 | 0 | 0.19032 | 340.0634 | 0.095552 | 0 | 0 | 0.1911 | 340.2444 | 0.095944 | 0 | 0 | 0.19189
2017-02-22 16:00 | 299.0327 | 0.8913 |  | 314.0037 | 0.039028 | 0 | 0 | 0.078056 | 322.8275 | 0.058167 | 0 | 0 | 0.11633 | 330.047 | 0.073826 | 0 | 0 | 0.14765 | 330.3144 | 0.074406 | 0 | 0 | 0.14881 | 330.4926 | 0.074793 | 0 | 0 | 0.14959 | 330.76 | 0.075373 | 0 | 0 | 0.15075 | 331.0274 | 0.075953 | 0 | 0 | 0.15191 | 331.2948 | 0.076533 | 0 | 0 | 0.15307 | 331.6513 | 0.077306 | 0 | 0 | 0.15461 | 331.9187 | 0.077886 | 0 | 0 | 0.15577 | 332.097 | 0.078273 | 0 | 0 | 0.15655 | 332.3644 | 0.078853 | 0 | 0 | 0.15771 | 332.5426 | 0.079239 | 0 | 0 | 0.15848 | 332.81 | 0.079819 | 0 | 0 | 0.15964 | 333.0774 | 0.080399 | 0 | 0 | 0.1608 | 333.2557 | 0.080786 | 0 | 0 | 0.16157 | 333.523 | 0.081366 | 0 | 0 | 0.16273 | 333.7904 | 0.081946 | 0 | 0 | 0.16389 | 333.8796 | 0.082139 | 0 | 0 | 0.16428 | 334.147 | 0.082719 | 0 | 0 | 0.16544 | 334.4143 | 0.083299 | 0 | 0 | 0.1666 | 334.5926 | 0.083686 | 0 | 0 | 0.16737 | 334.86 | 0.084266 | 0 | 0 | 0.16853 | 335.0382 | 0.084652 | 0 | 0 | 0.1693 | 335.2165 | 0.085039 | 0 | 0 | 0.17008
2017-02-22 17:00 | 300.0001 | 0.89418 |  | 315.0195 | 0.041232 | 0 | 0 | 0.082463 | 323.8719 | 0.060432 | 0 | 0 | 0.12086 | 331.1147 | 0.076142 | 0 | 0 | 0.15228 | 331.383 | 0.076724 | 0 | 0 | 0.15345 | 331.5618 | 0.077112 | 0 | 0 | 0.15422 | 331.8301 | 0.077694 | 0 | 0 | 0.15539 | 332.0983 | 0.078276 | 0 | 0 | 0.15655 | 332.3666 | 0.078857 | 0 | 0 | 0.15771 | 332.7242 | 0.079633 | 0 | 0 | 0.15927 | 332.9925 | 0.080215 | 0 | 0 | 0.16043 | 333.1713 | 0.080603 | 0 | 0 | 0.16121 | 333.4396 | 0.081185 | 0 | 0 | 0.16237 | 333.6184 | 0.081573 | 0 | 0 | 0.16315 | 333.8867 | 0.082155 | 0 | 0 | 0.16431 | 334.1549 | 0.082736 | 0 | 0 | 0.16547 | 334.3338 | 0.083124 | 0 | 0 | 0.16625 | 334.602 | 0.083706 | 0 | 0 | 0.16741 | 334.8703 | 0.084288 | 0 | 0 | 0.16858 | 334.9597 | 0.084482 | 0 | 0 | 0.16896 | 335.2279 | 0.085064 | 0 | 0 | 0.17013 | 335.4962 | 0.085646 | 0 | 0 | 0.17129 | 335.675 | 0.086033 | 0 | 0 | 0.17207 | 335.9433 | 0.086615 | 0 | 0 | 0.17323 | 336.1221 | 0.087003 | 0 | 0 | 0.17401 | 336.301 | 0.087391 | 0 | 0 | 0.17478
2017-02-22 18:00 | 305.3911 | 0.91025 |  | 320.6805 | 0.05351 | 0 | 0 | 0.10702 | 329.6919 | 0.073056 | 0 | 0 | 0.14611 | 337.0649 | 0.089048 | 0 | 0 | 0.1781 | 337.338 | 0.08964 | 0 | 0 | 0.17928 | 337.5201 | 0.090035 | 0 | 0 | 0.18007 | 337.7931 | 0.090628 | 0 | 0 | 0.18126 | 338.0662 | 0.09122 | 0 | 0 | 0.18244 | 338.3393 | 0.091812 | 0 | 0 | 0.18362 | 338.7034 | 0.092602 | 0 | 0 | 0.1852 | 338.9764 | 0.093194 | 0 | 0 | 0.18639 | 339.1585 | 0.093589 | 0 | 0 | 0.18718 | 339.4316 | 0.094181 | 0 | 0 | 0.18836 | 339.6136 | 0.094576 | 0 | 0 | 0.18915 | 339.8867 | 0.095169 | 0 | 0 | 0.19034 | 340.1598 | 0.095761 | 0 | 0 | 0.19152 | 340.3418 | 0.096156 | 0 | 0 | 0.19231 | 340.6149 | 0.096748 | 0 | 0 | 0.1935 | 340.888 | 0.09734 | 0 | 0 | 0.19468 | 340.979 | 0.097538 | 0 | 0 | 0.19508 | 341.2521 | 0.09813 | 0 | 0 | 0.19626 | 341.5251 | 0.098722 | 0 | 0 | 0.19744 | 341.7072 | 0.099117 | 0 | 0 | 0.19823 | 341.9803 | 0.09971 | 0 | 0 | 0.19942 | 342.1623 | 0.1001 | 0 | 0 | 0.20021 | 342.3444 | 0.1005 | 0 | 0 | 0.201
2017-02-22 19:00 | 308.834 | 0.92051 |  | 324.2957 | 0.061352 | 0 | 0 | 0.1227 | 333.4087 | 0.081118 | 0 | 0 | 0.16224 | 340.8649 | 0.09729 | 0 | 0 | 0.19458 | 341.141 | 0.097889 | 0 | 0 | 0.19578 | 341.3251 | 0.098289 | 0 | 0 | 0.19658 | 341.6013 | 0.098887 | 0 | 0 | 0.19777 | 341.8774 | 0.099486 | 0 | 0 | 0.19897 | 342.1536 | 0.10009 | 0 | 0 | 0.20017 | 342.5218 | 0.10088 | 0 | 0 | 0.20177 | 342.7979 | 0.10148 | 0 | 0 | 0.20297 | 342.9821 | 0.10188 | 0 | 0 | 0.20376 | 343.2582 | 0.10248 | 0 | 0 | 0.20496 | 343.4423 | 0.10288 | 0 | 0 | 0.20576 | 343.7185 | 0.10348 | 0 | 0 | 0.20696 | 343.9946 | 0.10408 | 0 | 0 | 0.20816 | 344.1787 | 0.10448 | 0 | 0 | 0.20896 | 344.4549 | 0.10508 | 0 | 0 | 0.21015 | 344.731 | 0.10568 | 0 | 0 | 0.21135 | 344.8231 | 0.10588 | 0 | 0 | 0.21175 | 345.0992 | 0.10647 | 0 | 0 | 0.21295 | 345.3754 | 0.10707 | 0 | 0 | 0.21415 | 345.5595 | 0.10747 | 0 | 0 | 0.21495 | 345.8356 | 0.10807 | 0 | 0 | 0.21614 | 346.0197 | 0.10847 | 0 | 0 | 0.21694 | 346.2038 | 0.10887 | 0 | 0 | 0.21774
2017-02-22 20:00 | 305.7101 | 0.9112 |  | 321.0154 | 0.054237 | 0 | 0 | 0.10847 | 330.0363 | 0.073803 | 0 | 0 | 0.14761 | 337.417 | 0.089812 | 0 | 0 | 0.17962 | 337.6903 | 0.090405 | 0 | 0 | 0.18081 | 337.8726 | 0.0908 | 0 | 0 | 0.1816 | 338.1459 | 0.091393 | 0 | 0 | 0.18279 | 338.4193 | 0.091986 | 0 | 0 | 0.18397 | 338.6927 | 0.092579 | 0 | 0 | 0.18516 | 339.0571 | 0.093369 | 0 | 0 | 0.18674 | 339.3305 | 0.093962 | 0 | 0 | 0.18792 | 339.5127 | 0.094357 | 0 | 0 | 0.18871 | 339.7861 | 0.09495 | 0 | 0 | 0.1899 | 339.9683 | 0.095346 | 0 | 0 | 0.19069 | 340.2417 | 0.095939 | 0 | 0 | 0.19188 | 340.5151 | 0.096531 | 0 | 0 | 0.19306 | 340.6973 | 0.096927 | 0 | 0 | 0.19385 | 340.9707 | 0.09752 | 0 | 0 | 0.19504 | 341.244 | 0.098113 | 0 | 0 | 0.19623 | 341.3351 | 0.09831 | 0 | 0 | 0.19662 | 341.6085 | 0.098903 | 0 | 0 | 0.19781 | 341.8819 | 0.099496 | 0 | 0 | 0.19899 | 342.0641 | 0.099891 | 0 | 0 | 0.19978 | 342.3375 | 0.10048 | 0 | 0 | 0.20097 | 342.5197 | 0.10088 | 0 | 0 | 0.20176 | 342.7019 | 0.10127 | 0 | 0 | 0.20255
2017-02-22 21:00 | 313.2998 | 0.93382 |  | 328.985 | 0.071523 | 0 | 0 | 0.14305 | 338.2299 | 0.091575 | 0 | 0 | 0.18315 | 345.7938 | 0.10798 | 0 | 0 | 0.21596 | 346.074 | 0.10859 | 0 | 0 | 0.21718 | 346.2607 | 0.10899 | 0 | 0 | 0.21799 | 346.5409 | 0.1096 | 0 | 0 | 0.2192 | 346.821 | 0.11021 | 0 | 0 | 0.22042 | 347.1012 | 0.11082 | 0 | 0 | 0.22163 | 347.4747 | 0.11163 | 0 | 0 | 0.22325 | 347.7548 | 0.11223 | 0 | 0 | 0.22447 | 347.9416 | 0.11264 | 0 | 0 | 0.22528 | 348.2218 | 0.11325 | 0 | 0 | 0.22649 | 348.4085 | 0.11365 | 0 | 0 | 0.2273 | 348.6887 | 0.11426 | 0 | 0 | 0.22852 | 348.9688 | 0.11487 | 0 | 0 | 0.22974 | 349.1556 | 0.11527 | 0 | 0 | 0.23055 | 349.4357 | 0.11588 | 0 | 0 | 0.23176 | 349.7159 | 0.11649 | 0 | 0 | 0.23298 | 349.8093 | 0.11669 | 0 | 0 | 0.23338 | 350.0894 | 0.1173 | 0 | 0 | 0.2346 | 350.3695 | 0.11791 | 0 | 0 | 0.23581 | 350.5563 | 0.11831 | 0 | 0 | 0.23662 | 350.8365 | 0.11892 | 0 | 0 | 0.23784 | 351.0232 | 0.11932 | 0 | 0 | 0.23865 | 351.21 | 0.11973 | 0 | 0 | 0.23946
2017-02-22 22:00 | 309.4771 | 0.92243 |  | 324.971 | 0.062816 | 0 | 0 | 0.12563 | 334.103 | 0.082624 | 0 | 0 | 0.16525 | 341.5747 | 0.09883 | 0 | 0 | 0.19766 | 341.8514 | 0.09943 | 0 | 0 | 0.19886 | 342.0359 | 0.09983 | 0 | 0 | 0.19966 | 342.3126 | 0.10043 | 0 | 0 | 0.20086 | 342.5894 | 0.10103 | 0 | 0 | 0.20206 | 342.8661 | 0.10163 | 0 | 0 | 0.20326 | 343.2351 | 0.10243 | 0 | 0 | 0.20486 | 343.5118 | 0.10303 | 0 | 0 | 0.20606 | 343.6963 | 0.10343 | 0 | 0 | 0.20686 | 343.973 | 0.10403 | 0 | 0 | 0.20806 | 344.1575 | 0.10443 | 0 | 0 | 0.20886 | 344.4342 | 0.10503 | 0 | 0 | 0.21006 | 344.711 | 0.10563 | 0 | 0 | 0.21126 | 344.8954 | 0.10603 | 0 | 0 | 0.21207 | 345.1722 | 0.10663 | 0 | 0 | 0.21327 | 345.4489 | 0.10723 | 0 | 0 | 0.21447 | 345.5411 | 0.10743 | 0 | 0 | 0.21487 | 345.8179 | 0.10803 | 0 | 0 | 0.21607 | 346.0946 | 0.10863 | 0 | 0 | 0.21727 | 346.2791 | 0.10903 | 0 | 0 | 0.21807 | 346.5558 | 0.10963 | 0 | 0 | 0.21927 | 346.7403 | 0.11003 | 0 | 0 | 0.22007 | 346.9248 | 0.11043 | 0 | 0 | 0.22087
2017-02-22 23:00 | 307.401 | 0.91624 |  | 322.791 | 0.058088 | 0 | 0 | 0.11618 | 331.8617 | 0.077762 | 0 | 0 | 0.15552 | 339.2833 | 0.09386 | 0 | 0 | 0.18772 | 339.5582 | 0.094456 | 0 | 0 | 0.18891 | 339.7414 | 0.094853 | 0 | 0 | 0.18971 | 340.0163 | 0.09545 | 0 | 0 | 0.1909 | 340.2911 | 0.096046 | 0 | 0 | 0.19209 | 340.566 | 0.096642 | 0 | 0 | 0.19328 | 340.9325 | 0.097437 | 0 | 0 | 0.19487 | 341.2074 | 0.098033 | 0 | 0 | 0.19607 | 341.3906 | 0.098431 | 0 | 0 | 0.19686 | 341.6655 | 0.099027 | 0 | 0 | 0.19805 | 341.8487 | 0.099424 | 0 | 0 | 0.19885 | 342.1236 | 0.10002 | 0 | 0 | 0.20004 | 342.3985 | 0.10062 | 0 | 0 | 0.20123 | 342.5817 | 0.10101 | 0 | 0 | 0.20203 | 342.8566 | 0.10161 | 0 | 0 | 0.20322 | 343.1315 | 0.10221 | 0 | 0 | 0.20441 | 343.2231 | 0.10241 | 0 | 0 | 0.20481 | 343.498 | 0.103 | 0 | 0 | 0.206 | 343.7729 | 0.1036 | 0 | 0 | 0.2072 | 343.9561 | 0.104 | 0 | 0 | 0.20799 | 344.231 | 0.10459 | 0 | 0 | 0.20918 | 344.4142 | 0.10499 | 0 | 0 | 0.20998 | 344.5975 | 0.10539 | 0 | 0 | 0.21077
2017-02-23 | 304.9957 | 0.90907 |  | 320.2652 | 0.05261 | 0 | 0 | 0.10522 | 329.265 | 0.07213 | 0 | 0 | 0.14426 | 336.6284 | 0.088101 | 0 | 0 | 0.1762 | 336.9012 | 0.088693 | 0 | 0 | 0.17739 | 337.083 | 0.089087 | 0 | 0 | 0.17817 | 337.3557 | 0.089679 | 0 | 0 | 0.17936 | 337.6284 | 0.09027 | 0 | 0 | 0.18054 | 337.9011 | 0.090862 | 0 | 0 | 0.18172 | 338.2648 | 0.091651 | 0 | 0 | 0.1833 | 338.5375 | 0.092242 | 0 | 0 | 0.18448 | 338.7193 | 0.092636 | 0 | 0 | 0.18527 | 338.992 | 0.093228 | 0 | 0 | 0.18646 | 339.1738 | 0.093622 | 0 | 0 | 0.18724 | 339.4466 | 0.094214 | 0 | 0 | 0.18843 | 339.7193 | 0.094805 | 0 | 0 | 0.18961 | 339.9011 | 0.0952 | 0 | 0 | 0.1904 | 340.1738 | 0.095791 | 0 | 0 | 0.19158 | 340.4465 | 0.096383 | 0 | 0 | 0.19277 | 340.5374 | 0.09658 | 0 | 0 | 0.19316 | 340.8102 | 0.097172 | 0 | 0 | 0.19434 | 341.0829 | 0.097763 | 0 | 0 | 0.19553 | 341.2647 | 0.098157 | 0 | 0 | 0.19631 | 341.5374 | 0.098749 | 0 | 0 | 0.1975 | 341.7192 | 0.099143 | 0 | 0 | 0.19829 | 341.901 | 0.099538 | 0 | 0 | 0.19908
2017-02-23 01:00 | 302.146 | 0.90058 |  | 317.2729 | 0.046119 | 0 | 0 | 0.092238 | 326.1886 | 0.065457 | 0 | 0 | 0.13091 | 333.4832 | 0.081279 | 0 | 0 | 0.16256 | 333.7534 | 0.081865 | 0 | 0 | 0.16373 | 333.9335 | 0.082256 | 0 | 0 | 0.16451 | 334.2037 | 0.082842 | 0 | 0 | 0.16568 | 334.4739 | 0.083428 | 0 | 0 | 0.16686 | 334.744 | 0.084014 | 0 | 0 | 0.16803 | 335.1043 | 0.084795 | 0 | 0 | 0.16959 | 335.3744 | 0.085381 | 0 | 0 | 0.17076 | 335.5545 | 0.085772 | 0 | 0 | 0.17154 | 335.8247 | 0.086358 | 0 | 0 | 0.17272 | 336.0048 | 0.086749 | 0 | 0 | 0.1735 | 336.275 | 0.087335 | 0 | 0 | 0.17467 | 336.5452 | 0.087921 | 0 | 0 | 0.17584 | 336.7253 | 0.088311 | 0 | 0 | 0.17662 | 336.9955 | 0.088897 | 0 | 0 | 0.17779 | 337.2656 | 0.089483 | 0 | 0 | 0.17897 | 337.3557 | 0.089679 | 0 | 0 | 0.17936 | 337.6259 | 0.090265 | 0 | 0 | 0.18053 | 337.896 | 0.090851 | 0 | 0 | 0.1817 | 338.0762 | 0.091241 | 0 | 0 | 0.18248 | 338.3463 | 0.091827 | 0 | 0 | 0.18365 | 338.5264 | 0.092218 | 0 | 0 | 0.18444 | 338.7066 | 0.092609 | 0 | 0 | 0.18522
2017-02-23 02:00 | 303.7982 | 0.9055 |  | 319.0078 | 0.049882 | 0 | 0 | 0.099765 | 327.9723 | 0.069326 | 0 | 0 | 0.13865 | 335.3068 | 0.085235 | 0 | 0 | 0.17047 | 335.5785 | 0.085824 | 0 | 0 | 0.17165 | 335.7596 | 0.086217 | 0 | 0 | 0.17243 | 336.0312 | 0.086806 | 0 | 0 | 0.17361 | 336.3029 | 0.087395 | 0 | 0 | 0.17479 | 336.5745 | 0.087984 | 0 | 0 | 0.17597 | 336.9367 | 0.08877 | 0 | 0 | 0.17754 | 337.2084 | 0.089359 | 0 | 0 | 0.17872 | 337.3895 | 0.089752 | 0 | 0 | 0.1795 | 337.6611 | 0.090341 | 0 | 0 | 0.18068 | 337.8422 | 0.090734 | 0 | 0 | 0.18147 | 338.1139 | 0.091323 | 0 | 0 | 0.18265 | 338.3855 | 0.091913 | 0 | 0 | 0.18383 | 338.5666 | 0.092305 | 0 | 0 | 0.18461 | 338.8383 | 0.092895 | 0 | 0 | 0.18579 | 339.1099 | 0.093484 | 0 | 0 | 0.18697 | 339.2005 | 0.09368 | 0 | 0 | 0.18736 | 339.4721 | 0.094269 | 0 | 0 | 0.18854 | 339.7438 | 0.094859 | 0 | 0 | 0.18972 | 339.9249 | 0.095251 | 0 | 0 | 0.1905 | 340.1965 | 0.095841 | 0 | 0 | 0.19168 | 340.3776 | 0.096233 | 0 | 0 | 0.19247 | 340.5587 | 0.096626 | 0 | 0 | 0.19325
2017-02-23 03:00 | 299.9259 | 0.89396 |  | 314.9416 | 0.041063 | 0 | 0 | 0.082125 | 323.7918 | 0.060259 | 0 | 0 | 0.12052 | 331.0328 | 0.075965 | 0 | 0 | 0.15193 | 331.301 | 0.076546 | 0 | 0 | 0.15309 | 331.4798 | 0.076934 | 0 | 0 | 0.15387 | 331.748 | 0.077516 | 0 | 0 | 0.15503 | 332.0162 | 0.078097 | 0 | 0 | 0.15619 | 332.2844 | 0.078679 | 0 | 0 | 0.15736 | 332.642 | 0.079455 | 0 | 0 | 0.15891 | 332.9102 | 0.080036 | 0 | 0 | 0.16007 | 333.0889 | 0.080424 | 0 | 0 | 0.16085 | 333.3571 | 0.081006 | 0 | 0 | 0.16201 | 333.5359 | 0.081394 | 0 | 0 | 0.16279 | 333.8041 | 0.081975 | 0 | 0 | 0.16395 | 334.0723 | 0.082557 | 0 | 0 | 0.16511 | 334.2511 | 0.082945 | 0 | 0 | 0.16589 | 334.5193 | 0.083527 | 0 | 0 | 0.16705 | 334.7875 | 0.084108 | 0 | 0 | 0.16822 | 334.8769 | 0.084302 | 0 | 0 | 0.1686 | 335.145 | 0.084884 | 0 | 0 | 0.16977 | 335.4132 | 0.085466 | 0 | 0 | 0.17093 | 335.592 | 0.085853 | 0 | 0 | 0.17171 | 335.8602 | 0.086435 | 0 | 0 | 0.17287 | 336.039 | 0.086823 | 0 | 0 | 0.17365 | 336.2178 | 0.087211 | 0 | 0 | 0.17442
2017-02-23 04:00 | 297.2259 | 0.88591 |  | 312.1064 | 0.034913 | 0 | 0 | 0.069826 | 320.8769 | 0.053936 | 0 | 0 | 0.10787 | 328.0528 | 0.069501 | 0 | 0 | 0.139 | 328.3186 | 0.070077 | 0 | 0 | 0.14015 | 328.4957 | 0.070462 | 0 | 0 | 0.14092 | 328.7615 | 0.071038 | 0 | 0 | 0.14208 | 329.0273 | 0.071614 | 0 | 0 | 0.14323 | 329.2931 | 0.072191 | 0 | 0 | 0.14438 | 329.6474 | 0.07296 | 0 | 0 | 0.14592 | 329.9132 | 0.073536 | 0 | 0 | 0.14707 | 330.0904 | 0.07392 | 0 | 0 | 0.14784 | 330.3562 | 0.074497 | 0 | 0 | 0.14899 | 330.5333 | 0.074881 | 0 | 0 | 0.14976 | 330.7991 | 0.075458 | 0 | 0 | 0.15092 | 331.0649 | 0.076034 | 0 | 0 | 0.15207 | 331.2421 | 0.076418 | 0 | 0 | 0.15284 | 331.5078 | 0.076995 | 0 | 0 | 0.15399 | 331.7736 | 0.077571 | 0 | 0 | 0.15514 | 331.8622 | 0.077763 | 0 | 0 | 0.15553 | 332.128 | 0.07834 | 0 | 0 | 0.15668 | 332.3938 | 0.078916 | 0 | 0 | 0.15783 | 332.5709 | 0.079301 | 0 | 0 | 0.1586 | 332.8367 | 0.079877 | 0 | 0 | 0.15975 | 333.0139 | 0.080261 | 0 | 0 | 0.16052 | 333.1911 | 0.080646 | 0 | 0 | 0.16129
2017-02-23 05:00 | 294.895 | 0.87896 |  | 309.6588 | 0.029604 | 0 | 0 | 0.059209 | 318.3606 | 0.048478 | 0 | 0 | 0.096957 | 325.4802 | 0.063921 | 0 | 0 | 0.12784 | 325.7438 | 0.064493 | 0 | 0 | 0.12899 | 325.9196 | 0.064874 | 0 | 0 | 0.12975 | 326.1833 | 0.065446 | 0 | 0 | 0.13089 | 326.447 | 0.066018 | 0 | 0 | 0.13204 | 326.7107 | 0.06659 | 0 | 0 | 0.13318 | 327.0623 | 0.067352 | 0 | 0 | 0.1347 | 327.326 | 0.067924 | 0 | 0 | 0.13585 | 327.5018 | 0.068306 | 0 | 0 | 0.13661 | 327.7655 | 0.068878 | 0 | 0 | 0.13776 | 327.9413 | 0.069259 | 0 | 0 | 0.13852 | 328.2049 | 0.069831 | 0 | 0 | 0.13966 | 328.4686 | 0.070403 | 0 | 0 | 0.14081 | 328.6444 | 0.070784 | 0 | 0 | 0.14157 | 328.9081 | 0.071356 | 0 | 0 | 0.14271 | 329.1718 | 0.071928 | 0 | 0 | 0.14386 | 329.2597 | 0.072119 | 0 | 0 | 0.14424 | 329.5234 | 0.072691 | 0 | 0 | 0.14538 | 329.7871 | 0.073262 | 0 | 0 | 0.14652 | 329.9629 | 0.073644 | 0 | 0 | 0.14729 | 330.2266 | 0.074216 | 0 | 0 | 0.14843 | 330.4024 | 0.074597 | 0 | 0 | 0.14919 | 330.5781 | 0.074978 | 0 | 0 | 0.14996
2017-02-23 06:00 | 298.5344 | 0.88981 |  | 313.4804 | 0.037893 | 0 | 0 | 0.075787 | 322.2895 | 0.057 | 0 | 0 | 0.114 | 329.497 | 0.072633 | 0 | 0 | 0.14527 | 329.7639 | 0.073212 | 0 | 0 | 0.14642 | 329.9419 | 0.073598 | 0 | 0 | 0.1472 | 330.2088 | 0.074177 | 0 | 0 | 0.14835 | 330.4758 | 0.074756 | 0 | 0 | 0.14951 | 330.7427 | 0.075335 | 0 | 0 | 0.15067 | 331.0987 | 0.076107 | 0 | 0 | 0.15221 | 331.3656 | 0.076686 | 0 | 0 | 0.15337 | 331.5436 | 0.077072 | 0 | 0 | 0.15414 | 331.8105 | 0.077651 | 0 | 0 | 0.1553 | 331.9885 | 0.078037 | 0 | 0 | 0.15607 | 332.2554 | 0.078616 | 0 | 0 | 0.15723 | 332.5224 | 0.079195 | 0 | 0 | 0.15839 | 332.7003 | 0.079581 | 0 | 0 | 0.15916 | 332.9673 | 0.08016 | 0 | 0 | 0.16032 | 333.2342 | 0.080739 | 0 | 0 | 0.16148 | 333.3232 | 0.080932 | 0 | 0 | 0.16186 | 333.5901 | 0.081511 | 0 | 0 | 0.16302 | 333.8571 | 0.08209 | 0 | 0 | 0.16418 | 334.035 | 0.082476 | 0 | 0 | 0.16495 | 334.302 | 0.083055 | 0 | 0 | 0.16611 | 334.4799 | 0.083441 | 0 | 0 | 0.16688 | 334.6579 | 0.083827 | 0 | 0 | 0.16765
2017-02-23 07:00 | 300.6473 | 0.89611 |  | 315.6992 | 0.042706 | 0 | 0 | 0.085412 | 324.5707 | 0.061948 | 0 | 0 | 0.1239 | 331.8291 | 0.077692 | 0 | 0 | 0.15538 | 332.098 | 0.078275 | 0 | 0 | 0.15655 | 332.2772 | 0.078664 | 0 | 0 | 0.15733 | 332.546 | 0.079247 | 0 | 0 | 0.15849 | 332.8149 | 0.07983 | 0 | 0 | 0.15966 | 333.0837 | 0.080413 | 0 | 0 | 0.16083 | 333.4421 | 0.08119 | 0 | 0 | 0.16238 | 333.711 | 0.081773 | 0 | 0 | 0.16355 | 333.8902 | 0.082162 | 0 | 0 | 0.16432 | 334.159 | 0.082745 | 0 | 0 | 0.16549 | 334.3382 | 0.083134 | 0 | 0 | 0.16627 | 334.6071 | 0.083717 | 0 | 0 | 0.16743 | 334.8759 | 0.0843 | 0 | 0 | 0.1686 | 335.0551 | 0.084689 | 0 | 0 | 0.16938 | 335.324 | 0.085272 | 0 | 0 | 0.17054 | 335.5928 | 0.085855 | 0 | 0 | 0.17171 | 335.6824 | 0.086049 | 0 | 0 | 0.1721 | 335.9512 | 0.086633 | 0 | 0 | 0.17327 | 336.2201 | 0.087216 | 0 | 0 | 0.17443 | 336.3993 | 0.087604 | 0 | 0 | 0.17521 | 336.6681 | 0.088187 | 0 | 0 | 0.17637 | 336.8473 | 0.088576 | 0 | 0 | 0.17715 | 337.0266 | 0.088965 | 0 | 0 | 0.17793
2017-02-23 08:00 | 297.1782 | 0.88577 |  | 312.0564 | 0.034805 | 0 | 0 | 0.069609 | 320.8255 | 0.053825 | 0 | 0 | 0.10765 | 328.0002 | 0.069387 | 0 | 0 | 0.13877 | 328.2659 | 0.069963 | 0 | 0 | 0.13993 | 328.4431 | 0.070347 | 0 | 0 | 0.14069 | 328.7088 | 0.070924 | 0 | 0 | 0.14185 | 328.9745 | 0.0715 | 0 | 0 | 0.143 | 329.2403 | 0.072076 | 0 | 0 | 0.14415 | 329.5946 | 0.072845 | 0 | 0 | 0.14569 | 329.8603 | 0.073421 | 0 | 0 | 0.14684 | 330.0375 | 0.073806 | 0 | 0 | 0.14761 | 330.3032 | 0.074382 | 0 | 0 | 0.14876 | 330.4803 | 0.074766 | 0 | 0 | 0.14953 | 330.7461 | 0.075343 | 0 | 0 | 0.15069 | 331.0118 | 0.075919 | 0 | 0 | 0.15184 | 331.189 | 0.076303 | 0 | 0 | 0.15261 | 331.4547 | 0.07688 | 0 | 0 | 0.15376 | 331.7204 | 0.077456 | 0 | 0 | 0.15491 | 331.809 | 0.077648 | 0 | 0 | 0.1553 | 332.0747 | 0.078224 | 0 | 0 | 0.15645 | 332.3405 | 0.078801 | 0 | 0 | 0.1576 | 332.5176 | 0.079185 | 0 | 0 | 0.15837 | 332.7833 | 0.079761 | 0 | 0 | 0.15952 | 332.9605 | 0.080146 | 0 | 0 | 0.16029 | 333.1377 | 0.08053 | 0 | 0 | 0.16106
2017-02-23 09:00 | 298.2658 | 0.88901 |  | 313.1984 | 0.037282 | 0 | 0 | 0.074563 | 321.9996 | 0.056372 | 0 | 0 | 0.11274 | 329.2006 | 0.07199 | 0 | 0 | 0.14398 | 329.4673 | 0.072569 | 0 | 0 | 0.14514 | 329.6451 | 0.072955 | 0 | 0 | 0.14591 | 329.9118 | 0.073533 | 0 | 0 | 0.14707 | 330.1785 | 0.074112 | 0 | 0 | 0.14822 | 330.4453 | 0.07469 | 0 | 0 | 0.14938 | 330.8009 | 0.075461 | 0 | 0 | 0.15092 | 331.0676 | 0.07604 | 0 | 0 | 0.15208 | 331.2454 | 0.076425 | 0 | 0 | 0.15285 | 331.5121 | 0.077004 | 0 | 0 | 0.15401 | 331.6899 | 0.07739 | 0 | 0 | 0.15478 | 331.9566 | 0.077968 | 0 | 0 | 0.15594 | 332.2233 | 0.078547 | 0 | 0 | 0.15709 | 332.4011 | 0.078932 | 0 | 0 | 0.15786 | 332.6678 | 0.079511 | 0 | 0 | 0.15902 | 332.9345 | 0.080089 | 0 | 0 | 0.16018 | 333.0234 | 0.080282 | 0 | 0 | 0.16056 | 333.2901 | 0.080861 | 0 | 0 | 0.16172 | 333.5568 | 0.081439 | 0 | 0 | 0.16288 | 333.7346 | 0.081825 | 0 | 0 | 0.16365 | 334.0013 | 0.082403 | 0 | 0 | 0.16481 | 334.1791 | 0.082789 | 0 | 0 | 0.16558 | 334.3569 | 0.083174 | 0 | 0 | 0.16635
2017-02-23 10:00 | 280.4185 | 0.83582 |  | 294.4576 | 0 | 0 | 0 | 0 | 302.7322 | 0.01458 | 0 | 0 | 0.029161 | 309.5023 | 0.029265 | 0 | 0 | 0.05853 | 309.753 | 0.029809 | 0 | 0 | 0.059617 | 309.9202 | 0.030171 | 0 | 0 | 0.060342 | 310.1709 | 0.030715 | 0 | 0 | 0.06143 | 310.4217 | 0.031259 | 0 | 0 | 0.062518 | 310.6724 | 0.031803 | 0 | 0 | 0.063606 | 311.0068 | 0.032528 | 0 | 0 | 0.065056 | 311.2575 | 0.033072 | 0 | 0 | 0.066144 | 311.4247 | 0.033434 | 0 | 0 | 0.066869 | 311.6754 | 0.033978 | 0 | 0 | 0.067957 | 311.8426 | 0.034341 | 0 | 0 | 0.068682 | 312.0933 | 0.034885 | 0 | 0 | 0.069769 | 312.3441 | 0.035429 | 0 | 0 | 0.070857 | 312.5112 | 0.035791 | 0 | 0 | 0.071582 | 312.762 | 0.036335 | 0 | 0 | 0.07267 | 313.0127 | 0.036879 | 0 | 0 | 0.073758 | 313.0963 | 0.03706 | 0 | 0 | 0.07412 | 313.347 | 0.037604 | 0 | 0 | 0.075208 | 313.5978 | 0.038148 | 0 | 0 | 0.076296 | 313.765 | 0.03851 | 0 | 0 | 0.077021 | 314.0157 | 0.039054 | 0 | 0 | 0.078109 | 314.1829 | 0.039417 | 0 | 0 | 0.078834 | 314.35 | 0.03978 | 0 | 0 | 0.079559
2017-02-23 11:00 | 293.6899 | 0.87537 |  | 308.3934 | 0.02686 | 0 | 0 | 0.053719 | 317.0596 | 0.045657 | 0 | 0 | 0.091313 | 324.1501 | 0.061036 | 0 | 0 | 0.12207 | 324.4127 | 0.061606 | 0 | 0 | 0.12321 | 324.5878 | 0.061985 | 0 | 0 | 0.12397 | 324.8504 | 0.062555 | 0 | 0 | 0.12511 | 325.113 | 0.063124 | 0 | 0 | 0.12625 | 325.3757 | 0.063694 | 0 | 0 | 0.12739 | 325.7258 | 0.064454 | 0 | 0 | 0.12891 | 325.9884 | 0.065023 | 0 | 0 | 0.13005 | 326.1635 | 0.065403 | 0 | 0 | 0.13081 | 326.4261 | 0.065973 | 0 | 0 | 0.13195 | 326.6012 | 0.066352 | 0 | 0 | 0.1327 | 326.8638 | 0.066922 | 0 | 0 | 0.13384 | 327.1264 | 0.067491 | 0 | 0 | 0.13498 | 327.3015 | 0.067871 | 0 | 0 | 0.13574 | 327.5641 | 0.068441 | 0 | 0 | 0.13688 | 327.8267 | 0.06901 | 0 | 0 | 0.13802 | 327.9142 | 0.0692 | 0 | 0 | 0.1384 | 328.1768 | 0.06977 | 0 | 0 | 0.13954 | 328.4395 | 0.070339 | 0 | 0 | 0.14068 | 328.6145 | 0.070719 | 0 | 0 | 0.14144 | 328.8771 | 0.071289 | 0 | 0 | 0.14258 | 329.0522 | 0.071669 | 0 | 0 | 0.14334 | 329.2273 | 0.072048 | 0 | 0 | 0.1441
2017-02-23 12:00 | 286.8101 | 0.85487 |  | 301.1691 | 0.01119 | 0 | 0 | 0.02238 | 309.6323 | 0.029547 | 0 | 0 | 0.059094 | 316.5567 | 0.044566 | 0 | 0 | 0.089132 | 316.8132 | 0.045122 | 0 | 0 | 0.090244 | 316.9842 | 0.045493 | 0 | 0 | 0.090986 | 317.2406 | 0.046049 | 0 | 0 | 0.092098 | 317.4971 | 0.046605 | 0 | 0 | 0.093211 | 317.7535 | 0.047162 | 0 | 0 | 0.094323 | 318.0955 | 0.047903 | 0 | 0 | 0.095807 | 318.3519 | 0.04846 | 0 | 0 | 0.096919 | 318.5229 | 0.048831 | 0 | 0 | 0.097661 | 318.7794 | 0.049387 | 0 | 0 | 0.098774 | 318.9503 | 0.049758 | 0 | 0 | 0.099515 | 319.2068 | 0.050314 | 0 | 0 | 0.10063 | 319.4633 | 0.05087 | 0 | 0 | 0.10174 | 319.6342 | 0.051241 | 0 | 0 | 0.10248 | 319.8907 | 0.051797 | 0 | 0 | 0.10359 | 320.1472 | 0.052353 | 0 | 0 | 0.10471 | 320.2326 | 0.052539 | 0 | 0 | 0.10508 | 320.4891 | 0.053095 | 0 | 0 | 0.10619 | 320.7456 | 0.053651 | 0 | 0 | 0.1073 | 320.9165 | 0.054022 | 0 | 0 | 0.10804 | 321.173 | 0.054579 | 0 | 0 | 0.10916 | 321.344 | 0.054949 | 0 | 0 | 0.1099 | 321.5149 | 0.05532 | 0 | 0 | 0.11064
2017-02-23 13:00 | 292.0836 | 0.87058 |  | 306.7067 | 0.023201 | 0 | 0 | 0.046402 | 315.3255 | 0.041895 | 0 | 0 | 0.08379 | 322.3772 | 0.05719 | 0 | 0 | 0.11438 | 322.6384 | 0.057757 | 0 | 0 | 0.11551 | 322.8125 | 0.058135 | 0 | 0 | 0.11627 | 323.0736 | 0.058701 | 0 | 0 | 0.1174 | 323.3348 | 0.059268 | 0 | 0 | 0.11854 | 323.596 | 0.059834 | 0 | 0 | 0.11967 | 323.9442 | 0.060589 | 0 | 0 | 0.12118 | 324.2054 | 0.061156 | 0 | 0 | 0.12231 | 324.3795 | 0.061533 | 0 | 0 | 0.12307 | 324.6407 | 0.0621 | 0 | 0 | 0.1242 | 324.8148 | 0.062478 | 0 | 0 | 0.12496 | 325.076 | 0.063044 | 0 | 0 | 0.12609 | 325.3372 | 0.063611 | 0 | 0 | 0.12722 | 325.5113 | 0.063988 | 0 | 0 | 0.12798 | 325.7725 | 0.064555 | 0 | 0 | 0.12911 | 326.0336 | 0.065121 | 0 | 0 | 0.13024 | 326.1207 | 0.06531 | 0 | 0 | 0.13062 | 326.3819 | 0.065877 | 0 | 0 | 0.13175 | 326.643 | 0.066443 | 0 | 0 | 0.13289 | 326.8172 | 0.066821 | 0 | 0 | 0.13364 | 327.0783 | 0.067387 | 0 | 0 | 0.13477 | 327.2524 | 0.067765 | 0 | 0 | 0.13553 | 327.4266 | 0.068143 | 0 | 0 | 0.13629
2017-02-23 14:00 | 286.2481 | 0.85319 |  | 300.5791 | 0.0099103 | 0 | 0 | 0.019821 | 309.0257 | 0.028231 | 0 | 0 | 0.056462 | 315.9365 | 0.043221 | 0 | 0 | 0.086441 | 316.1925 | 0.043776 | 0 | 0 | 0.087552 | 316.3631 | 0.044146 | 0 | 0 | 0.088292 | 316.6191 | 0.044701 | 0 | 0 | 0.089402 | 316.875 | 0.045256 | 0 | 0 | 0.090512 | 317.131 | 0.045811 | 0 | 0 | 0.091623 | 317.4722 | 0.046552 | 0 | 0 | 0.093103 | 317.7282 | 0.047107 | 0 | 0 | 0.094214 | 317.8988 | 0.047477 | 0 | 0 | 0.094954 | 318.1548 | 0.048032 | 0 | 0 | 0.096064 | 318.3254 | 0.048402 | 0 | 0 | 0.096804 | 318.5814 | 0.048957 | 0 | 0 | 0.097915 | 318.8374 | 0.049513 | 0 | 0 | 0.099025 | 319.008 | 0.049883 | 0 | 0 | 0.099765 | 319.2639 | 0.050438 | 0 | 0 | 0.10088 | 319.5199 | 0.050993 | 0 | 0 | 0.10199 | 319.6052 | 0.051178 | 0 | 0 | 0.10236 | 319.8612 | 0.051733 | 0 | 0 | 0.10347 | 320.1171 | 0.052288 | 0 | 0 | 0.10458 | 320.2878 | 0.052658 | 0 | 0 | 0.10532 | 320.5437 | 0.053214 | 0 | 0 | 0.10643 | 320.7144 | 0.053584 | 0 | 0 | 0.10717 | 320.885 | 0.053954 | 0 | 0 | 0.10791
2017-02-23 15:00 | 295.6788 | 0.8813 |  | 310.4819 | 0.03139 | 0 | 0 | 0.062779 | 319.2068 | 0.050314 | 0 | 0 | 0.10063 | 326.3453 | 0.065797 | 0 | 0 | 0.13159 | 326.6097 | 0.066371 | 0 | 0 | 0.13274 | 326.7859 | 0.066753 | 0 | 0 | 0.13351 | 327.0503 | 0.067326 | 0 | 0 | 0.13465 | 327.3147 | 0.0679 | 0 | 0 | 0.1358 | 327.5791 | 0.068473 | 0 | 0 | 0.13695 | 327.9316 | 0.069238 | 0 | 0 | 0.13848 | 328.196 | 0.069811 | 0 | 0 | 0.13962 | 328.3723 | 0.070194 | 0 | 0 | 0.14039 | 328.6367 | 0.070767 | 0 | 0 | 0.14153 | 328.8129 | 0.07115 | 0 | 0 | 0.1423 | 329.0773 | 0.071723 | 0 | 0 | 0.14345 | 329.3417 | 0.072296 | 0 | 0 | 0.14459 | 329.518 | 0.072679 | 0 | 0 | 0.14536 | 329.7824 | 0.073252 | 0 | 0 | 0.1465 | 330.0467 | 0.073826 | 0 | 0 | 0.14765 | 330.1349 | 0.074017 | 0 | 0 | 0.14803 | 330.3993 | 0.07459 | 0 | 0 | 0.14918 | 330.6637 | 0.075164 | 0 | 0 | 0.15033 | 330.8399 | 0.075546 | 0 | 0 | 0.15109 | 331.1043 | 0.07612 | 0 | 0 | 0.15224 | 331.2806 | 0.076502 | 0 | 0 | 0.153 | 331.4568 | 0.076884 | 0 | 0 | 0.15377
2017-02-23 16:00 | 295.1392 | 0.87969 |  | 309.9152 | 0.03016 | 0 | 0 | 0.060321 | 318.6242 | 0.04905 | 0 | 0 | 0.0981 | 325.7497 | 0.064505 | 0 | 0 | 0.12901 | 326.0136 | 0.065078 | 0 | 0 | 0.13016 | 326.1895 | 0.065459 | 0 | 0 | 0.13092 | 326.4534 | 0.066032 | 0 | 0 | 0.13206 | 326.7173 | 0.066604 | 0 | 0 | 0.13321 | 326.9812 | 0.067177 | 0 | 0 | 0.13435 | 327.3331 | 0.06794 | 0 | 0 | 0.13588 | 327.597 | 0.068512 | 0 | 0 | 0.13702 | 327.7729 | 0.068894 | 0 | 0 | 0.13779 | 328.0369 | 0.069466 | 0 | 0 | 0.13893 | 328.2128 | 0.069848 | 0 | 0 | 0.1397 | 328.4767 | 0.07042 | 0 | 0 | 0.14084 | 328.7406 | 0.070993 | 0 | 0 | 0.14199 | 328.9165 | 0.071374 | 0 | 0 | 0.14275 | 329.1805 | 0.071947 | 0 | 0 | 0.14389 | 329.4444 | 0.072519 | 0 | 0 | 0.14504 | 329.5323 | 0.07271 | 0 | 0 | 0.14542 | 329.7962 | 0.073282 | 0 | 0 | 0.14656 | 330.0601 | 0.073855 | 0 | 0 | 0.14771 | 330.2361 | 0.074236 | 0 | 0 | 0.14847 | 330.5 | 0.074809 | 0 | 0 | 0.14962 | 330.6759 | 0.07519 | 0 | 0 | 0.15038 | 330.8519 | 0.075572 | 0 | 0 | 0.15114
2017-02-23 17:00 | 295.9238 | 0.88203 |  | 310.7392 | 0.031948 | 0 | 0 | 0.063895 | 319.4713 | 0.050888 | 0 | 0 | 0.10178 | 326.6157 | 0.066384 | 0 | 0 | 0.13277 | 326.8803 | 0.066958 | 0 | 0 | 0.13392 | 327.0567 | 0.06734 | 0 | 0 | 0.13468 | 327.3214 | 0.067914 | 0 | 0 | 0.13583 | 327.586 | 0.068488 | 0 | 0 | 0.13698 | 327.8506 | 0.069062 | 0 | 0 | 0.13812 | 328.2034 | 0.069827 | 0 | 0 | 0.13965 | 328.468 | 0.070401 | 0 | 0 | 0.1408 | 328.6444 | 0.070784 | 0 | 0 | 0.14157 | 328.909 | 0.071358 | 0 | 0 | 0.14272 | 329.0854 | 0.071741 | 0 | 0 | 0.14348 | 329.35 | 0.072315 | 0 | 0 | 0.14463 | 329.6146 | 0.072888 | 0 | 0 | 0.14578 | 329.791 | 0.073271 | 0 | 0 | 0.14654 | 330.0556 | 0.073845 | 0 | 0 | 0.14769 | 330.3203 | 0.074419 | 0 | 0 | 0.14884 | 330.4085 | 0.07461 | 0 | 0 | 0.14922 | 330.6731 | 0.075184 | 0 | 0 | 0.15037 | 330.9377 | 0.075758 | 0 | 0 | 0.15152 | 331.1141 | 0.076141 | 0 | 0 | 0.15228 | 331.3787 | 0.076715 | 0 | 0 | 0.15343 | 331.5551 | 0.077097 | 0 | 0 | 0.15419 | 331.7315 | 0.07748 | 0 | 0 | 0.15496
2017-02-23 18:00 | 293.6793 | 0.87534 |  | 308.3823 | 0.026835 | 0 | 0 | 0.053671 | 317.0481 | 0.045632 | 0 | 0 | 0.091263 | 324.1384 | 0.06101 | 0 | 0 | 0.12202 | 324.401 | 0.06158 | 0 | 0 | 0.12316 | 324.5761 | 0.06196 | 0 | 0 | 0.12392 | 324.8387 | 0.062529 | 0 | 0 | 0.12506 | 325.1013 | 0.063099 | 0 | 0 | 0.1262 | 325.3639 | 0.063669 | 0 | 0 | 0.12734 | 325.714 | 0.064428 | 0 | 0 | 0.12886 | 325.9766 | 0.064998 | 0 | 0 | 0.13 | 326.1517 | 0.065377 | 0 | 0 | 0.13075 | 326.4143 | 0.065947 | 0 | 0 | 0.13189 | 326.5893 | 0.066327 | 0 | 0 | 0.13265 | 326.8519 | 0.066896 | 0 | 0 | 0.13379 | 327.1145 | 0.067466 | 0 | 0 | 0.13493 | 327.2896 | 0.067845 | 0 | 0 | 0.13569 | 327.5522 | 0.068415 | 0 | 0 | 0.13683 | 327.8148 | 0.068985 | 0 | 0 | 0.13797 | 327.9023 | 0.069174 | 0 | 0 | 0.13835 | 328.1649 | 0.069744 | 0 | 0 | 0.13949 | 328.4275 | 0.070314 | 0 | 0 | 0.14063 | 328.6026 | 0.070693 | 0 | 0 | 0.14139 | 328.8652 | 0.071263 | 0 | 0 | 0.14253 | 329.0403 | 0.071643 | 0 | 0 | 0.14329 | 329.2154 | 0.072022 | 0 | 0 | 0.14404
2017-02-23 19:00 | 293.8447 | 0.87583 |  | 308.556 | 0.027212 | 0 | 0 | 0.054425 | 317.2267 | 0.046019 | 0 | 0 | 0.092038 | 324.321 | 0.061407 | 0 | 0 | 0.12281 | 324.5837 | 0.061976 | 0 | 0 | 0.12395 | 324.7589 | 0.062356 | 0 | 0 | 0.12471 | 325.0217 | 0.062926 | 0 | 0 | 0.12585 | 325.2844 | 0.063496 | 0 | 0 | 0.12699 | 325.5472 | 0.064066 | 0 | 0 | 0.12813 | 325.8975 | 0.064826 | 0 | 0 | 0.12965 | 326.1602 | 0.065396 | 0 | 0 | 0.13079 | 326.3354 | 0.065776 | 0 | 0 | 0.13155 | 326.5982 | 0.066346 | 0 | 0 | 0.13269 | 326.7733 | 0.066726 | 0 | 0 | 0.13345 | 327.0361 | 0.067296 | 0 | 0 | 0.13459 | 327.2988 | 0.067865 | 0 | 0 | 0.13573 | 327.474 | 0.068245 | 0 | 0 | 0.13649 | 327.7367 | 0.068815 | 0 | 0 | 0.13763 | 327.9995 | 0.069385 | 0 | 0 | 0.13877 | 328.0871 | 0.069575 | 0 | 0 | 0.13915 | 328.3498 | 0.070145 | 0 | 0 | 0.14029 | 328.6126 | 0.070715 | 0 | 0 | 0.14143 | 328.7877 | 0.071095 | 0 | 0 | 0.14219 | 329.0505 | 0.071665 | 0 | 0 | 0.14333 | 329.2257 | 0.072045 | 0 | 0 | 0.14409 | 329.4008 | 0.072425 | 0 | 0 | 0.14485
2017-02-23 20:00 | 294.2884 | 0.87716 |  | 309.0219 | 0.028223 | 0 | 0 | 0.056446 | 317.7057 | 0.047058 | 0 | 0 | 0.094116 | 324.8107 | 0.062469 | 0 | 0 | 0.12494 | 325.0738 | 0.063039 | 0 | 0 | 0.12608 | 325.2493 | 0.06342 | 0 | 0 | 0.12684 | 325.5124 | 0.063991 | 0 | 0 | 0.12798 | 325.7756 | 0.064562 | 0 | 0 | 0.12912 | 326.0387 | 0.065132 | 0 | 0 | 0.13026 | 326.3896 | 0.065893 | 0 | 0 | 0.13179 | 326.6527 | 0.066464 | 0 | 0 | 0.13293 | 326.8282 | 0.066845 | 0 | 0 | 0.13369 | 327.0913 | 0.067415 | 0 | 0 | 0.13483 | 327.2667 | 0.067796 | 0 | 0 | 0.13559 | 327.5299 | 0.068367 | 0 | 0 | 0.13673 | 327.793 | 0.068937 | 0 | 0 | 0.13787 | 327.9685 | 0.069318 | 0 | 0 | 0.13864 | 328.2316 | 0.069889 | 0 | 0 | 0.13978 | 328.4948 | 0.070459 | 0 | 0 | 0.14092 | 328.5825 | 0.07065 | 0 | 0 | 0.1413 | 328.8456 | 0.07122 | 0 | 0 | 0.14244 | 329.1088 | 0.071791 | 0 | 0 | 0.14358 | 329.2842 | 0.072172 | 0 | 0 | 0.14434 | 329.5473 | 0.072742 | 0 | 0 | 0.14548 | 329.7228 | 0.073123 | 0 | 0 | 0.14625 | 329.8982 | 0.073504 | 0 | 0 | 0.14701
2017-02-23 21:00 | 300.9159 | 0.89691 |  | 315.9812 | 0.043318 | 0 | 0 | 0.086635 | 324.8606 | 0.062577 | 0 | 0 | 0.12515 | 332.1256 | 0.078335 | 0 | 0 | 0.15667 | 332.3946 | 0.078918 | 0 | 0 | 0.15784 | 332.574 | 0.079307 | 0 | 0 | 0.15861 | 332.8431 | 0.079891 | 0 | 0 | 0.15978 | 333.1122 | 0.080475 | 0 | 0 | 0.16095 | 333.3812 | 0.081058 | 0 | 0 | 0.16212 | 333.74 | 0.081836 | 0 | 0 | 0.16367 | 334.0091 | 0.08242 | 0 | 0 | 0.16484 | 334.1885 | 0.082809 | 0 | 0 | 0.16562 | 334.4575 | 0.083393 | 0 | 0 | 0.16679 | 334.6369 | 0.083782 | 0 | 0 | 0.16756 | 334.906 | 0.084365 | 0 | 0 | 0.16873 | 335.1751 | 0.084949 | 0 | 0 | 0.1699 | 335.3544 | 0.085338 | 0 | 0 | 0.17068 | 335.6235 | 0.085922 | 0 | 0 | 0.17184 | 335.8926 | 0.086505 | 0 | 0 | 0.17301 | 335.9823 | 0.0867 | 0 | 0 | 0.1734 | 336.2514 | 0.087284 | 0 | 0 | 0.17457 | 336.5204 | 0.087867 | 0 | 0 | 0.17573 | 336.6998 | 0.088256 | 0 | 0 | 0.17651 | 336.9689 | 0.08884 | 0 | 0 | 0.17768 | 337.1483 | 0.089229 | 0 | 0 | 0.17846 | 337.3277 | 0.089618 | 0 | 0 | 0.17924
2017-02-23 22:00 | 300.9064 | 0.89688 |  | 315.9712 | 0.043296 | 0 | 0 | 0.086592 | 324.8503 | 0.062555 | 0 | 0 | 0.12511 | 332.115 | 0.078312 | 0 | 0 | 0.15662 | 332.3841 | 0.078895 | 0 | 0 | 0.15779 | 332.5635 | 0.079284 | 0 | 0 | 0.15857 | 332.8325 | 0.079868 | 0 | 0 | 0.15974 | 333.1016 | 0.080452 | 0 | 0 | 0.1609 | 333.3706 | 0.081035 | 0 | 0 | 0.16207 | 333.7294 | 0.081813 | 0 | 0 | 0.16363 | 333.9985 | 0.082397 | 0 | 0 | 0.16479 | 334.1778 | 0.082786 | 0 | 0 | 0.16557 | 334.4469 | 0.08337 | 0 | 0 | 0.16674 | 334.6263 | 0.083759 | 0 | 0 | 0.16752 | 334.8953 | 0.084342 | 0 | 0 | 0.16868 | 335.1644 | 0.084926 | 0 | 0 | 0.16985 | 335.3438 | 0.085315 | 0 | 0 | 0.17063 | 335.6129 | 0.085899 | 0 | 0 | 0.1718 | 335.8819 | 0.086482 | 0 | 0 | 0.17296 | 335.9716 | 0.086677 | 0 | 0 | 0.17335 | 336.2407 | 0.08726 | 0 | 0 | 0.17452 | 336.5097 | 0.087844 | 0 | 0 | 0.17569 | 336.6891 | 0.088233 | 0 | 0 | 0.17647 | 336.9582 | 0.088817 | 0 | 0 | 0.17763 | 337.1375 | 0.089206 | 0 | 0 | 0.17841 | 337.3169 | 0.089595 | 0 | 0 | 0.17919
2017-02-23 23:00 | 309.7472 | 0.92323 |  | 325.2546 | 0.063431 | 0 | 0 | 0.12686 | 334.3946 | 0.083256 | 0 | 0 | 0.16651 | 341.8727 | 0.099476 | 0 | 0 | 0.19895 | 342.1497 | 0.10008 | 0 | 0 | 0.20015 | 342.3344 | 0.10048 | 0 | 0 | 0.20096 | 342.6113 | 0.10108 | 0 | 0 | 0.20216 | 342.8883 | 0.10168 | 0 | 0 | 0.20336 | 343.1653 | 0.10228 | 0 | 0 | 0.20456 | 343.5346 | 0.10308 | 0 | 0 | 0.20616 | 343.8115 | 0.10368 | 0 | 0 | 0.20736 | 343.9962 | 0.10408 | 0 | 0 | 0.20816 | 344.2732 | 0.10468 | 0 | 0 | 0.20937 | 344.4578 | 0.10508 | 0 | 0 | 0.21017 | 344.7348 | 0.10568 | 0 | 0 | 0.21137 | 345.0117 | 0.10628 | 0 | 0 | 0.21257 | 345.1964 | 0.10669 | 0 | 0 | 0.21337 | 345.4734 | 0.10729 | 0 | 0 | 0.21457 | 345.7503 | 0.10789 | 0 | 0 | 0.21577 | 345.8426 | 0.10809 | 0 | 0 | 0.21617 | 346.1196 | 0.10869 | 0 | 0 | 0.21738 | 346.3966 | 0.10929 | 0 | 0 | 0.21858 | 346.5812 | 0.10969 | 0 | 0 | 0.21938 | 346.8582 | 0.11029 | 0 | 0 | 0.22058 | 347.0428 | 0.11069 | 0 | 0 | 0.22138 | 347.2275 | 0.11109 | 0 | 0 | 0.22218
2017-02-24 | 309.6237 | 0.92286 |  | 325.1249 | 0.06315 | 0 | 0 | 0.1263 | 334.2613 | 0.082967 | 0 | 0 | 0.16593 | 341.7365 | 0.099181 | 0 | 0 | 0.19836 | 342.0133 | 0.099781 | 0 | 0 | 0.19956 | 342.1979 | 0.10018 | 0 | 0 | 0.20036 | 342.4747 | 0.10078 | 0 | 0 | 0.20156 | 342.7516 | 0.10138 | 0 | 0 | 0.20277 | 343.0285 | 0.10198 | 0 | 0 | 0.20397 | 343.3976 | 0.10278 | 0 | 0 | 0.20557 | 343.6745 | 0.10338 | 0 | 0 | 0.20677 | 343.859 | 0.10378 | 0 | 0 | 0.20757 | 344.1359 | 0.10439 | 0 | 0 | 0.20877 | 344.3205 | 0.10479 | 0 | 0 | 0.20957 | 344.5973 | 0.10539 | 0 | 0 | 0.21077 | 344.8742 | 0.10599 | 0 | 0 | 0.21197 | 345.0588 | 0.10639 | 0 | 0 | 0.21277 | 345.3356 | 0.10699 | 0 | 0 | 0.21397 | 345.6125 | 0.10759 | 0 | 0 | 0.21518 | 345.7048 | 0.10779 | 0 | 0 | 0.21558 | 345.9816 | 0.10839 | 0 | 0 | 0.21678 | 346.2585 | 0.10899 | 0 | 0 | 0.21798 | 346.4431 | 0.10939 | 0 | 0 | 0.21878 | 346.7199 | 0.10999 | 0 | 0 | 0.21998 | 346.9045 | 0.11039 | 0 | 0 | 0.22078 | 347.0891 | 0.11079 | 0 | 0 | 0.22158
2017-02-24 01:00 | 310.438 | 0.92529 |  | 325.98 | 0.065005 | 0 | 0 | 0.13001 | 335.1404 | 0.084874 | 0 | 0 | 0.16975 | 342.6352 | 0.10113 | 0 | 0 | 0.20226 | 342.9128 | 0.10173 | 0 | 0 | 0.20346 | 343.0979 | 0.10213 | 0 | 0 | 0.20427 | 343.3755 | 0.10274 | 0 | 0 | 0.20547 | 343.6531 | 0.10334 | 0 | 0 | 0.20668 | 343.9306 | 0.10394 | 0 | 0 | 0.20788 | 344.3008 | 0.10474 | 0 | 0 | 0.20949 | 344.5784 | 0.10534 | 0 | 0 | 0.21069 | 344.7634 | 0.10575 | 0 | 0 | 0.21149 | 345.041 | 0.10635 | 0 | 0 | 0.2127 | 345.2261 | 0.10675 | 0 | 0 | 0.2135 | 345.5036 | 0.10735 | 0 | 0 | 0.2147 | 345.7812 | 0.10795 | 0 | 0 | 0.21591 | 345.9663 | 0.10836 | 0 | 0 | 0.21671 | 346.2439 | 0.10896 | 0 | 0 | 0.21791 | 346.5215 | 0.10956 | 0 | 0 | 0.21912 | 346.614 | 0.10976 | 0 | 0 | 0.21952 | 346.8916 | 0.11036 | 0 | 0 | 0.22072 | 347.1692 | 0.11096 | 0 | 0 | 0.22193 | 347.3542 | 0.11137 | 0 | 0 | 0.22273 | 347.6318 | 0.11197 | 0 | 0 | 0.22394 | 347.8169 | 0.11237 | 0 | 0 | 0.22474 | 348.0019 | 0.11277 | 0 | 0 | 0.22554
2017-02-24 02:00 | 307.0345 | 0.91515 |  | 322.4061 | 0.057253 | 0 | 0 | 0.11451 | 331.4661 | 0.076904 | 0 | 0 | 0.15381 | 338.8788 | 0.092982 | 0 | 0 | 0.18596 | 339.1533 | 0.093578 | 0 | 0 | 0.18716 | 339.3363 | 0.093975 | 0 | 0 | 0.18795 | 339.6109 | 0.09457 | 0 | 0 | 0.18914 | 339.8854 | 0.095166 | 0 | 0 | 0.19033 | 340.16 | 0.095761 | 0 | 0 | 0.19152 | 340.526 | 0.096555 | 0 | 0 | 0.19311 | 340.8006 | 0.097151 | 0 | 0 | 0.1943 | 340.9836 | 0.097548 | 0 | 0 | 0.1951 | 341.2582 | 0.098143 | 0 | 0 | 0.19629 | 341.4412 | 0.09854 | 0 | 0 | 0.19708 | 341.7157 | 0.099136 | 0 | 0 | 0.19827 | 341.9903 | 0.099731 | 0 | 0 | 0.19946 | 342.1733 | 0.10013 | 0 | 0 | 0.20026 | 342.4478 | 0.10072 | 0 | 0 | 0.20145 | 342.7224 | 0.10132 | 0 | 0 | 0.20264 | 342.8139 | 0.10152 | 0 | 0 | 0.20304 | 343.0885 | 0.10211 | 0 | 0 | 0.20423 | 343.363 | 0.10271 | 0 | 0 | 0.20542 | 343.546 | 0.10311 | 0 | 0 | 0.20621 | 343.8206 | 0.1037 | 0 | 0 | 0.2074 | 344.0036 | 0.1041 | 0 | 0 | 0.2082 | 344.1866 | 0.1045 | 0 | 0 | 0.20899
2017-02-24 03:00 | 307.6949 | 0.91711 |  | 323.0995 | 0.058757 | 0 | 0 | 0.11751 | 332.179 | 0.078451 | 0 | 0 | 0.1569 | 339.6076 | 0.094563 | 0 | 0 | 0.18913 | 339.8827 | 0.09516 | 0 | 0 | 0.19032 | 340.0662 | 0.095558 | 0 | 0 | 0.19112 | 340.3413 | 0.096155 | 0 | 0 | 0.19231 | 340.6164 | 0.096751 | 0 | 0 | 0.1935 | 340.8916 | 0.097348 | 0 | 0 | 0.1947 | 341.2584 | 0.098144 | 0 | 0 | 0.19629 | 341.5335 | 0.098741 | 0 | 0 | 0.19748 | 341.717 | 0.099138 | 0 | 0 | 0.19828 | 341.9921 | 0.099735 | 0 | 0 | 0.19947 | 342.1755 | 0.10013 | 0 | 0 | 0.20027 | 342.4507 | 0.10073 | 0 | 0 | 0.20146 | 342.7258 | 0.10133 | 0 | 0 | 0.20265 | 342.9092 | 0.10172 | 0 | 0 | 0.20345 | 343.1844 | 0.10232 | 0 | 0 | 0.20464 | 343.4595 | 0.10292 | 0 | 0 | 0.20584 | 343.5512 | 0.10312 | 0 | 0 | 0.20623 | 343.8263 | 0.10371 | 0 | 0 | 0.20743 | 344.1015 | 0.10431 | 0 | 0 | 0.20862 | 344.2849 | 0.10471 | 0 | 0 | 0.20942 | 344.56 | 0.1053 | 0 | 0 | 0.21061 | 344.7434 | 0.1057 | 0 | 0 | 0.21141 | 344.9269 | 0.1061 | 0 | 0 | 0.2122
2017-02-24 04:00 | 308.8661 | 0.92061 |  | 324.3294 | 0.061425 | 0 | 0 | 0.12285 | 333.4434 | 0.081193 | 0 | 0 | 0.16239 | 340.9003 | 0.097367 | 0 | 0 | 0.19473 | 341.1765 | 0.097966 | 0 | 0 | 0.19593 | 341.3606 | 0.098365 | 0 | 0 | 0.19673 | 341.6368 | 0.098964 | 0 | 0 | 0.19793 | 341.9129 | 0.099563 | 0 | 0 | 0.19913 | 342.1891 | 0.10016 | 0 | 0 | 0.20033 | 342.5574 | 0.10096 | 0 | 0 | 0.20192 | 342.8336 | 0.10156 | 0 | 0 | 0.20312 | 343.0177 | 0.10196 | 0 | 0 | 0.20392 | 343.2939 | 0.10256 | 0 | 0 | 0.20512 | 343.478 | 0.10296 | 0 | 0 | 0.20592 | 343.7542 | 0.10356 | 0 | 0 | 0.20711 | 344.0303 | 0.10416 | 0 | 0 | 0.20831 | 344.2145 | 0.10456 | 0 | 0 | 0.20911 | 344.4906 | 0.10515 | 0 | 0 | 0.21031 | 344.7668 | 0.10575 | 0 | 0 | 0.21151 | 344.8589 | 0.10595 | 0 | 0 | 0.21191 | 345.1351 | 0.10655 | 0 | 0 | 0.2131 | 345.4112 | 0.10715 | 0 | 0 | 0.2143 | 345.5954 | 0.10755 | 0 | 0 | 0.2151 | 345.8715 | 0.10815 | 0 | 0 | 0.2163 | 346.0557 | 0.10855 | 0 | 0 | 0.2171 | 346.2398 | 0.10895 | 0 | 0 | 0.2179
2017-02-24 05:00 | 303.255 | 0.90388 |  | 318.4374 | 0.048645 | 0 | 0 | 0.09729 | 327.3858 | 0.068054 | 0 | 0 | 0.13611 | 334.7072 | 0.083934 | 0 | 0 | 0.16787 | 334.9784 | 0.084522 | 0 | 0 | 0.16904 | 335.1592 | 0.084915 | 0 | 0 | 0.16983 | 335.4304 | 0.085503 | 0 | 0 | 0.17101 | 335.7015 | 0.086091 | 0 | 0 | 0.17218 | 335.9727 | 0.086679 | 0 | 0 | 0.17336 | 336.3342 | 0.087463 | 0 | 0 | 0.17493 | 336.6054 | 0.088051 | 0 | 0 | 0.1761 | 336.7862 | 0.088444 | 0 | 0 | 0.17689 | 337.0573 | 0.089032 | 0 | 0 | 0.17806 | 337.2381 | 0.089424 | 0 | 0 | 0.17885 | 337.5093 | 0.090012 | 0 | 0 | 0.18002 | 337.7804 | 0.0906 | 0 | 0 | 0.1812 | 337.9612 | 0.090992 | 0 | 0 | 0.18198 | 338.2324 | 0.09158 | 0 | 0 | 0.18316 | 338.5035 | 0.092169 | 0 | 0 | 0.18434 | 338.5939 | 0.092365 | 0 | 0 | 0.18473 | 338.8651 | 0.092953 | 0 | 0 | 0.18591 | 339.1363 | 0.093541 | 0 | 0 | 0.18708 | 339.317 | 0.093933 | 0 | 0 | 0.18787 | 339.5882 | 0.094521 | 0 | 0 | 0.18904 | 339.769 | 0.094913 | 0 | 0 | 0.18983 | 339.9498 | 0.095305 | 0 | 0 | 0.19061
2017-02-24 06:00 | 303.6882 | 0.90517 |  | 318.8923 | 0.049632 | 0 | 0 | 0.099263 | 327.8535 | 0.069069 | 0 | 0 | 0.13814 | 335.1854 | 0.084971 | 0 | 0 | 0.16994 | 335.457 | 0.08556 | 0 | 0 | 0.17112 | 335.638 | 0.085953 | 0 | 0 | 0.17191 | 335.9096 | 0.086542 | 0 | 0 | 0.17308 | 336.1811 | 0.087131 | 0 | 0 | 0.17426 | 336.4527 | 0.08772 | 0 | 0 | 0.17544 | 336.8147 | 0.088505 | 0 | 0 | 0.17701 | 337.0863 | 0.089094 | 0 | 0 | 0.17819 | 337.2673 | 0.089487 | 0 | 0 | 0.17897 | 337.5389 | 0.090076 | 0 | 0 | 0.18015 | 337.7199 | 0.090469 | 0 | 0 | 0.18094 | 337.9915 | 0.091058 | 0 | 0 | 0.18212 | 338.263 | 0.091647 | 0 | 0 | 0.18329 | 338.444 | 0.092039 | 0 | 0 | 0.18408 | 338.7156 | 0.092628 | 0 | 0 | 0.18526 | 338.9871 | 0.093217 | 0 | 0 | 0.18643 | 339.0777 | 0.093414 | 0 | 0 | 0.18683 | 339.3492 | 0.094003 | 0 | 0 | 0.18801 | 339.6208 | 0.094592 | 0 | 0 | 0.18918 | 339.8018 | 0.094984 | 0 | 0 | 0.18997 | 340.0733 | 0.095573 | 0 | 0 | 0.19115 | 340.2544 | 0.095966 | 0 | 0 | 0.19193 | 340.4354 | 0.096359 | 0 | 0 | 0.19272
2017-02-24 07:00 | 307.914 | 0.91777 |  | 323.3296 | 0.059256 | 0 | 0 | 0.11851 | 332.4155 | 0.078964 | 0 | 0 | 0.15793 | 339.8494 | 0.095088 | 0 | 0 | 0.19018 | 340.1248 | 0.095685 | 0 | 0 | 0.19137 | 340.3083 | 0.096083 | 0 | 0 | 0.19217 | 340.5836 | 0.09668 | 0 | 0 | 0.19336 | 340.859 | 0.097277 | 0 | 0 | 0.19455 | 341.1343 | 0.097875 | 0 | 0 | 0.19575 | 341.5014 | 0.098671 | 0 | 0 | 0.19734 | 341.7767 | 0.099268 | 0 | 0 | 0.19854 | 341.9603 | 0.099666 | 0 | 0 | 0.19933 | 342.2356 | 0.10026 | 0 | 0 | 0.20053 | 342.4192 | 0.10066 | 0 | 0 | 0.20132 | 342.6945 | 0.10126 | 0 | 0 | 0.20252 | 342.9698 | 0.10186 | 0 | 0 | 0.20371 | 343.1534 | 0.10225 | 0 | 0 | 0.20451 | 343.4287 | 0.10285 | 0 | 0 | 0.2057 | 343.7041 | 0.10345 | 0 | 0 | 0.2069 | 343.7958 | 0.10365 | 0 | 0 | 0.20729 | 344.0712 | 0.10424 | 0 | 0 | 0.20849 | 344.3465 | 0.10484 | 0 | 0 | 0.20968 | 344.53 | 0.10524 | 0 | 0 | 0.21048 | 344.8054 | 0.10584 | 0 | 0 | 0.21167 | 344.9889 | 0.10624 | 0 | 0 | 0.21247 | 345.1725 | 0.10663 | 0 | 0 | 0.21327
2017-02-24 08:00 | 300.3296 | 0.89516 |  | 315.3655 | 0.041982 | 0 | 0 | 0.083964 | 324.2276 | 0.061204 | 0 | 0 | 0.12241 | 331.4784 | 0.076931 | 0 | 0 | 0.15386 | 331.747 | 0.077513 | 0 | 0 | 0.15503 | 331.926 | 0.077902 | 0 | 0 | 0.1558 | 332.1945 | 0.078484 | 0 | 0 | 0.15697 | 332.4631 | 0.079067 | 0 | 0 | 0.15813 | 332.7316 | 0.079649 | 0 | 0 | 0.1593 | 333.0897 | 0.080426 | 0 | 0 | 0.16085 | 333.3583 | 0.081008 | 0 | 0 | 0.16202 | 333.5373 | 0.081397 | 0 | 0 | 0.16279 | 333.8058 | 0.081979 | 0 | 0 | 0.16396 | 333.9849 | 0.082367 | 0 | 0 | 0.16473 | 334.2534 | 0.08295 | 0 | 0 | 0.1659 | 334.522 | 0.083532 | 0 | 0 | 0.16706 | 334.701 | 0.083921 | 0 | 0 | 0.16784 | 334.9695 | 0.084503 | 0 | 0 | 0.16901 | 335.2381 | 0.085086 | 0 | 0 | 0.17017 | 335.3276 | 0.08528 | 0 | 0 | 0.17056 | 335.5962 | 0.085862 | 0 | 0 | 0.17172 | 335.8647 | 0.086445 | 0 | 0 | 0.17289 | 336.0437 | 0.086833 | 0 | 0 | 0.17367 | 336.3123 | 0.087416 | 0 | 0 | 0.17483 | 336.4913 | 0.087804 | 0 | 0 | 0.17561 | 336.6704 | 0.088192 | 0 | 0 | 0.17638
2017-02-24 09:00 | 306.7711 | 0.91436 |  | 322.1295 | 0.056653 | 0 | 0 | 0.11331 | 331.1817 | 0.076287 | 0 | 0 | 0.15257 | 338.588 | 0.092352 | 0 | 0 | 0.1847 | 338.8623 | 0.092947 | 0 | 0 | 0.18589 | 339.0452 | 0.093343 | 0 | 0 | 0.18669 | 339.3195 | 0.093938 | 0 | 0 | 0.18788 | 339.5938 | 0.094533 | 0 | 0 | 0.18907 | 339.8681 | 0.095128 | 0 | 0 | 0.19026 | 340.2339 | 0.095922 | 0 | 0 | 0.19184 | 340.5082 | 0.096517 | 0 | 0 | 0.19303 | 340.691 | 0.096913 | 0 | 0 | 0.19383 | 340.9654 | 0.097508 | 0 | 0 | 0.19502 | 341.1482 | 0.097905 | 0 | 0 | 0.19581 | 341.4225 | 0.0985 | 0 | 0 | 0.197 | 341.6968 | 0.099095 | 0 | 0 | 0.19819 | 341.8797 | 0.099491 | 0 | 0 | 0.19898 | 342.154 | 0.10009 | 0 | 0 | 0.20017 | 342.4283 | 0.10068 | 0 | 0 | 0.20136 | 342.5198 | 0.10088 | 0 | 0 | 0.20176 | 342.7941 | 0.10147 | 0 | 0 | 0.20295 | 343.0684 | 0.10207 | 0 | 0 | 0.20414 | 343.2513 | 0.10247 | 0 | 0 | 0.20493 | 343.5256 | 0.10306 | 0 | 0 | 0.20612 | 343.7084 | 0.10346 | 0 | 0 | 0.20692 | 343.8913 | 0.10385 | 0 | 0 | 0.20771
2017-02-24 10:00 | 300.6763 | 0.8962 |  | 315.7296 | 0.042772 | 0 | 0 | 0.085543 | 324.6019 | 0.062016 | 0 | 0 | 0.12403 | 331.8611 | 0.077761 | 0 | 0 | 0.15552 | 332.1299 | 0.078344 | 0 | 0 | 0.15669 | 332.3092 | 0.078733 | 0 | 0 | 0.15747 | 332.578 | 0.079316 | 0 | 0 | 0.15863 | 332.8469 | 0.079899 | 0 | 0 | 0.1598 | 333.1157 | 0.080482 | 0 | 0 | 0.16096 | 333.4742 | 0.08126 | 0 | 0 | 0.16252 | 333.7431 | 0.081843 | 0 | 0 | 0.16369 | 333.9223 | 0.082232 | 0 | 0 | 0.16446 | 334.1912 | 0.082815 | 0 | 0 | 0.16563 | 334.3704 | 0.083204 | 0 | 0 | 0.16641 | 334.6393 | 0.083787 | 0 | 0 | 0.16757 | 334.9081 | 0.08437 | 0 | 0 | 0.16874 | 335.0874 | 0.084759 | 0 | 0 | 0.16952 | 335.3562 | 0.085342 | 0 | 0 | 0.17068 | 335.6251 | 0.085925 | 0 | 0 | 0.17185 | 335.7147 | 0.08612 | 0 | 0 | 0.17224 | 335.9836 | 0.086703 | 0 | 0 | 0.17341 | 336.2524 | 0.087286 | 0 | 0 | 0.17457 | 336.4317 | 0.087675 | 0 | 0 | 0.17535 | 336.7005 | 0.088258 | 0 | 0 | 0.17652 | 336.8798 | 0.088647 | 0 | 0 | 0.17729 | 337.059 | 0.089035 | 0 | 0 | 0.17807
2017-02-24 11:00 | 300.2206 | 0.89484 |  | 315.2511 | 0.041734 | 0 | 0 | 0.083468 | 324.11 | 0.060949 | 0 | 0 | 0.1219 | 331.3581 | 0.07667 | 0 | 0 | 0.15334 | 331.6266 | 0.077252 | 0 | 0 | 0.1545 | 331.8056 | 0.077641 | 0 | 0 | 0.15528 | 332.074 | 0.078223 | 0 | 0 | 0.15645 | 332.3425 | 0.078805 | 0 | 0 | 0.15761 | 332.6109 | 0.079387 | 0 | 0 | 0.15877 | 332.9688 | 0.080164 | 0 | 0 | 0.16033 | 333.2373 | 0.080746 | 0 | 0 | 0.16149 | 333.4163 | 0.081134 | 0 | 0 | 0.16227 | 333.6847 | 0.081716 | 0 | 0 | 0.16343 | 333.8637 | 0.082105 | 0 | 0 | 0.16421 | 334.1321 | 0.082687 | 0 | 0 | 0.16537 | 334.4006 | 0.083269 | 0 | 0 | 0.16654 | 334.5795 | 0.083657 | 0 | 0 | 0.16731 | 334.848 | 0.08424 | 0 | 0 | 0.16848 | 335.1164 | 0.084822 | 0 | 0 | 0.16964 | 335.2059 | 0.085016 | 0 | 0 | 0.17003 | 335.4744 | 0.085598 | 0 | 0 | 0.1712 | 335.7428 | 0.086181 | 0 | 0 | 0.17236 | 335.9218 | 0.086569 | 0 | 0 | 0.17314 | 336.1903 | 0.087151 | 0 | 0 | 0.1743 | 336.3692 | 0.087539 | 0 | 0 | 0.17508 | 336.5482 | 0.087927 | 0 | 0 | 0.17585
2017-02-24 12:00 | 307.1067 | 0.91536 |  | 322.4819 | 0.057418 | 0 | 0 | 0.11484 | 331.544 | 0.077073 | 0 | 0 | 0.15415 | 338.9584 | 0.093155 | 0 | 0 | 0.18631 | 339.233 | 0.093751 | 0 | 0 | 0.1875 | 339.4161 | 0.094148 | 0 | 0 | 0.1883 | 339.6907 | 0.094743 | 0 | 0 | 0.18949 | 339.9653 | 0.095339 | 0 | 0 | 0.19068 | 340.2399 | 0.095935 | 0 | 0 | 0.19187 | 340.606 | 0.096729 | 0 | 0 | 0.19346 | 340.8807 | 0.097324 | 0 | 0 | 0.19465 | 341.0637 | 0.097722 | 0 | 0 | 0.19544 | 341.3383 | 0.098317 | 0 | 0 | 0.19663 | 341.5214 | 0.098714 | 0 | 0 | 0.19743 | 341.796 | 0.09931 | 0 | 0 | 0.19862 | 342.0706 | 0.099905 | 0 | 0 | 0.19981 | 342.2537 | 0.1003 | 0 | 0 | 0.20061 | 342.5283 | 0.1009 | 0 | 0 | 0.2018 | 342.8029 | 0.10149 | 0 | 0 | 0.20299 | 342.8944 | 0.10169 | 0 | 0 | 0.20338 | 343.1691 | 0.10229 | 0 | 0 | 0.20458 | 343.4437 | 0.10288 | 0 | 0 | 0.20577 | 343.6267 | 0.10328 | 0 | 0 | 0.20656 | 343.9013 | 0.10388 | 0 | 0 | 0.20775 | 344.0844 | 0.10427 | 0 | 0 | 0.20855 | 344.2675 | 0.10467 | 0 | 0 | 0.20934
2017-02-24 13:00 | 302.7114 | 0.90226 |  | 317.8666 | 0.047407 | 0 | 0 | 0.094814 | 326.7989 | 0.066781 | 0 | 0 | 0.13356 | 334.1072 | 0.082633 | 0 | 0 | 0.16527 | 334.3779 | 0.08322 | 0 | 0 | 0.16644 | 334.5584 | 0.083611 | 0 | 0 | 0.16722 | 334.8291 | 0.084199 | 0 | 0 | 0.1684 | 335.0997 | 0.084786 | 0 | 0 | 0.16957 | 335.3704 | 0.085373 | 0 | 0 | 0.17075 | 335.7313 | 0.086156 | 0 | 0 | 0.17231 | 336.002 | 0.086743 | 0 | 0 | 0.17349 | 336.1824 | 0.087134 | 0 | 0 | 0.17427 | 336.4531 | 0.087721 | 0 | 0 | 0.17544 | 336.6336 | 0.088113 | 0 | 0 | 0.17623 | 336.9043 | 0.0887 | 0 | 0 | 0.1774 | 337.1749 | 0.089287 | 0 | 0 | 0.17857 | 337.3554 | 0.089678 | 0 | 0 | 0.17936 | 337.6261 | 0.090265 | 0 | 0 | 0.18053 | 337.8967 | 0.090852 | 0 | 0 | 0.1817 | 337.987 | 0.091048 | 0 | 0 | 0.1821 | 338.2576 | 0.091635 | 0 | 0 | 0.18327 | 338.5283 | 0.092222 | 0 | 0 | 0.18444 | 338.7088 | 0.092614 | 0 | 0 | 0.18523 | 338.9795 | 0.093201 | 0 | 0 | 0.1864 | 339.1599 | 0.093592 | 0 | 0 | 0.18718 | 339.3404 | 0.093984 | 0 | 0 | 0.18797
2017-02-24 14:00 | 306.1938 | 0.91264 |  | 321.5233 | 0.055338 | 0 | 0 | 0.11068 | 330.5584 | 0.074936 | 0 | 0 | 0.14987 | 337.9508 | 0.09097 | 0 | 0 | 0.18194 | 338.2246 | 0.091563 | 0 | 0 | 0.18313 | 338.4071 | 0.091959 | 0 | 0 | 0.18392 | 338.6809 | 0.092553 | 0 | 0 | 0.18511 | 338.9547 | 0.093147 | 0 | 0 | 0.18629 | 339.2285 | 0.093741 | 0 | 0 | 0.18748 | 339.5936 | 0.094533 | 0 | 0 | 0.18907 | 339.8674 | 0.095127 | 0 | 0 | 0.19025 | 340.0499 | 0.095523 | 0 | 0 | 0.19105 | 340.3237 | 0.096116 | 0 | 0 | 0.19223 | 340.5062 | 0.096512 | 0 | 0 | 0.19302 | 340.78 | 0.097106 | 0 | 0 | 0.19421 | 341.0538 | 0.0977 | 0 | 0 | 0.1954 | 341.2363 | 0.098096 | 0 | 0 | 0.19619 | 341.5101 | 0.09869 | 0 | 0 | 0.19738 | 341.7839 | 0.099284 | 0 | 0 | 0.19857 | 341.8752 | 0.099482 | 0 | 0 | 0.19896 | 342.149 | 0.10008 | 0 | 0 | 0.20015 | 342.4228 | 0.10067 | 0 | 0 | 0.20134 | 342.6053 | 0.10107 | 0 | 0 | 0.20213 | 342.8791 | 0.10166 | 0 | 0 | 0.20332 | 343.0616 | 0.10205 | 0 | 0 | 0.20411 | 343.2441 | 0.10245 | 0 | 0 | 0.2049
2017-02-24 15:00 | 304.6613 | 0.90807 |  | 319.9141 | 0.051848 | 0 | 0 | 0.1037 | 328.904 | 0.071347 | 0 | 0 | 0.14269 | 336.2594 | 0.087301 | 0 | 0 | 0.1746 | 336.5318 | 0.087892 | 0 | 0 | 0.17578 | 336.7134 | 0.088286 | 0 | 0 | 0.17657 | 336.9859 | 0.088877 | 0 | 0 | 0.17775 | 337.2583 | 0.089468 | 0 | 0 | 0.17894 | 337.5307 | 0.090058 | 0 | 0 | 0.18012 | 337.8939 | 0.090846 | 0 | 0 | 0.18169 | 338.1664 | 0.091437 | 0 | 0 | 0.18287 | 338.348 | 0.091831 | 0 | 0 | 0.18366 | 338.6204 | 0.092422 | 0 | 0 | 0.18484 | 338.802 | 0.092816 | 0 | 0 | 0.18563 | 339.0744 | 0.093407 | 0 | 0 | 0.18681 | 339.3469 | 0.093998 | 0 | 0 | 0.188 | 339.5285 | 0.094392 | 0 | 0 | 0.18878 | 339.8009 | 0.094982 | 0 | 0 | 0.18996 | 340.0733 | 0.095573 | 0 | 0 | 0.19115 | 340.1641 | 0.09577 | 0 | 0 | 0.19154 | 340.4365 | 0.096361 | 0 | 0 | 0.19272 | 340.709 | 0.096952 | 0 | 0 | 0.1939 | 340.8906 | 0.097346 | 0 | 0 | 0.19469 | 341.163 | 0.097937 | 0 | 0 | 0.19587 | 341.3446 | 0.098331 | 0 | 0 | 0.19666 | 341.5262 | 0.098725 | 0 | 0 | 0.19745
2017-02-24 16:00 | 300.133 | 0.89458 |  | 315.1591 | 0.041534 | 0 | 0 | 0.083069 | 324.0154 | 0.060744 | 0 | 0 | 0.12149 | 331.2615 | 0.07646 | 0 | 0 | 0.15292 | 331.5298 | 0.077043 | 0 | 0 | 0.15409 | 331.7087 | 0.077431 | 0 | 0 | 0.15486 | 331.9771 | 0.078013 | 0 | 0 | 0.15603 | 332.2455 | 0.078595 | 0 | 0 | 0.15719 | 332.5139 | 0.079177 | 0 | 0 | 0.15835 | 332.8717 | 0.079953 | 0 | 0 | 0.15991 | 333.1401 | 0.080535 | 0 | 0 | 0.16107 | 333.319 | 0.080923 | 0 | 0 | 0.16185 | 333.5874 | 0.081505 | 0 | 0 | 0.16301 | 333.7663 | 0.081893 | 0 | 0 | 0.16379 | 334.0346 | 0.082475 | 0 | 0 | 0.16495 | 334.303 | 0.083058 | 0 | 0 | 0.16612 | 334.4819 | 0.083446 | 0 | 0 | 0.16689 | 334.7503 | 0.084028 | 0 | 0 | 0.16806 | 335.0187 | 0.08461 | 0 | 0 | 0.16922 | 335.1081 | 0.084804 | 0 | 0 | 0.16961 | 335.3765 | 0.085386 | 0 | 0 | 0.17077 | 335.6449 | 0.085968 | 0 | 0 | 0.17194 | 335.8238 | 0.086356 | 0 | 0 | 0.17271 | 336.0922 | 0.086938 | 0 | 0 | 0.17388 | 336.2711 | 0.087326 | 0 | 0 | 0.17465 | 336.45 | 0.087714 | 0 | 0 | 0.17543
2017-02-24 17:00 | 307.7505 | 0.91728 |  | 323.1579 | 0.058884 | 0 | 0 | 0.11777 | 332.239 | 0.078581 | 0 | 0 | 0.15716 | 339.669 | 0.094696 | 0 | 0 | 0.18939 | 339.9441 | 0.095293 | 0 | 0 | 0.19059 | 340.1276 | 0.095691 | 0 | 0 | 0.19138 | 340.4028 | 0.096288 | 0 | 0 | 0.19258 | 340.678 | 0.096885 | 0 | 0 | 0.19377 | 340.9531 | 0.097482 | 0 | 0 | 0.19496 | 341.3201 | 0.098278 | 0 | 0 | 0.19656 | 341.5952 | 0.098874 | 0 | 0 | 0.19775 | 341.7787 | 0.099272 | 0 | 0 | 0.19854 | 342.0539 | 0.099869 | 0 | 0 | 0.19974 | 342.2373 | 0.10027 | 0 | 0 | 0.20053 | 342.5125 | 0.10086 | 0 | 0 | 0.20173 | 342.7877 | 0.10146 | 0 | 0 | 0.20292 | 342.9712 | 0.10186 | 0 | 0 | 0.20372 | 343.2464 | 0.10246 | 0 | 0 | 0.20491 | 343.5215 | 0.10305 | 0 | 0 | 0.20611 | 343.6133 | 0.10325 | 0 | 0 | 0.2065 | 343.8884 | 0.10385 | 0 | 0 | 0.2077 | 344.1636 | 0.10445 | 0 | 0 | 0.20889 | 344.3471 | 0.10484 | 0 | 0 | 0.20969 | 344.6223 | 0.10544 | 0 | 0 | 0.21088 | 344.8057 | 0.10584 | 0 | 0 | 0.21168 | 344.9892 | 0.10624 | 0 | 0 | 0.21247
2017-02-24 18:00 | 301.6111 | 0.89898 |  | 316.7112 | 0.044901 | 0 | 0 | 0.089802 | 325.6111 | 0.064205 | 0 | 0 | 0.12841 | 332.8929 | 0.079999 | 0 | 0 | 0.16 | 333.1626 | 0.080584 | 0 | 0 | 0.16117 | 333.3424 | 0.080974 | 0 | 0 | 0.16195 | 333.6121 | 0.081559 | 0 | 0 | 0.16312 | 333.8817 | 0.082144 | 0 | 0 | 0.16429 | 334.1514 | 0.082729 | 0 | 0 | 0.16546 | 334.511 | 0.083509 | 0 | 0 | 0.16702 | 334.7807 | 0.084094 | 0 | 0 | 0.16819 | 334.9605 | 0.084484 | 0 | 0 | 0.16897 | 335.2302 | 0.085069 | 0 | 0 | 0.17014 | 335.41 | 0.085459 | 0 | 0 | 0.17092 | 335.6797 | 0.086044 | 0 | 0 | 0.17209 | 335.9494 | 0.086629 | 0 | 0 | 0.17326 | 336.1292 | 0.087019 | 0 | 0 | 0.17404 | 336.3989 | 0.087604 | 0 | 0 | 0.17521 | 336.6686 | 0.088188 | 0 | 0 | 0.17638 | 336.7585 | 0.088383 | 0 | 0 | 0.17677 | 337.0282 | 0.088968 | 0 | 0 | 0.17794 | 337.2979 | 0.089553 | 0 | 0 | 0.17911 | 337.4777 | 0.089943 | 0 | 0 | 0.17989 | 337.7474 | 0.090528 | 0 | 0 | 0.18106 | 337.9272 | 0.090918 | 0 | 0 | 0.18184 | 338.107 | 0.091308 | 0 | 0 | 0.18262
2017-02-24 19:00 | 301.899 | 0.89984 |  | 317.0135 | 0.045557 | 0 | 0 | 0.091113 | 325.9219 | 0.064879 | 0 | 0 | 0.12976 | 333.2106 | 0.080688 | 0 | 0 | 0.16138 | 333.4806 | 0.081274 | 0 | 0 | 0.16255 | 333.6605 | 0.081664 | 0 | 0 | 0.16333 | 333.9305 | 0.08225 | 0 | 0 | 0.1645 | 334.2004 | 0.082835 | 0 | 0 | 0.16567 | 334.4704 | 0.083421 | 0 | 0 | 0.16684 | 334.8303 | 0.084201 | 0 | 0 | 0.1684 | 335.1003 | 0.084787 | 0 | 0 | 0.16957 | 335.2802 | 0.085177 | 0 | 0 | 0.17035 | 335.5502 | 0.085763 | 0 | 0 | 0.17153 | 335.7302 | 0.086153 | 0 | 0 | 0.17231 | 336.0001 | 0.086739 | 0 | 0 | 0.17348 | 336.2701 | 0.087324 | 0 | 0 | 0.17465 | 336.45 | 0.087714 | 0 | 0 | 0.17543 | 336.72 | 0.0883 | 0 | 0 | 0.1766 | 336.9899 | 0.088885 | 0 | 0 | 0.17777 | 337.0799 | 0.089081 | 0 | 0 | 0.17816 | 337.3499 | 0.089666 | 0 | 0 | 0.17933 | 337.6198 | 0.090252 | 0 | 0 | 0.1805 | 337.7998 | 0.090642 | 0 | 0 | 0.18128 | 338.0697 | 0.091228 | 0 | 0 | 0.18246 | 338.2497 | 0.091618 | 0 | 0 | 0.18324 | 338.4297 | 0.092008 | 0 | 0 | 0.18402
2017-02-24 20:00 | 289.9608 | 0.86426 |  | 304.4776 | 0.018366 | 0 | 0 | 0.036732 | 313.0337 | 0.036925 | 0 | 0 | 0.073849 | 320.0342 | 0.052109 | 0 | 0 | 0.10422 | 320.2935 | 0.052671 | 0 | 0 | 0.10534 | 320.4664 | 0.053046 | 0 | 0 | 0.10609 | 320.7256 | 0.053608 | 0 | 0 | 0.10722 | 320.9849 | 0.054171 | 0 | 0 | 0.10834 | 321.2442 | 0.054733 | 0 | 0 | 0.10947 | 321.5899 | 0.055483 | 0 | 0 | 0.11097 | 321.8492 | 0.056045 | 0 | 0 | 0.11209 | 322.022 | 0.05642 | 0 | 0 | 0.11284 | 322.2813 | 0.056982 | 0 | 0 | 0.11396 | 322.4541 | 0.057357 | 0 | 0 | 0.11471 | 322.7134 | 0.05792 | 0 | 0 | 0.11584 | 322.9727 | 0.058482 | 0 | 0 | 0.11696 | 323.1456 | 0.058857 | 0 | 0 | 0.11771 | 323.4048 | 0.059419 | 0 | 0 | 0.11884 | 323.6641 | 0.059982 | 0 | 0 | 0.11996 | 323.7505 | 0.060169 | 0 | 0 | 0.12034 | 324.0098 | 0.060732 | 0 | 0 | 0.12146 | 324.2691 | 0.061294 | 0 | 0 | 0.12259 | 324.4419 | 0.061669 | 0 | 0 | 0.12334 | 324.7012 | 0.062231 | 0 | 0 | 0.12446 | 324.8741 | 0.062606 | 0 | 0 | 0.12521 | 325.0469 | 0.062981 | 0 | 0 | 0.12596
2017-02-24 21:00 | 297.2398 | 0.88595 |  | 312.121 | 0.034945 | 0 | 0 | 0.06989 | 320.8919 | 0.053969 | 0 | 0 | 0.10794 | 328.0682 | 0.069534 | 0 | 0 | 0.13907 | 328.3339 | 0.070111 | 0 | 0 | 0.14022 | 328.5111 | 0.070495 | 0 | 0 | 0.14099 | 328.7769 | 0.071071 | 0 | 0 | 0.14214 | 329.0427 | 0.071648 | 0 | 0 | 0.1433 | 329.3085 | 0.072224 | 0 | 0 | 0.14445 | 329.6629 | 0.072993 | 0 | 0 | 0.14599 | 329.9287 | 0.07357 | 0 | 0 | 0.14714 | 330.1059 | 0.073954 | 0 | 0 | 0.14791 | 330.3716 | 0.07453 | 0 | 0 | 0.14906 | 330.5488 | 0.074915 | 0 | 0 | 0.14983 | 330.8146 | 0.075491 | 0 | 0 | 0.15098 | 331.0804 | 0.076068 | 0 | 0 | 0.15214 | 331.2576 | 0.076452 | 0 | 0 | 0.1529 | 331.5234 | 0.077029 | 0 | 0 | 0.15406 | 331.7892 | 0.077605 | 0 | 0 | 0.15521 | 331.8778 | 0.077797 | 0 | 0 | 0.15559 | 332.1435 | 0.078374 | 0 | 0 | 0.15675 | 332.4093 | 0.07895 | 0 | 0 | 0.1579 | 332.5865 | 0.079334 | 0 | 0 | 0.15867 | 332.8523 | 0.079911 | 0 | 0 | 0.15982 | 333.0295 | 0.080295 | 0 | 0 | 0.16059 | 333.2067 | 0.08068 | 0 | 0 | 0.16136
2017-02-24 22:00 | 301.5841 | 0.8989 |  | 316.6828 | 0.044839 | 0 | 0 | 0.089679 | 325.5819 | 0.064141 | 0 | 0 | 0.12828 | 332.863 | 0.079934 | 0 | 0 | 0.15987 | 333.1327 | 0.080519 | 0 | 0 | 0.16104 | 333.3125 | 0.080909 | 0 | 0 | 0.16182 | 333.5821 | 0.081494 | 0 | 0 | 0.16299 | 333.8518 | 0.082079 | 0 | 0 | 0.16416 | 334.1215 | 0.082664 | 0 | 0 | 0.16533 | 334.481 | 0.083444 | 0 | 0 | 0.16689 | 334.7507 | 0.084029 | 0 | 0 | 0.16806 | 334.9305 | 0.084419 | 0 | 0 | 0.16884 | 335.2002 | 0.085003 | 0 | 0 | 0.17001 | 335.3799 | 0.085393 | 0 | 0 | 0.17079 | 335.6496 | 0.085978 | 0 | 0 | 0.17196 | 335.9193 | 0.086563 | 0 | 0 | 0.17313 | 336.0991 | 0.086953 | 0 | 0 | 0.17391 | 336.3687 | 0.087538 | 0 | 0 | 0.17508 | 336.6384 | 0.088123 | 0 | 0 | 0.17625 | 336.7283 | 0.088318 | 0 | 0 | 0.17664 | 336.998 | 0.088903 | 0 | 0 | 0.17781 | 337.2676 | 0.089488 | 0 | 0 | 0.17898 | 337.4474 | 0.089878 | 0 | 0 | 0.17976 | 337.7171 | 0.090463 | 0 | 0 | 0.18093 | 337.8969 | 0.090853 | 0 | 0 | 0.18171 | 338.0766 | 0.091243 | 0 | 0 | 0.18249
2017-02-24 23:00 | 299.3614 | 0.89228 |  | 314.3488 | 0.039777 | 0 | 0 | 0.079554 | 323.1824 | 0.058937 | 0 | 0 | 0.11787 | 330.4098 | 0.074613 | 0 | 0 | 0.14923 | 330.6775 | 0.075194 | 0 | 0 | 0.15039 | 330.8559 | 0.075581 | 0 | 0 | 0.15116 | 331.1236 | 0.076161 | 0 | 0 | 0.15232 | 331.3913 | 0.076742 | 0 | 0 | 0.15348 | 331.659 | 0.077323 | 0 | 0 | 0.15465 | 332.0159 | 0.078097 | 0 | 0 | 0.15619 | 332.2836 | 0.078677 | 0 | 0 | 0.15735 | 332.462 | 0.079064 | 0 | 0 | 0.15813 | 332.7297 | 0.079645 | 0 | 0 | 0.15929 | 332.9082 | 0.080032 | 0 | 0 | 0.16006 | 333.1758 | 0.080613 | 0 | 0 | 0.16123 | 333.4435 | 0.081193 | 0 | 0 | 0.16239 | 333.622 | 0.08158 | 0 | 0 | 0.16316 | 333.8897 | 0.082161 | 0 | 0 | 0.16432 | 334.1573 | 0.082742 | 0 | 0 | 0.16548 | 334.2466 | 0.082935 | 0 | 0 | 0.16587 | 334.5143 | 0.083516 | 0 | 0 | 0.16703 | 334.7819 | 0.084096 | 0 | 0 | 0.16819 | 334.9604 | 0.084483 | 0 | 0 | 0.16897 | 335.2281 | 0.085064 | 0 | 0 | 0.17013 | 335.4065 | 0.085451 | 0 | 0 | 0.1709 | 335.585 | 0.085838 | 0 | 0 | 0.17168
2017-02-25 | 303.1231 | 0.90349 |  | 318.2989 | 0.048345 | 0 | 0 | 0.096689 | 327.2434 | 0.067745 | 0 | 0 | 0.13549 | 334.5616 | 0.083619 | 0 | 0 | 0.16724 | 334.8327 | 0.084206 | 0 | 0 | 0.16841 | 335.0134 | 0.084598 | 0 | 0 | 0.1692 | 335.2844 | 0.085186 | 0 | 0 | 0.17037 | 335.5555 | 0.085774 | 0 | 0 | 0.17155 | 335.8265 | 0.086362 | 0 | 0 | 0.17272 | 336.1879 | 0.087146 | 0 | 0 | 0.17429 | 336.459 | 0.087734 | 0 | 0 | 0.17547 | 336.6397 | 0.088126 | 0 | 0 | 0.17625 | 336.9107 | 0.088714 | 0 | 0 | 0.17743 | 337.0914 | 0.089106 | 0 | 0 | 0.17821 | 337.3625 | 0.089693 | 0 | 0 | 0.17939 | 337.6335 | 0.090281 | 0 | 0 | 0.18056 | 337.8142 | 0.090673 | 0 | 0 | 0.18135 | 338.0852 | 0.091261 | 0 | 0 | 0.18252 | 338.3563 | 0.091849 | 0 | 0 | 0.1837 | 338.4466 | 0.092045 | 0 | 0 | 0.18409 | 338.7177 | 0.092633 | 0 | 0 | 0.18527 | 338.9887 | 0.093221 | 0 | 0 | 0.18644 | 339.1694 | 0.093613 | 0 | 0 | 0.18723 | 339.4405 | 0.094201 | 0 | 0 | 0.1884 | 339.6212 | 0.094593 | 0 | 0 | 0.18919 | 339.8019 | 0.094985 | 0 | 0 | 0.18997
2017-02-25 01:00 | 315.4811 | 0.94032 |  | 331.2756 | 0.076491 | 0 | 0 | 0.15298 | 340.5848 | 0.096683 | 0 | 0 | 0.19337 | 348.2014 | 0.1132 | 0 | 0 | 0.22641 | 348.4835 | 0.11382 | 0 | 0 | 0.22763 | 348.6716 | 0.11422 | 0 | 0 | 0.22845 | 348.9537 | 0.11483 | 0 | 0 | 0.22967 | 349.2358 | 0.11545 | 0 | 0 | 0.23089 | 349.5179 | 0.11606 | 0 | 0 | 0.23212 | 349.894 | 0.11687 | 0 | 0 | 0.23375 | 350.1761 | 0.11749 | 0 | 0 | 0.23497 | 350.3641 | 0.11789 | 0 | 0 | 0.23579 | 350.6462 | 0.11851 | 0 | 0 | 0.23701 | 350.8343 | 0.11891 | 0 | 0 | 0.23783 | 351.1164 | 0.11953 | 0 | 0 | 0.23905 | 351.3985 | 0.12014 | 0 | 0 | 0.24028 | 351.5866 | 0.12055 | 0 | 0 | 0.24109 | 351.8687 | 0.12116 | 0 | 0 | 0.24231 | 352.1508 | 0.12177 | 0 | 0 | 0.24354 | 352.2448 | 0.12197 | 0 | 0 | 0.24395 | 352.5269 | 0.12259 | 0 | 0 | 0.24517 | 352.809 | 0.1232 | 0 | 0 | 0.24639 | 352.997 | 0.1236 | 0 | 0 | 0.24721 | 353.2791 | 0.12422 | 0 | 0 | 0.24843 | 353.4672 | 0.12462 | 0 | 0 | 0.24925 | 353.6553 | 0.12503 | 0 | 0 | 0.25007
2017-02-25 02:00 | 312.0909 | 0.93022 |  | 327.7157 | 0.06877 | 0 | 0 | 0.13754 | 336.9248 | 0.088744 | 0 | 0 | 0.17749 | 344.4596 | 0.10509 | 0 | 0 | 0.21017 | 344.7387 | 0.10569 | 0 | 0 | 0.21138 | 344.9247 | 0.1061 | 0 | 0 | 0.21219 | 345.2038 | 0.1067 | 0 | 0 | 0.2134 | 345.4828 | 0.10731 | 0 | 0 | 0.21461 | 345.7619 | 0.10791 | 0 | 0 | 0.21582 | 346.134 | 0.10872 | 0 | 0 | 0.21744 | 346.413 | 0.10932 | 0 | 0 | 0.21865 | 346.5991 | 0.10973 | 0 | 0 | 0.21946 | 346.8782 | 0.11033 | 0 | 0 | 0.22067 | 347.0642 | 0.11074 | 0 | 0 | 0.22147 | 347.3433 | 0.11134 | 0 | 0 | 0.22268 | 347.6223 | 0.11195 | 0 | 0 | 0.22389 | 347.8084 | 0.11235 | 0 | 0 | 0.2247 | 348.0874 | 0.11296 | 0 | 0 | 0.22591 | 348.3665 | 0.11356 | 0 | 0 | 0.22712 | 348.4595 | 0.11376 | 0 | 0 | 0.22753 | 348.7386 | 0.11437 | 0 | 0 | 0.22874 | 349.0177 | 0.11497 | 0 | 0 | 0.22995 | 349.2037 | 0.11538 | 0 | 0 | 0.23075 | 349.4828 | 0.11598 | 0 | 0 | 0.23196 | 349.6688 | 0.11639 | 0 | 0 | 0.23277 | 349.8549 | 0.11679 | 0 | 0 | 0.23358
2017-02-25 03:00 | 308.72 | 0.92017 |  | 324.176 | 0.061092 | 0 | 0 | 0.12218 | 333.2857 | 0.080851 | 0 | 0 | 0.1617 | 340.7391 | 0.097017 | 0 | 0 | 0.19403 | 341.0151 | 0.097616 | 0 | 0 | 0.19523 | 341.1991 | 0.098015 | 0 | 0 | 0.19603 | 341.4752 | 0.098614 | 0 | 0 | 0.19723 | 341.7513 | 0.099213 | 0 | 0 | 0.19843 | 342.0273 | 0.099812 | 0 | 0 | 0.19962 | 342.3954 | 0.10061 | 0 | 0 | 0.20122 | 342.6714 | 0.10121 | 0 | 0 | 0.20242 | 342.8555 | 0.10161 | 0 | 0 | 0.20322 | 343.1315 | 0.10221 | 0 | 0 | 0.20441 | 343.3155 | 0.10261 | 0 | 0 | 0.20521 | 343.5916 | 0.1032 | 0 | 0 | 0.20641 | 343.8676 | 0.1038 | 0 | 0 | 0.20761 | 344.0517 | 0.1042 | 0 | 0 | 0.2084 | 344.3277 | 0.1048 | 0 | 0 | 0.2096 | 344.6038 | 0.1054 | 0 | 0 | 0.2108 | 344.6958 | 0.1056 | 0 | 0 | 0.2112 | 344.9718 | 0.1062 | 0 | 0 | 0.2124 | 345.2479 | 0.1068 | 0 | 0 | 0.21359 | 345.4319 | 0.1072 | 0 | 0 | 0.21439 | 345.708 | 0.10779 | 0 | 0 | 0.21559 | 345.892 | 0.10819 | 0 | 0 | 0.21639 | 346.0761 | 0.10859 | 0 | 0 | 0.21719
2017-02-25 04:00 | 312.8229 | 0.9324 |  | 328.4843 | 0.070437 | 0 | 0 | 0.14087 | 337.715 | 0.090458 | 0 | 0 | 0.18092 | 345.2675 | 0.10684 | 0 | 0 | 0.21368 | 345.5472 | 0.10745 | 0 | 0 | 0.21489 | 345.7337 | 0.10785 | 0 | 0 | 0.2157 | 346.0134 | 0.10846 | 0 | 0 | 0.21691 | 346.2931 | 0.10906 | 0 | 0 | 0.21813 | 346.5728 | 0.10967 | 0 | 0 | 0.21934 | 346.9458 | 0.11048 | 0 | 0 | 0.22096 | 347.2255 | 0.11109 | 0 | 0 | 0.22217 | 347.412 | 0.11149 | 0 | 0 | 0.22298 | 347.6917 | 0.1121 | 0 | 0 | 0.2242 | 347.8782 | 0.1125 | 0 | 0 | 0.225 | 348.1579 | 0.11311 | 0 | 0 | 0.22622 | 348.4376 | 0.11372 | 0 | 0 | 0.22743 | 348.6241 | 0.11412 | 0 | 0 | 0.22824 | 348.9038 | 0.11473 | 0 | 0 | 0.22945 | 349.1835 | 0.11533 | 0 | 0 | 0.23067 | 349.2768 | 0.11554 | 0 | 0 | 0.23107 | 349.5565 | 0.11614 | 0 | 0 | 0.23228 | 349.8362 | 0.11675 | 0 | 0 | 0.2335 | 350.0227 | 0.11715 | 0 | 0 | 0.23431 | 350.3024 | 0.11776 | 0 | 0 | 0.23552 | 350.4889 | 0.11816 | 0 | 0 | 0.23633 | 350.6754 | 0.11857 | 0 | 0 | 0.23714
2017-02-25 05:00 | 310.4416 | 0.9253 |  | 325.9838 | 0.065013 | 0 | 0 | 0.13003 | 335.1443 | 0.084882 | 0 | 0 | 0.16976 | 342.6392 | 0.10114 | 0 | 0 | 0.20228 | 342.9168 | 0.10174 | 0 | 0 | 0.20348 | 343.1019 | 0.10214 | 0 | 0 | 0.20428 | 343.3795 | 0.10274 | 0 | 0 | 0.20549 | 343.6571 | 0.10335 | 0 | 0 | 0.20669 | 343.9347 | 0.10395 | 0 | 0 | 0.2079 | 344.3048 | 0.10475 | 0 | 0 | 0.2095 | 344.5824 | 0.10535 | 0 | 0 | 0.21071 | 344.7674 | 0.10575 | 0 | 0 | 0.21151 | 345.045 | 0.10636 | 0 | 0 | 0.21271 | 345.2301 | 0.10676 | 0 | 0 | 0.21352 | 345.5077 | 0.10736 | 0 | 0 | 0.21472 | 345.7853 | 0.10796 | 0 | 0 | 0.21593 | 345.9703 | 0.10836 | 0 | 0 | 0.21673 | 346.2479 | 0.10897 | 0 | 0 | 0.21793 | 346.5255 | 0.10957 | 0 | 0 | 0.21914 | 346.618 | 0.10977 | 0 | 0 | 0.21954 | 346.8956 | 0.11037 | 0 | 0 | 0.22074 | 347.1732 | 0.11097 | 0 | 0 | 0.22195 | 347.3583 | 0.11137 | 0 | 0 | 0.22275 | 347.6359 | 0.11198 | 0 | 0 | 0.22395 | 347.8209 | 0.11238 | 0 | 0 | 0.22476 | 348.006 | 0.11278 | 0 | 0 | 0.22556
2017-02-25 06:00 | 322.0322 | 0.95985 |  | 338.1546 | 0.091412 | 0 | 0 | 0.18282 | 347.6571 | 0.11202 | 0 | 0 | 0.22405 | 355.4319 | 0.12889 | 0 | 0 | 0.25777 | 355.7198 | 0.12951 | 0 | 0 | 0.25902 | 355.9118 | 0.12993 | 0 | 0 | 0.25985 | 356.1998 | 0.13055 | 0 | 0 | 0.2611 | 356.4877 | 0.13118 | 0 | 0 | 0.26235 | 356.7757 | 0.1318 | 0 | 0 | 0.2636 | 357.1596 | 0.13263 | 0 | 0 | 0.26527 | 357.4476 | 0.13326 | 0 | 0 | 0.26652 | 357.6395 | 0.13367 | 0 | 0 | 0.26735 | 357.9275 | 0.1343 | 0 | 0 | 0.2686 | 358.1194 | 0.13472 | 0 | 0 | 0.26943 | 358.4074 | 0.13534 | 0 | 0 | 0.27068 | 358.6954 | 0.13596 | 0 | 0 | 0.27193 | 358.8873 | 0.13638 | 0 | 0 | 0.27276 | 359.1753 | 0.13701 | 0 | 0 | 0.27401 | 359.4632 | 0.13763 | 0 | 0 | 0.27526 | 359.5592 | 0.13784 | 0 | 0 | 0.27568 | 359.8472 | 0.13846 | 0 | 0 | 0.27693 | 360.1351 | 0.13909 | 0 | 0 | 0.27817 | 360.3271 | 0.1395 | 0 | 0 | 0.27901 | 360.6151 | 0.14013 | 0 | 0 | 0.28026 | 360.807 | 0.14054 | 0 | 0 | 0.28109 | 360.999 | 0.14096 | 0 | 0 | 0.28192
2017-02-25 07:00 | 326.1711 | 0.97218 |  | 342.5007 | 0.10084 | 0 | 0 | 0.20168 | 352.1253 | 0.12171 | 0 | 0 | 0.24343 | 360 | 0.13879 | 0 | 0 | 0.27759 | 360.2917 | 0.13943 | 0 | 0 | 0.27885 | 360.4861 | 0.13985 | 0 | 0 | 0.2797 | 360.7778 | 0.14048 | 0 | 0 | 0.28096 | 361.0694 | 0.14111 | 0 | 0 | 0.28223 | 361.3611 | 0.14175 | 0 | 0 | 0.28349 | 361.75 | 0.14259 | 0 | 0 | 0.28518 | 362.0416 | 0.14322 | 0 | 0 | 0.28645 | 362.2361 | 0.14364 | 0 | 0 | 0.28729 | 362.5277 | 0.14428 | 0 | 0 | 0.28855 | 362.7222 | 0.1447 | 0 | 0 | 0.2894 | 363.0138 | 0.14533 | 0 | 0 | 0.29066 | 363.3055 | 0.14596 | 0 | 0 | 0.29193 | 363.4999 | 0.14639 | 0 | 0 | 0.29277 | 363.7916 | 0.14702 | 0 | 0 | 0.29404 | 364.0832 | 0.14765 | 0 | 0 | 0.2953 | 364.1804 | 0.14786 | 0 | 0 | 0.29572 | 364.4721 | 0.14849 | 0.0046968 | 0 | 0.30169 | 364.7637 | 0.14913 | 0.023698 | 0 | 0.32195 | 364.9582 | 0.14955 | 0.036366 | 0 | 0.33546 | 365.2498 | 0.15018 | 0.055367 | 0 | 0.35573 | 365.4443 | 0.1506 | 0.068035 | 0 | 0.36924 | 365.6387 | 0.15102 | 0.080702 | 0 | 0.38275
2017-02-25 08:00 | 313.402 | 0.93413 |  | 329.0924 | 0.071756 | 0 | 0 | 0.14351 | 338.3402 | 0.091814 | 0 | 0 | 0.18363 | 345.9066 | 0.10823 | 0 | 0 | 0.21645 | 346.1869 | 0.10883 | 0 | 0 | 0.21767 | 346.3737 | 0.10924 | 0 | 0 | 0.21848 | 346.6539 | 0.10985 | 0 | 0 | 0.21969 | 346.9342 | 0.11045 | 0 | 0 | 0.22091 | 347.2144 | 0.11106 | 0 | 0 | 0.22212 | 347.5881 | 0.11187 | 0 | 0 | 0.22375 | 347.8683 | 0.11248 | 0 | 0 | 0.22496 | 348.0551 | 0.11289 | 0 | 0 | 0.22577 | 348.3354 | 0.11349 | 0 | 0 | 0.22699 | 348.5222 | 0.1139 | 0 | 0 | 0.2278 | 348.8024 | 0.11451 | 0 | 0 | 0.22901 | 349.0827 | 0.11511 | 0 | 0 | 0.23023 | 349.2695 | 0.11552 | 0 | 0 | 0.23104 | 349.5497 | 0.11613 | 0 | 0 | 0.23226 | 349.83 | 0.11674 | 0 | 0 | 0.23347 | 349.9234 | 0.11694 | 0 | 0 | 0.23388 | 350.2036 | 0.11755 | 0 | 0 | 0.23509 | 350.4838 | 0.11815 | 0 | 0 | 0.23631 | 350.6707 | 0.11856 | 0 | 0 | 0.23712 | 350.9509 | 0.11917 | 0 | 0 | 0.23833 | 351.1377 | 0.11957 | 0 | 0 | 0.23914 | 351.3246 | 0.11998 | 0 | 0 | 0.23995
2017-02-25 09:00 | 318.4921 | 0.9493 |  | 334.4373 | 0.083349 | 0 | 0 | 0.1667 | 343.8354 | 0.10373 | 0 | 0 | 0.20747 | 351.5247 | 0.12041 | 0 | 0 | 0.24082 | 351.8095 | 0.12103 | 0 | 0 | 0.24206 | 351.9993 | 0.12144 | 0 | 0 | 0.24288 | 352.2841 | 0.12206 | 0 | 0 | 0.24412 | 352.5689 | 0.12268 | 0 | 0 | 0.24535 | 352.8537 | 0.12329 | 0 | 0 | 0.24659 | 353.2334 | 0.12412 | 0 | 0 | 0.24824 | 353.5182 | 0.12474 | 0 | 0 | 0.24947 | 353.7081 | 0.12515 | 0 | 0 | 0.25029 | 353.9928 | 0.12576 | 0 | 0 | 0.25153 | 354.1827 | 0.12618 | 0 | 0 | 0.25235 | 354.4675 | 0.12679 | 0 | 0 | 0.25359 | 354.7523 | 0.12741 | 0 | 0 | 0.25482 | 354.9421 | 0.12782 | 0 | 0 | 0.25565 | 355.2269 | 0.12844 | 0 | 0 | 0.25688 | 355.5117 | 0.12906 | 0 | 0 | 0.25812 | 355.6067 | 0.12927 | 0 | 0 | 0.25853 | 355.8914 | 0.12988 | 0 | 0 | 0.25977 | 356.1762 | 0.1305 | 0 | 0 | 0.261 | 356.3661 | 0.13091 | 0 | 0 | 0.26182 | 356.6509 | 0.13153 | 0 | 0 | 0.26306 | 356.8407 | 0.13194 | 0 | 0 | 0.26388 | 357.0306 | 0.13235 | 0 | 0 | 0.26471
2017-02-25 10:00 | 318.2096 | 0.94845 |  | 334.1406 | 0.082705 | 0 | 0 | 0.16541 | 343.5303 | 0.10307 | 0 | 0 | 0.20614 | 351.2128 | 0.11973 | 0 | 0 | 0.23947 | 351.4974 | 0.12035 | 0 | 0 | 0.2407 | 351.6871 | 0.12076 | 0 | 0 | 0.24153 | 351.9716 | 0.12138 | 0 | 0 | 0.24276 | 352.2561 | 0.122 | 0 | 0 | 0.244 | 352.5407 | 0.12262 | 0 | 0 | 0.24523 | 352.9201 | 0.12344 | 0 | 0 | 0.24688 | 353.2046 | 0.12406 | 0 | 0 | 0.24811 | 353.3943 | 0.12447 | 0 | 0 | 0.24893 | 353.6788 | 0.12508 | 0 | 0 | 0.25017 | 353.8685 | 0.1255 | 0 | 0 | 0.25099 | 354.153 | 0.12611 | 0 | 0 | 0.25222 | 354.4376 | 0.12673 | 0 | 0 | 0.25346 | 354.6273 | 0.12714 | 0 | 0 | 0.25428 | 354.9118 | 0.12776 | 0 | 0 | 0.25552 | 355.1963 | 0.12838 | 0 | 0 | 0.25675 | 355.2912 | 0.12858 | 0 | 0 | 0.25716 | 355.5757 | 0.1292 | 0 | 0 | 0.2584 | 355.8603 | 0.12982 | 0 | 0 | 0.25963 | 356.05 | 0.13023 | 0 | 0 | 0.26045 | 356.3345 | 0.13084 | 0 | 0 | 0.26169 | 356.5242 | 0.13126 | 0 | 0 | 0.26251 | 356.7139 | 0.13167 | 0 | 0 | 0.26333
2017-02-25 11:00 | 311.7097 | 0.92908 |  | 327.3153 | 0.067901 | 0 | 0 | 0.1358 | 336.5132 | 0.087852 | 0 | 0 | 0.1757 | 344.0388 | 0.10417 | 0 | 0 | 0.20835 | 344.3175 | 0.10478 | 0 | 0 | 0.20956 | 344.5033 | 0.10518 | 0 | 0 | 0.21036 | 344.7821 | 0.10579 | 0 | 0 | 0.21157 | 345.0608 | 0.10639 | 0 | 0 | 0.21278 | 345.3395 | 0.107 | 0 | 0 | 0.21399 | 345.7111 | 0.1078 | 0 | 0 | 0.2156 | 345.9899 | 0.10841 | 0 | 0 | 0.21681 | 346.1757 | 0.10881 | 0 | 0 | 0.21762 | 346.4544 | 0.10941 | 0 | 0 | 0.21883 | 346.6402 | 0.10982 | 0 | 0 | 0.21963 | 346.919 | 0.11042 | 0 | 0 | 0.22084 | 347.1977 | 0.11103 | 0 | 0 | 0.22205 | 347.3835 | 0.11143 | 0 | 0 | 0.22286 | 347.6622 | 0.11203 | 0 | 0 | 0.22407 | 347.9409 | 0.11264 | 0 | 0 | 0.22528 | 348.0339 | 0.11284 | 0 | 0 | 0.22568 | 348.3126 | 0.11344 | 0 | 0 | 0.22689 | 348.5913 | 0.11405 | 0 | 0 | 0.2281 | 348.7771 | 0.11445 | 0 | 0 | 0.2289 | 349.0558 | 0.11506 | 0 | 0 | 0.23011 | 349.2417 | 0.11546 | 0 | 0 | 0.23092 | 349.4275 | 0.11586 | 0 | 0 | 0.23172
2017-02-25 12:00 | 310.4787 | 0.92541 |  | 326.0227 | 0.065098 | 0 | 0 | 0.1302 | 335.1843 | 0.084969 | 0 | 0 | 0.16994 | 342.6802 | 0.10123 | 0 | 0 | 0.20246 | 342.9578 | 0.10183 | 0 | 0 | 0.20366 | 343.1429 | 0.10223 | 0 | 0 | 0.20446 | 343.4205 | 0.10283 | 0 | 0 | 0.20567 | 343.6981 | 0.10344 | 0 | 0 | 0.20687 | 343.9757 | 0.10404 | 0 | 0 | 0.20808 | 344.3459 | 0.10484 | 0 | 0 | 0.20968 | 344.6235 | 0.10544 | 0 | 0 | 0.21089 | 344.8086 | 0.10584 | 0 | 0 | 0.21169 | 345.0862 | 0.10645 | 0 | 0 | 0.21289 | 345.2713 | 0.10685 | 0 | 0 | 0.2137 | 345.5489 | 0.10745 | 0 | 0 | 0.2149 | 345.8266 | 0.10805 | 0 | 0 | 0.2161 | 346.0116 | 0.10845 | 0 | 0 | 0.21691 | 346.2893 | 0.10906 | 0 | 0 | 0.21811 | 346.5669 | 0.10966 | 0 | 0 | 0.21932 | 346.6594 | 0.10986 | 0 | 0 | 0.21972 | 346.9371 | 0.11046 | 0 | 0 | 0.22092 | 347.2147 | 0.11106 | 0 | 0 | 0.22213 | 347.3998 | 0.11146 | 0 | 0 | 0.22293 | 347.6774 | 0.11207 | 0 | 0 | 0.22413 | 347.8625 | 0.11247 | 0 | 0 | 0.22494 | 348.0475 | 0.11287 | 0 | 0 | 0.22574
2017-02-25 13:00 | 303.8225 | 0.90557 |  | 319.0333 | 0.049938 | 0 | 0 | 0.099875 | 327.9985 | 0.069383 | 0 | 0 | 0.13877 | 335.3337 | 0.085293 | 0 | 0 | 0.17059 | 335.6053 | 0.085882 | 0 | 0 | 0.17176 | 335.7864 | 0.086275 | 0 | 0 | 0.17255 | 336.0581 | 0.086864 | 0 | 0 | 0.17373 | 336.3298 | 0.087454 | 0 | 0 | 0.17491 | 336.6015 | 0.088043 | 0 | 0 | 0.17609 | 336.9637 | 0.088829 | 0 | 0 | 0.17766 | 337.2354 | 0.089418 | 0 | 0 | 0.17884 | 337.4165 | 0.089811 | 0 | 0 | 0.17962 | 337.6881 | 0.0904 | 0 | 0 | 0.1808 | 337.8693 | 0.090793 | 0 | 0 | 0.18159 | 338.1409 | 0.091382 | 0 | 0 | 0.18276 | 338.4126 | 0.091971 | 0 | 0 | 0.18394 | 338.5937 | 0.092364 | 0 | 0 | 0.18473 | 338.8654 | 0.092953 | 0 | 0 | 0.18591 | 339.1371 | 0.093543 | 0 | 0 | 0.18709 | 339.2276 | 0.093739 | 0 | 0 | 0.18748 | 339.4993 | 0.094328 | 0 | 0 | 0.18866 | 339.771 | 0.094918 | 0 | 0 | 0.18984 | 339.9521 | 0.09531 | 0 | 0 | 0.19062 | 340.2237 | 0.0959 | 0 | 0 | 0.1918 | 340.4049 | 0.096292 | 0 | 0 | 0.19258 | 340.586 | 0.096685 | 0 | 0 | 0.19337
2017-02-25 14:00 | 306.5225 | 0.91362 |  | 321.8685 | 0.056087 | 0 | 0 | 0.11217 | 330.9133 | 0.075705 | 0 | 0 | 0.15141 | 338.3136 | 0.091757 | 0 | 0 | 0.18351 | 338.5877 | 0.092351 | 0 | 0 | 0.1847 | 338.7704 | 0.092747 | 0 | 0 | 0.18549 | 339.0445 | 0.093342 | 0 | 0 | 0.18668 | 339.3186 | 0.093936 | 0 | 0 | 0.18787 | 339.5927 | 0.094531 | 0 | 0 | 0.18906 | 339.9581 | 0.095324 | 0 | 0 | 0.19065 | 340.2322 | 0.095918 | 0 | 0 | 0.19184 | 340.415 | 0.096314 | 0 | 0 | 0.19263 | 340.689 | 0.096909 | 0 | 0 | 0.19382 | 340.8718 | 0.097305 | 0 | 0 | 0.19461 | 341.1459 | 0.0979 | 0 | 0 | 0.1958 | 341.4199 | 0.098494 | 0 | 0 | 0.19699 | 341.6027 | 0.09889 | 0 | 0 | 0.19778 | 341.8768 | 0.099485 | 0 | 0 | 0.19897 | 342.1508 | 0.10008 | 0 | 0 | 0.20016 | 342.2422 | 0.10028 | 0 | 0 | 0.20056 | 342.5163 | 0.10087 | 0 | 0 | 0.20174 | 342.7904 | 0.10147 | 0 | 0 | 0.20293 | 342.9731 | 0.10186 | 0 | 0 | 0.20373 | 343.2472 | 0.10246 | 0 | 0 | 0.20491 | 343.4299 | 0.10285 | 0 | 0 | 0.20571 | 343.6126 | 0.10325 | 0 | 0 | 0.2065
2017-02-25 15:00 | 309.5873 | 0.92276 |  | 325.0867 | 0.063067 | 0 | 0 | 0.12613 | 334.222 | 0.082882 | 0 | 0 | 0.16576 | 341.6963 | 0.099094 | 0 | 0 | 0.19819 | 341.9731 | 0.099694 | 0 | 0 | 0.19939 | 342.1577 | 0.10009 | 0 | 0 | 0.20019 | 342.4345 | 0.10069 | 0 | 0 | 0.20139 | 342.7113 | 0.1013 | 0 | 0 | 0.20259 | 342.9881 | 0.1019 | 0 | 0 | 0.20379 | 343.3572 | 0.1027 | 0 | 0 | 0.20539 | 343.6341 | 0.1033 | 0 | 0 | 0.20659 | 343.8186 | 0.1037 | 0 | 0 | 0.20739 | 344.0954 | 0.1043 | 0 | 0 | 0.20859 | 344.28 | 0.1047 | 0 | 0 | 0.2094 | 344.5568 | 0.1053 | 0 | 0 | 0.2106 | 344.8336 | 0.1059 | 0 | 0 | 0.2118 | 345.0182 | 0.1063 | 0 | 0 | 0.2126 | 345.295 | 0.1069 | 0 | 0 | 0.2138 | 345.5718 | 0.1075 | 0 | 0 | 0.215 | 345.6641 | 0.1077 | 0 | 0 | 0.2154 | 345.941 | 0.1083 | 0 | 0 | 0.2166 | 346.2178 | 0.1089 | 0 | 0 | 0.2178 | 346.4023 | 0.1093 | 0 | 0 | 0.2186 | 346.6792 | 0.1099 | 0 | 0 | 0.2198 | 346.8637 | 0.1103 | 0 | 0 | 0.2206 | 347.0483 | 0.1107 | 0 | 0 | 0.2214
2017-02-25 16:00 | 309.8612 | 0.92357 |  | 325.3743 | 0.063691 | 0 | 0 | 0.12738 | 334.5177 | 0.083523 | 0 | 0 | 0.16705 | 341.9986 | 0.099749 | 0 | 0 | 0.1995 | 342.2757 | 0.10035 | 0 | 0 | 0.2007 | 342.4604 | 0.10075 | 0 | 0 | 0.2015 | 342.7375 | 0.10135 | 0 | 0 | 0.2027 | 343.0146 | 0.10195 | 0 | 0 | 0.20391 | 343.2916 | 0.10255 | 0 | 0 | 0.20511 | 343.6611 | 0.10336 | 0 | 0 | 0.20671 | 343.9381 | 0.10396 | 0 | 0 | 0.20791 | 344.1228 | 0.10436 | 0 | 0 | 0.20871 | 344.3999 | 0.10496 | 0 | 0 | 0.20992 | 344.5846 | 0.10536 | 0 | 0 | 0.21072 | 344.8617 | 0.10596 | 0 | 0 | 0.21192 | 345.1388 | 0.10656 | 0 | 0 | 0.21312 | 345.3235 | 0.10696 | 0 | 0 | 0.21392 | 345.6006 | 0.10756 | 0 | 0 | 0.21512 | 345.8776 | 0.10816 | 0 | 0 | 0.21633 | 345.97 | 0.10836 | 0 | 0 | 0.21673 | 346.2471 | 0.10896 | 0 | 0 | 0.21793 | 346.5241 | 0.10957 | 0 | 0 | 0.21913 | 346.7088 | 0.10997 | 0 | 0 | 0.21993 | 346.9859 | 0.11057 | 0 | 0 | 0.22113 | 347.1706 | 0.11097 | 0 | 0 | 0.22193 | 347.3553 | 0.11137 | 0 | 0 | 0.22274
2017-02-25 17:00 | 316.9026 | 0.94456 |  | 332.7682 | 0.079729 | 0 | 0 | 0.15946 | 342.1194 | 0.10001 | 0 | 0 | 0.20002 | 349.7703 | 0.11661 | 0 | 0 | 0.23321 | 350.0537 | 0.11722 | 0 | 0 | 0.23444 | 350.2426 | 0.11763 | 0 | 0 | 0.23526 | 350.5259 | 0.11825 | 0 | 0 | 0.23649 | 350.8093 | 0.11886 | 0 | 0 | 0.23772 | 351.0927 | 0.11947 | 0 | 0 | 0.23895 | 351.4705 | 0.12029 | 0 | 0 | 0.24059 | 351.7539 | 0.12091 | 0 | 0 | 0.24182 | 351.9428 | 0.12132 | 0 | 0 | 0.24264 | 352.2261 | 0.12193 | 0 | 0 | 0.24387 | 352.4151 | 0.12234 | 0 | 0 | 0.24469 | 352.6984 | 0.12296 | 0 | 0 | 0.24591 | 352.9818 | 0.12357 | 0 | 0 | 0.24714 | 353.1707 | 0.12398 | 0 | 0 | 0.24796 | 353.4541 | 0.1246 | 0 | 0 | 0.24919 | 353.7374 | 0.12521 | 0 | 0 | 0.25042 | 353.8319 | 0.12542 | 0 | 0 | 0.25083 | 354.1153 | 0.12603 | 0 | 0 | 0.25206 | 354.3986 | 0.12664 | 0 | 0 | 0.25329 | 354.5875 | 0.12705 | 0 | 0 | 0.25411 | 354.8709 | 0.12767 | 0 | 0 | 0.25534 | 355.0598 | 0.12808 | 0 | 0 | 0.25616 | 355.2487 | 0.12849 | 0 | 0 | 0.25698
2017-02-25 18:00 | 313.0651 | 0.93312 |  | 328.7386 | 0.070988 | 0 | 0 | 0.14198 | 337.9765 | 0.091025 | 0 | 0 | 0.18205 | 345.5348 | 0.10742 | 0 | 0 | 0.21484 | 345.8147 | 0.10803 | 0 | 0 | 0.21605 | 346.0014 | 0.10843 | 0 | 0 | 0.21686 | 346.2813 | 0.10904 | 0 | 0 | 0.21808 | 346.5612 | 0.10965 | 0 | 0 | 0.21929 | 346.8412 | 0.11025 | 0 | 0 | 0.22051 | 347.2144 | 0.11106 | 0 | 0 | 0.22212 | 347.4943 | 0.11167 | 0 | 0 | 0.22334 | 347.681 | 0.11207 | 0 | 0 | 0.22415 | 347.9609 | 0.11268 | 0 | 0 | 0.22536 | 348.1475 | 0.11309 | 0 | 0 | 0.22617 | 348.4275 | 0.11369 | 0 | 0 | 0.22739 | 348.7074 | 0.1143 | 0 | 0 | 0.2286 | 348.894 | 0.11471 | 0 | 0 | 0.22941 | 349.174 | 0.11531 | 0 | 0 | 0.23063 | 349.4539 | 0.11592 | 0 | 0 | 0.23184 | 349.5472 | 0.11612 | 0 | 0 | 0.23224 | 349.8272 | 0.11673 | 0 | 0 | 0.23346 | 350.1071 | 0.11734 | 0 | 0 | 0.23467 | 350.2937 | 0.11774 | 0 | 0 | 0.23548 | 350.5736 | 0.11835 | 0 | 0 | 0.2367 | 350.7603 | 0.11875 | 0 | 0 | 0.23751 | 350.9469 | 0.11916 | 0 | 0 | 0.23832
2017-02-25 19:00 | 297.9237 | 0.88799 |  | 312.8391 | 0.036502 | 0 | 0 | 0.073005 | 321.6302 | 0.05557 | 0 | 0 | 0.11114 | 328.823 | 0.071171 | 0 | 0 | 0.14234 | 329.0894 | 0.071749 | 0 | 0 | 0.1435 | 329.267 | 0.072134 | 0 | 0 | 0.14427 | 329.5334 | 0.072712 | 0 | 0 | 0.14542 | 329.7997 | 0.07329 | 0 | 0 | 0.14658 | 330.0661 | 0.073868 | 0 | 0 | 0.14774 | 330.4213 | 0.074638 | 0 | 0 | 0.14928 | 330.6877 | 0.075216 | 0 | 0 | 0.15043 | 330.8653 | 0.075601 | 0 | 0 | 0.1512 | 331.1317 | 0.076179 | 0 | 0 | 0.15236 | 331.3093 | 0.076564 | 0 | 0 | 0.15313 | 331.5757 | 0.077142 | 0 | 0 | 0.15428 | 331.8421 | 0.07772 | 0 | 0 | 0.15544 | 332.0197 | 0.078105 | 0 | 0 | 0.15621 | 332.2861 | 0.078683 | 0 | 0 | 0.15737 | 332.5525 | 0.079261 | 0 | 0 | 0.15852 | 332.6413 | 0.079453 | 0 | 0 | 0.15891 | 332.9077 | 0.080031 | 0 | 0 | 0.16006 | 333.1741 | 0.080609 | 0 | 0 | 0.16122 | 333.3517 | 0.080994 | 0 | 0 | 0.16199 | 333.6181 | 0.081572 | 0 | 0 | 0.16314 | 333.7957 | 0.081957 | 0 | 0 | 0.16391 | 333.9733 | 0.082342 | 0 | 0 | 0.16468
2017-02-25 20:00 | 288.6419 | 0.86033 |  | 303.0927 | 0.015362 | 0 | 0 | 0.030725 | 311.6099 | 0.033836 | 0 | 0 | 0.067672 | 318.5785 | 0.048951 | 0 | 0 | 0.097902 | 318.8366 | 0.049511 | 0 | 0 | 0.099022 | 319.0087 | 0.049884 | 0 | 0 | 0.099768 | 319.2668 | 0.050444 | 0 | 0 | 0.10089 | 319.5249 | 0.051004 | 0 | 0 | 0.10201 | 319.783 | 0.051564 | 0 | 0 | 0.10313 | 320.1271 | 0.05231 | 0 | 0 | 0.10462 | 320.3852 | 0.05287 | 0 | 0 | 0.10574 | 320.5573 | 0.053243 | 0 | 0 | 0.10649 | 320.8154 | 0.053803 | 0 | 0 | 0.10761 | 320.9874 | 0.054176 | 0 | 0 | 0.10835 | 321.2455 | 0.054736 | 0 | 0 | 0.10947 | 321.5036 | 0.055296 | 0 | 0 | 0.11059 | 321.6757 | 0.055669 | 0 | 0 | 0.11134 | 321.9338 | 0.056229 | 0 | 0 | 0.11246 | 322.1919 | 0.056788 | 0 | 0 | 0.11358 | 322.2779 | 0.056975 | 0 | 0 | 0.11395 | 322.536 | 0.057535 | 0 | 0 | 0.11507 | 322.7941 | 0.058095 | 0 | 0 | 0.11619 | 322.9662 | 0.058468 | 0 | 0 | 0.11694 | 323.2243 | 0.059028 | 0 | 0 | 0.11806 | 323.3963 | 0.059401 | 0 | 0 | 0.1188 | 323.5684 | 0.059774 | 0 | 0 | 0.11955
2017-02-25 21:00 | 293.3274 | 0.87429 |  | 308.0128 | 0.026034 | 0 | 0 | 0.052068 | 316.6683 | 0.044808 | 0 | 0 | 0.089616 | 323.75 | 0.060168 | 0 | 0 | 0.12034 | 324.0123 | 0.060737 | 0 | 0 | 0.12147 | 324.1872 | 0.061116 | 0 | 0 | 0.12223 | 324.4495 | 0.061685 | 0 | 0 | 0.12337 | 324.7117 | 0.062254 | 0 | 0 | 0.12451 | 324.974 | 0.062823 | 0 | 0 | 0.12565 | 325.3237 | 0.063582 | 0 | 0 | 0.12716 | 325.586 | 0.06415 | 0 | 0 | 0.1283 | 325.7609 | 0.06453 | 0 | 0 | 0.12906 | 326.0232 | 0.065099 | 0 | 0 | 0.1302 | 326.198 | 0.065478 | 0 | 0 | 0.13096 | 326.4603 | 0.066047 | 0 | 0 | 0.13209 | 326.7226 | 0.066616 | 0 | 0 | 0.13323 | 326.8975 | 0.066995 | 0 | 0 | 0.13399 | 327.1598 | 0.067564 | 0 | 0 | 0.13513 | 327.422 | 0.068133 | 0 | 0 | 0.13627 | 327.5095 | 0.068322 | 0 | 0 | 0.13664 | 327.7718 | 0.068891 | 0 | 0 | 0.13778 | 328.034 | 0.06946 | 0 | 0 | 0.13892 | 328.2089 | 0.069839 | 0 | 0 | 0.13968 | 328.4712 | 0.070408 | 0 | 0 | 0.14082 | 328.6461 | 0.070788 | 0 | 0 | 0.14158 | 328.8209 | 0.071167 | 0 | 0 | 0.14233
2017-02-25 22:00 | 282.7804 | 0.84285 |  | 296.9377 | 0.0020122 | 0 | 0 | 0.0040243 | 305.2819 | 0.020111 | 0 | 0 | 0.040222 | 312.1091 | 0.034919 | 0 | 0 | 0.069838 | 312.3619 | 0.035467 | 0 | 0 | 0.070935 | 312.5305 | 0.035833 | 0 | 0 | 0.071666 | 312.7834 | 0.036381 | 0 | 0 | 0.072763 | 313.0362 | 0.03693 | 0 | 0 | 0.07386 | 313.2891 | 0.037478 | 0 | 0 | 0.074957 | 313.6262 | 0.03821 | 0 | 0 | 0.076419 | 313.8791 | 0.038758 | 0 | 0 | 0.077516 | 314.0476 | 0.039124 | 0 | 0 | 0.078247 | 314.3005 | 0.039672 | 0 | 0 | 0.079344 | 314.4691 | 0.040038 | 0 | 0 | 0.080075 | 314.7219 | 0.040586 | 0 | 0 | 0.081172 | 314.9748 | 0.041135 | 0 | 0 | 0.082269 | 315.1433 | 0.0415 | 0 | 0 | 0.083 | 315.3962 | 0.042049 | 0 | 0 | 0.084097 | 315.6491 | 0.042597 | 0 | 0 | 0.085194 | 315.7333 | 0.04278 | 0 | 0 | 0.08556 | 315.9862 | 0.043328 | 0 | 0 | 0.086657 | 316.2391 | 0.043877 | 0 | 0 | 0.087754 | 316.4076 | 0.044242 | 0 | 0 | 0.088485 | 316.6605 | 0.044791 | 0 | 0 | 0.089582 | 316.8291 | 0.045157 | 0 | 0 | 0.090313 | 316.9976 | 0.045522 | 0 | 0 | 0.091044
2017-02-25 23:00 | 288.8029 | 0.86081 |  | 303.2617 | 0.015729 | 0 | 0 | 0.031458 | 311.7837 | 0.034213 | 0 | 0 | 0.068426 | 318.7562 | 0.049337 | 0 | 0 | 0.098673 | 319.0145 | 0.049897 | 0 | 0 | 0.099793 | 319.1866 | 0.05027 | 0 | 0 | 0.10054 | 319.4449 | 0.05083 | 0 | 0 | 0.10166 | 319.7031 | 0.05139 | 0 | 0 | 0.10278 | 319.9614 | 0.05195 | 0 | 0 | 0.1039 | 320.3057 | 0.052697 | 0 | 0 | 0.10539 | 320.5639 | 0.053257 | 0 | 0 | 0.10651 | 320.7361 | 0.053631 | 0 | 0 | 0.10726 | 320.9943 | 0.054191 | 0 | 0 | 0.10838 | 321.1665 | 0.054564 | 0 | 0 | 0.10913 | 321.4247 | 0.055125 | 0 | 0 | 0.11025 | 321.683 | 0.055685 | 0 | 0 | 0.11137 | 321.8551 | 0.056058 | 0 | 0 | 0.11212 | 322.1134 | 0.056618 | 0 | 0 | 0.11324 | 322.3716 | 0.057178 | 0 | 0 | 0.11436 | 322.4577 | 0.057365 | 0 | 0 | 0.11473 | 322.7159 | 0.057925 | 0 | 0 | 0.11585 | 322.9742 | 0.058485 | 0 | 0 | 0.11697 | 323.1463 | 0.058859 | 0 | 0 | 0.11772 | 323.4046 | 0.059419 | 0 | 0 | 0.11884 | 323.5767 | 0.059792 | 0 | 0 | 0.11958 | 323.7489 | 0.060166 | 0 | 0 | 0.12033
2017-02-26 | 288.4223 | 0.85967 |  | 302.862 | 0.014862 | 0 | 0 | 0.029724 | 311.3728 | 0.033322 | 0 | 0 | 0.066644 | 318.3361 | 0.048425 | 0 | 0 | 0.096851 | 318.594 | 0.048985 | 0 | 0 | 0.097969 | 318.766 | 0.049358 | 0 | 0 | 0.098715 | 319.0239 | 0.049917 | 0 | 0 | 0.099834 | 319.2818 | 0.050476 | 0 | 0 | 0.10095 | 319.5397 | 0.051036 | 0 | 0 | 0.10207 | 319.8835 | 0.051782 | 0 | 0 | 0.10356 | 320.1414 | 0.052341 | 0 | 0 | 0.10468 | 320.3134 | 0.052714 | 0 | 0 | 0.10543 | 320.5713 | 0.053273 | 0 | 0 | 0.10655 | 320.7432 | 0.053646 | 0 | 0 | 0.10729 | 321.0011 | 0.054206 | 0 | 0 | 0.10841 | 321.259 | 0.054765 | 0 | 0 | 0.10953 | 321.4309 | 0.055138 | 0 | 0 | 0.11028 | 321.6888 | 0.055697 | 0 | 0 | 0.11139 | 321.9467 | 0.056257 | 0 | 0 | 0.11251 | 322.0327 | 0.056443 | 0 | 0 | 0.11289 | 322.2906 | 0.057003 | 0 | 0 | 0.11401 | 322.5485 | 0.057562 | 0 | 0 | 0.11512 | 322.7204 | 0.057935 | 0 | 0 | 0.11587 | 322.9783 | 0.058494 | 0 | 0 | 0.11699 | 323.1503 | 0.058867 | 0 | 0 | 0.11773 | 323.3222 | 0.05924 | 0 | 0 | 0.11848
2017-02-26 01:00 | 291.3715 | 0.86846 |  | 305.9589 | 0.021579 | 0 | 0 | 0.043158 | 314.5567 | 0.040228 | 0 | 0 | 0.080455 | 321.5912 | 0.055486 | 0 | 0 | 0.11097 | 321.8517 | 0.056051 | 0 | 0 | 0.1121 | 322.0254 | 0.056427 | 0 | 0 | 0.11285 | 322.286 | 0.056993 | 0 | 0 | 0.11399 | 322.5465 | 0.057558 | 0 | 0 | 0.11512 | 322.807 | 0.058123 | 0 | 0 | 0.11625 | 323.1544 | 0.058876 | 0 | 0 | 0.11775 | 323.415 | 0.059441 | 0 | 0 | 0.11888 | 323.5887 | 0.059818 | 0 | 0 | 0.11964 | 323.8492 | 0.060383 | 0 | 0 | 0.12077 | 324.0229 | 0.06076 | 0 | 0 | 0.12152 | 324.2834 | 0.061325 | 0 | 0 | 0.12265 | 324.544 | 0.06189 | 0 | 0 | 0.12378 | 324.7177 | 0.062267 | 0 | 0 | 0.12453 | 324.9782 | 0.062832 | 0 | 0 | 0.12566 | 325.2387 | 0.063397 | 0 | 0 | 0.12679 | 325.3256 | 0.063585 | 0 | 0 | 0.12717 | 325.5861 | 0.064151 | 0 | 0 | 0.1283 | 325.8467 | 0.064716 | 0 | 0 | 0.12943 | 326.0203 | 0.065092 | 0 | 0 | 0.13018 | 326.2809 | 0.065658 | 0 | 0 | 0.13132 | 326.4546 | 0.066034 | 0 | 0 | 0.13207 | 326.6283 | 0.066411 | 0 | 0 | 0.13282
2017-02-26 02:00 | 291.7194 | 0.8695 |  | 306.3243 | 0.022372 | 0 | 0 | 0.044743 | 314.9323 | 0.041042 | 0 | 0 | 0.082085 | 321.9752 | 0.056319 | 0 | 0 | 0.11264 | 322.2361 | 0.056884 | 0 | 0 | 0.11377 | 322.41 | 0.057262 | 0 | 0 | 0.11452 | 322.6708 | 0.057827 | 0 | 0 | 0.11565 | 322.9317 | 0.058393 | 0 | 0 | 0.11679 | 323.1925 | 0.058959 | 0 | 0 | 0.11792 | 323.5403 | 0.059713 | 0 | 0 | 0.11943 | 323.8012 | 0.060279 | 0 | 0 | 0.12056 | 323.9751 | 0.060656 | 0 | 0 | 0.12131 | 324.2359 | 0.061222 | 0 | 0 | 0.12244 | 324.4098 | 0.061599 | 0 | 0 | 0.1232 | 324.6707 | 0.062165 | 0 | 0 | 0.12433 | 324.9315 | 0.062731 | 0 | 0 | 0.12546 | 325.1054 | 0.063108 | 0 | 0 | 0.12622 | 325.3663 | 0.063674 | 0 | 0 | 0.12735 | 325.6271 | 0.06424 | 0 | 0 | 0.12848 | 325.7141 | 0.064428 | 0 | 0 | 0.12886 | 325.9749 | 0.064994 | 0 | 0 | 0.12999 | 326.2358 | 0.06556 | 0 | 0 | 0.13112 | 326.4097 | 0.065937 | 0 | 0 | 0.13187 | 326.6705 | 0.066503 | 0 | 0 | 0.13301 | 326.8444 | 0.06688 | 0 | 0 | 0.13376 | 327.0183 | 0.067257 | 0 | 0 | 0.13451
2017-02-26 03:00 | 286.2657 | 0.85324 |  | 300.5975 | 0.0099502 | 0 | 0 | 0.0199 | 309.0446 | 0.028272 | 0 | 0 | 0.056544 | 315.9558 | 0.043263 | 0 | 0 | 0.086525 | 316.2118 | 0.043818 | 0 | 0 | 0.087635 | 316.3825 | 0.044188 | 0 | 0 | 0.088376 | 316.6384 | 0.044743 | 0 | 0 | 0.089486 | 316.8944 | 0.045298 | 0 | 0 | 0.090597 | 317.1504 | 0.045853 | 0 | 0 | 0.091707 | 317.4917 | 0.046594 | 0 | 0 | 0.093188 | 317.7477 | 0.047149 | 0 | 0 | 0.094298 | 317.9183 | 0.047519 | 0 | 0 | 0.095038 | 318.1743 | 0.048074 | 0 | 0 | 0.096149 | 318.3449 | 0.048444 | 0 | 0 | 0.096889 | 318.6009 | 0.049 | 0 | 0 | 0.097999 | 318.8569 | 0.049555 | 0 | 0 | 0.09911 | 319.0275 | 0.049925 | 0 | 0 | 0.09985 | 319.2835 | 0.05048 | 0 | 0 | 0.10096 | 319.5395 | 0.051035 | 0 | 0 | 0.10207 | 319.6248 | 0.05122 | 0 | 0 | 0.10244 | 319.8808 | 0.051776 | 0 | 0 | 0.10355 | 320.1367 | 0.052331 | 0 | 0 | 0.10466 | 320.3074 | 0.052701 | 0 | 0 | 0.1054 | 320.5634 | 0.053256 | 0 | 0 | 0.10651 | 320.734 | 0.053626 | 0 | 0 | 0.10725 | 320.9047 | 0.053997 | 0 | 0 | 0.10799
2017-02-26 04:00 | 289.3686 | 0.86249 |  | 303.8557 | 0.017017 | 0 | 0 | 0.034035 | 312.3944 | 0.035538 | 0 | 0 | 0.071075 | 319.3806 | 0.050691 | 0 | 0 | 0.10138 | 319.6393 | 0.051252 | 0 | 0 | 0.1025 | 319.8118 | 0.051626 | 0 | 0 | 0.10325 | 320.0705 | 0.052187 | 0 | 0 | 0.10437 | 320.3293 | 0.052749 | 0 | 0 | 0.1055 | 320.588 | 0.05331 | 0 | 0 | 0.10662 | 320.933 | 0.054058 | 0 | 0 | 0.10812 | 321.1918 | 0.054619 | 0 | 0 | 0.10924 | 321.3643 | 0.054993 | 0 | 0 | 0.10999 | 321.623 | 0.055555 | 0 | 0 | 0.11111 | 321.7955 | 0.055929 | 0 | 0 | 0.11186 | 322.0543 | 0.05649 | 0 | 0 | 0.11298 | 322.313 | 0.057051 | 0 | 0 | 0.1141 | 322.4855 | 0.057425 | 0 | 0 | 0.11485 | 322.7443 | 0.057987 | 0 | 0 | 0.11597 | 323.003 | 0.058548 | 0 | 0 | 0.1171 | 323.0893 | 0.058735 | 0 | 0 | 0.11747 | 323.348 | 0.059296 | 0 | 0 | 0.11859 | 323.6068 | 0.059857 | 0 | 0 | 0.11971 | 323.7793 | 0.060232 | 0 | 0 | 0.12046 | 324.038 | 0.060793 | 0 | 0 | 0.12159 | 324.2105 | 0.061167 | 0 | 0 | 0.12233 | 324.383 | 0.061541 | 0 | 0 | 0.12308
2017-02-26 05:00 | 282.4032 | 0.84173 |  | 296.5417 | 0.0011532 | 0 | 0 | 0.0023064 | 304.8748 | 0.019228 | 0 | 0 | 0.038456 | 311.6928 | 0.034016 | 0 | 0 | 0.068032 | 311.9453 | 0.034564 | 0 | 0 | 0.069127 | 312.1137 | 0.034929 | 0 | 0 | 0.069858 | 312.3662 | 0.035477 | 0 | 0 | 0.070953 | 312.6187 | 0.036024 | 0 | 0 | 0.072049 | 312.8712 | 0.036572 | 0 | 0 | 0.073144 | 313.2079 | 0.037302 | 0 | 0 | 0.074605 | 313.4605 | 0.03785 | 0 | 0 | 0.0757 | 313.6288 | 0.038215 | 0 | 0 | 0.07643 | 313.8813 | 0.038763 | 0 | 0 | 0.077526 | 314.0497 | 0.039128 | 0 | 0 | 0.078256 | 314.3022 | 0.039676 | 0 | 0 | 0.079351 | 314.5547 | 0.040223 | 0 | 0 | 0.080447 | 314.723 | 0.040589 | 0 | 0 | 0.081177 | 314.9756 | 0.041136 | 0 | 0 | 0.082273 | 315.2281 | 0.041684 | 0 | 0 | 0.083368 | 315.3123 | 0.041867 | 0 | 0 | 0.083733 | 315.5648 | 0.042414 | 0 | 0 | 0.084829 | 315.8173 | 0.042962 | 0 | 0 | 0.085924 | 315.9856 | 0.043327 | 0 | 0 | 0.086654 | 316.2382 | 0.043875 | 0 | 0 | 0.08775 | 316.4065 | 0.04424 | 0 | 0 | 0.08848 | 316.5749 | 0.044605 | 0 | 0 | 0.08921
2017-02-26 06:00 | 276.1113 | 0.82298 |  | 289.9348 | 0 | 0 | 0 | 0 | 298.0823 | 0.0044947 | 0 | 0 | 0.0089894 | 304.7484 | 0.018954 | 0 | 0 | 0.037907 | 304.9953 | 0.019489 | 0 | 0 | 0.038978 | 305.1599 | 0.019846 | 0 | 0 | 0.039692 | 305.4067 | 0.020382 | 0 | 0 | 0.040763 | 305.6536 | 0.020917 | 0 | 0 | 0.041834 | 305.9005 | 0.021453 | 0 | 0 | 0.042905 | 306.2297 | 0.022167 | 0 | 0 | 0.044333 | 306.4766 | 0.022702 | 0 | 0 | 0.045404 | 306.6412 | 0.023059 | 0 | 0 | 0.046118 | 306.8881 | 0.023595 | 0 | 0 | 0.047189 | 307.0527 | 0.023952 | 0 | 0 | 0.047903 | 307.2996 | 0.024487 | 0 | 0 | 0.048974 | 307.5465 | 0.025023 | 0 | 0 | 0.050045 | 307.7111 | 0.02538 | 0 | 0 | 0.050759 | 307.958 | 0.025915 | 0 | 0 | 0.05183 | 308.2049 | 0.026451 | 0 | 0 | 0.052901 | 308.2872 | 0.026629 | 0 | 0 | 0.053258 | 308.5341 | 0.027165 | 0 | 0 | 0.054329 | 308.781 | 0.0277 | 0 | 0 | 0.0554 | 308.9455 | 0.028057 | 0 | 0 | 0.056114 | 309.1924 | 0.028593 | 0 | 0 | 0.057185 | 309.357 | 0.02895 | 0 | 0 | 0.057899 | 309.5216 | 0.029307 | 0 | 0 | 0.058613
2017-02-26 07:00 | 275.8533 | 0.82221 |  | 289.6638 | 0 | 0 | 0 | 0 | 297.8036 | 0.0038904 | 0 | 0 | 0.0077808 | 304.4635 | 0.018336 | 0 | 0 | 0.036671 | 304.7102 | 0.018871 | 0 | 0 | 0.037741 | 304.8746 | 0.019227 | 0 | 0 | 0.038455 | 305.1213 | 0.019762 | 0 | 0 | 0.039525 | 305.368 | 0.020297 | 0 | 0 | 0.040595 | 305.6146 | 0.020832 | 0 | 0 | 0.041665 | 305.9435 | 0.021546 | 0 | 0 | 0.043092 | 306.1902 | 0.022081 | 0 | 0 | 0.044162 | 306.3546 | 0.022437 | 0 | 0 | 0.044875 | 306.6013 | 0.022972 | 0 | 0 | 0.045945 | 306.7657 | 0.023329 | 0 | 0 | 0.046658 | 307.0124 | 0.023864 | 0 | 0 | 0.047728 | 307.259 | 0.024399 | 0 | 0 | 0.048798 | 307.4235 | 0.024756 | 0 | 0 | 0.049512 | 307.6701 | 0.025291 | 0 | 0 | 0.050582 | 307.9168 | 0.025826 | 0 | 0 | 0.051652 | 307.999 | 0.026004 | 0 | 0 | 0.052008 | 308.2457 | 0.026539 | 0 | 0 | 0.053078 | 308.4923 | 0.027074 | 0 | 0 | 0.054148 | 308.6568 | 0.027431 | 0 | 0 | 0.054862 | 308.9035 | 0.027966 | 0 | 0 | 0.055932 | 309.0679 | 0.028323 | 0 | 0 | 0.056645 | 309.2323 | 0.028679 | 0 | 0 | 0.057358
2017-02-26 08:00 | 265.2065 | 0.79047 |  | 278.484 | 0 | 0 | 0 | 0 | 286.3096 | 0 | 0 | 0 | 0 | 292.7125 | 0 | 0 | 0 | 0 | 292.9496 | 0 | 0 | 0 | 0 | 293.1077 | 0 | 0 | 0 | 0 | 293.3449 | 0 | 0 | 0 | 0 | 293.582 | 0 | 0 | 0 | 0 | 293.8191 | 0 | 0 | 0 | 0 | 294.1353 | 0 | 0 | 0 | 0 | 294.3725 | 0 | 0 | 0 | 0 | 294.5306 | 0 | 0 | 0 | 0 | 294.7677 | 0 | 0 | 0 | 0 | 294.9258 | 0 | 0 | 0 | 0 | 295.163 | 0 | 0 | 0 | 0 | 295.4001 | 0 | 0 | 0 | 0 | 295.5582 | 0 | 0 | 0 | 0 | 295.7953 | 0 | 0 | 0 | 0 | 296.0325 | 4.8751e-05 | 0 | 0 | 9.7502e-05 | 296.1115 | 0.0002202 | 0 | 0 | 0.00044041 | 296.3487 | 0.00073457 | 0 | 0 | 0.0014691 | 296.5858 | 0.0012489 | 0 | 0 | 0.0024979 | 296.7439 | 0.0015918 | 0 | 0 | 0.0031837 | 296.981 | 0.0021062 | 0 | 0 | 0.0042124 | 297.1391 | 0.0024491 | 0 | 0 | 0.0048982 | 297.2972 | 0.002792 | 0 | 0 | 0.005584
2017-02-26 09:00 | 274.3527 | 0.81774 |  | 288.0881 | 0 | 0 | 0 | 0 | 296.1836 | 0.00037664 | 0 | 0 | 0.00075327 | 302.8073 | 0.014743 | 0 | 0 | 0.029487 | 303.0526 | 0.015275 | 0 | 0 | 0.030551 | 303.2162 | 0.01563 | 0 | 0 | 0.03126 | 303.4615 | 0.016162 | 0 | 0 | 0.032325 | 303.7068 | 0.016694 | 0 | 0 | 0.033389 | 303.9521 | 0.017226 | 0 | 0 | 0.034453 | 304.2792 | 0.017936 | 0 | 0 | 0.035872 | 304.5245 | 0.018468 | 0 | 0 | 0.036936 | 304.6881 | 0.018823 | 0 | 0 | 0.037646 | 304.9334 | 0.019355 | 0 | 0 | 0.03871 | 305.097 | 0.01971 | 0 | 0 | 0.039419 | 305.3423 | 0.020242 | 0 | 0 | 0.040483 | 305.5876 | 0.020774 | 0 | 0 | 0.041548 | 305.7511 | 0.021129 | 0 | 0 | 0.042257 | 305.9965 | 0.021661 | 0 | 0 | 0.043321 | 306.2418 | 0.022193 | 0 | 0 | 0.044385 | 306.3236 | 0.02237 | 0 | 0 | 0.04474 | 306.5689 | 0.022902 | 0 | 0 | 0.045804 | 306.8142 | 0.023434 | 0 | 0 | 0.046869 | 306.9777 | 0.023789 | 0 | 0 | 0.047578 | 307.2231 | 0.024321 | 0 | 0 | 0.048642 | 307.3866 | 0.024676 | 0 | 0 | 0.049352 | 307.5502 | 0.025031 | 0 | 0 | 0.050061
2017-02-26 10:00 | 275.7583 | 0.82192 |  | 289.564 | 0 | 0 | 0 | 0 | 297.7011 | 0.0036679 | 0 | 0 | 0.0073359 | 304.3587 | 0.018108 | 0 | 0 | 0.036217 | 304.6052 | 0.018643 | 0 | 0 | 0.037286 | 304.7696 | 0.019 | 0 | 0 | 0.037999 | 305.0162 | 0.019534 | 0 | 0 | 0.039069 | 305.2628 | 0.020069 | 0 | 0 | 0.040139 | 305.5094 | 0.020604 | 0 | 0 | 0.041208 | 305.8381 | 0.021317 | 0 | 0 | 0.042634 | 306.0847 | 0.021852 | 0 | 0 | 0.043704 | 306.2491 | 0.022209 | 0 | 0 | 0.044417 | 306.4957 | 0.022743 | 0 | 0 | 0.045487 | 306.6601 | 0.0231 | 0 | 0 | 0.0462 | 306.9066 | 0.023635 | 0 | 0 | 0.04727 | 307.1532 | 0.02417 | 0 | 0 | 0.048339 | 307.3176 | 0.024526 | 0 | 0 | 0.049052 | 307.5642 | 0.025061 | 0 | 0 | 0.050122 | 307.8107 | 0.025596 | 0 | 0 | 0.051192 | 307.8929 | 0.025774 | 0 | 0 | 0.051548 | 308.1395 | 0.026309 | 0 | 0 | 0.052618 | 308.3861 | 0.026844 | 0 | 0 | 0.053688 | 308.5505 | 0.0272 | 0 | 0 | 0.054401 | 308.7971 | 0.027735 | 0 | 0 | 0.05547 | 308.9614 | 0.028092 | 0 | 0 | 0.056183 | 309.1258 | 0.028448 | 0 | 0 | 0.056896
2017-02-26 11:00 | 270.3956 | 0.80594 |  | 283.9329 | 0 | 0 | 0 | 0 | 291.9117 | 0 | 0 | 0 | 0 | 298.4398 | 0.0052703 | 0 | 0 | 0.010541 | 298.6816 | 0.0057947 | 0 | 0 | 0.011589 | 298.8428 | 0.0061444 | 0 | 0 | 0.012289 | 299.0846 | 0.0066688 | 0 | 0 | 0.013338 | 299.3264 | 0.0071932 | 0 | 0 | 0.014386 | 299.5682 | 0.0077176 | 0 | 0 | 0.015435 | 299.8905 | 0.0084169 | 0 | 0 | 0.016834 | 300.1323 | 0.0089413 | 0 | 0 | 0.017883 | 300.2935 | 0.0092909 | 0 | 0 | 0.018582 | 300.5353 | 0.0098153 | 0 | 0 | 0.019631 | 300.6965 | 0.010165 | 0 | 0 | 0.02033 | 300.9383 | 0.010689 | 0 | 0 | 0.021379 | 301.18 | 0.011214 | 0 | 0 | 0.022428 | 301.3412 | 0.011563 | 0 | 0 | 0.023127 | 301.583 | 0.012088 | 0 | 0 | 0.024176 | 301.8248 | 0.012612 | 0 | 0 | 0.025225 | 301.9054 | 0.012787 | 0 | 0 | 0.025574 | 302.1472 | 0.013312 | 0 | 0 | 0.026623 | 302.3889 | 0.013836 | 0 | 0 | 0.027672 | 302.5501 | 0.014186 | 0 | 0 | 0.028371 | 302.7919 | 0.01471 | 0 | 0 | 0.02942 | 302.9531 | 0.01506 | 0 | 0 | 0.030119 | 303.1143 | 0.015409 | 0 | 0 | 0.030818
2017-02-26 12:00 | 264.3441 | 0.7879 |  | 277.5784 | 0 | 0 | 0 | 0 | 285.3787 | 0 | 0 | 0 | 0 | 291.7607 | 0 | 0 | 0 | 0 | 291.9971 | 0 | 0 | 0 | 0 | 292.1547 | 0 | 0 | 0 | 0 | 292.391 | 0 | 0 | 0 | 0 | 292.6274 | 0 | 0 | 0 | 0 | 292.8638 | 0 | 0 | 0 | 0 | 293.1789 | 0 | 0 | 0 | 0 | 293.4153 | 0 | 0 | 0 | 0 | 293.5729 | 0 | 0 | 0 | 0 | 293.8093 | 0 | 0 | 0 | 0 | 293.9668 | 0 | 0 | 0 | 0 | 294.2032 | 0 | 0 | 0 | 0 | 294.4396 | 0 | 0 | 0 | 0 | 294.5972 | 0 | 0 | 0 | 0 | 294.8335 | 0 | 0 | 0 | 0 | 295.0699 | 0 | 0 | 0 | 0 | 295.1487 | 0 | 0 | 0 | 0 | 295.3851 | 0 | 0 | 0 | 0 | 295.6214 | 0 | 0 | 0 | 0 | 295.779 | 0 | 0 | 0 | 0 | 296.0154 | 1.1697e-05 | 0 | 0 | 2.3393e-05 | 296.173 | 0.00035349 | 0 | 0 | 0.00070698 | 296.3306 | 0.00069528 | 0 | 0 | 0.0013906
2017-02-26 13:00 | 264.6923 | 0.78894 |  | 277.944 | 0 | 0 | 0 | 0 | 285.7545 | 0 | 0 | 0 | 0 | 292.145 | 0 | 0 | 0 | 0 | 292.3816 | 0 | 0 | 0 | 0 | 292.5394 | 0 | 0 | 0 | 0 | 292.7761 | 0 | 0 | 0 | 0 | 293.0128 | 0 | 0 | 0 | 0 | 293.2495 | 0 | 0 | 0 | 0 | 293.5651 | 0 | 0 | 0 | 0 | 293.8017 | 0 | 0 | 0 | 0 | 293.9595 | 0 | 0 | 0 | 0 | 294.1962 | 0 | 0 | 0 | 0 | 294.354 | 0 | 0 | 0 | 0 | 294.5907 | 0 | 0 | 0 | 0 | 294.8274 | 0 | 0 | 0 | 0 | 294.9851 | 0 | 0 | 0 | 0 | 295.2218 | 0 | 0 | 0 | 0 | 295.4585 | 0 | 0 | 0 | 0 | 295.5374 | 0 | 0 | 0 | 0 | 295.7741 | 0 | 0 | 0 | 0 | 296.0108 | 1.669e-06 | 0 | 0 | 3.3379e-06 | 296.1686 | 0.00034391 | 0 | 0 | 0.00068782 | 296.4052 | 0.00085728 | 0 | 0 | 0.0017146 | 296.563 | 0.0011995 | 0 | 0 | 0.002399 | 296.7208 | 0.0015418 | 0 | 0 | 0.0030835
2017-02-26 14:00 | 271.104 | 0.80805 |  | 284.6767 | 0 | 0 | 0 | 0 | 292.6765 | 0 | 0 | 0 | 0 | 299.2217 | 0.0069661 | 0 | 0 | 0.013932 | 299.4641 | 0.0074919 | 0 | 0 | 0.014984 | 299.6257 | 0.0078425 | 0 | 0 | 0.015685 | 299.8681 | 0.0083683 | 0 | 0 | 0.016737 | 300.1105 | 0.0088941 | 0 | 0 | 0.017788 | 300.353 | 0.0094199 | 0 | 0 | 0.01884 | 300.6762 | 0.010121 | 0 | 0 | 0.020242 | 300.9186 | 0.010647 | 0 | 0 | 0.021293 | 301.0802 | 0.010997 | 0 | 0 | 0.021995 | 301.3226 | 0.011523 | 0 | 0 | 0.023046 | 301.4842 | 0.011874 | 0 | 0 | 0.023747 | 301.7266 | 0.012399 | 0 | 0 | 0.024799 | 301.9691 | 0.012925 | 0 | 0 | 0.02585 | 302.1307 | 0.013276 | 0 | 0 | 0.026551 | 302.3731 | 0.013802 | 0 | 0 | 0.027603 | 302.6155 | 0.014327 | 0 | 0 | 0.028655 | 302.6963 | 0.014503 | 0 | 0 | 0.029005 | 302.9387 | 0.015028 | 0 | 0 | 0.030057 | 303.1811 | 0.015554 | 0 | 0 | 0.031108 | 303.3427 | 0.015905 | 0 | 0 | 0.031809 | 303.5852 | 0.016431 | 0 | 0 | 0.032861 | 303.7468 | 0.016781 | 0 | 0 | 0.033562 | 303.9084 | 0.017132 | 0 | 0 | 0.034263
2017-02-26 15:00 | 271.9162 | 0.81047 |  | 285.5296 | 0 | 0 | 0 | 0 | 293.5533 | 0 | 0 | 0 | 0 | 300.1181 | 0.0089105 | 0 | 0 | 0.017821 | 300.3612 | 0.0094379 | 0 | 0 | 0.018876 | 300.5233 | 0.0097894 | 0 | 0 | 0.019579 | 300.7665 | 0.010317 | 0 | 0 | 0.020634 | 301.0096 | 0.010844 | 0 | 0 | 0.021688 | 301.2528 | 0.011372 | 0 | 0 | 0.022743 | 301.577 | 0.012075 | 0 | 0 | 0.024149 | 301.8201 | 0.012602 | 0 | 0 | 0.025204 | 301.9822 | 0.012954 | 0 | 0 | 0.025907 | 302.2253 | 0.013481 | 0 | 0 | 0.026962 | 302.3874 | 0.013833 | 0 | 0 | 0.027665 | 302.6306 | 0.01436 | 0 | 0 | 0.02872 | 302.8737 | 0.014887 | 0 | 0 | 0.029775 | 303.0358 | 0.015239 | 0 | 0 | 0.030478 | 303.2789 | 0.015766 | 0 | 0 | 0.031533 | 303.5221 | 0.016294 | 0 | 0 | 0.032587 | 303.6031 | 0.01647 | 0 | 0 | 0.032939 | 303.8463 | 0.016997 | 0 | 0 | 0.033994 | 304.0894 | 0.017524 | 0 | 0 | 0.035049 | 304.2515 | 0.017876 | 0 | 0 | 0.035752 | 304.4947 | 0.018403 | 0 | 0 | 0.036806 | 304.6568 | 0.018755 | 0 | 0 | 0.03751 | 304.8188 | 0.019106 | 0 | 0 | 0.038213
2017-02-26 16:00 | 258.2163 | 0.76964 |  | 271.1439 | 0 | 0 | 0 | 0 | 278.7633 | 0 | 0 | 0 | 0 | 284.9974 | 0 | 0 | 0 | 0 | 285.2283 | 0 | 0 | 0 | 0 | 285.3822 | 0 | 0 | 0 | 0 | 285.6131 | 0 | 0 | 0 | 0 | 285.844 | 0 | 0 | 0 | 0 | 286.0749 | 0 | 0 | 0 | 0 | 286.3827 | 0 | 0 | 0 | 0 | 286.6136 | 0 | 0 | 0 | 0 | 286.7675 | 0 | 0 | 0 | 0 | 286.9984 | 0 | 0 | 0 | 0 | 287.1524 | 0 | 0 | 0 | 0 | 287.3832 | 0 | 0 | 0 | 0 | 287.6141 | 0 | 0 | 0 | 0 | 287.7681 | 0 | 0 | 0 | 0 | 287.999 | 0 | 0 | 0 | 0 | 288.2298 | 0 | 0 | 0 | 0 | 288.3068 | 0 | 0 | 0 | 0 | 288.5377 | 0 | 0 | 0 | 0 | 288.7686 | 0 | 0 | 0 | 0 | 288.9225 | 0 | 0 | 0 | 0 | 289.1534 | 0 | 0 | 0 | 0 | 289.3073 | 0 | 0 | 0 | 0 | 289.4613 | 0 | 0 | 0 | 0
2017-02-26 17:00 | 252.4862 | 0.75256 |  | 265.1269 | 0 | 0 | 0 | 0 | 272.5772 | 0 | 0 | 0 | 0 | 278.673 | 0 | 0 | 0 | 0 | 278.8987 | 0 | 0 | 0 | 0 | 279.0493 | 0 | 0 | 0 | 0 | 279.275 | 0 | 0 | 0 | 0 | 279.5008 | 0 | 0 | 0 | 0 | 279.7266 | 0 | 0 | 0 | 0 | 280.0276 | 0 | 0 | 0 | 0 | 280.2533 | 0 | 0 | 0 | 0 | 280.4039 | 0 | 0 | 0 | 0 | 280.6296 | 0 | 0 | 0 | 0 | 280.7801 | 0 | 0 | 0 | 0 | 281.0059 | 0 | 0 | 0 | 0 | 281.2317 | 0 | 0 | 0 | 0 | 281.3822 | 0 | 0 | 0 | 0 | 281.608 | 0 | 0 | 0 | 0 | 281.8337 | 0 | 0 | 0 | 0 | 281.909 | 0 | 0 | 0 | 0 | 282.1347 | 0 | 0 | 0 | 0 | 282.3605 | 0 | 0 | 0 | 0 | 282.511 | 0 | 0 | 0 | 0 | 282.7368 | 0 | 0 | 0 | 0 | 282.8873 | 0 | 0 | 0 | 0 | 283.0378 | 0 | 0 | 0 | 0
2017-02-26 18:00 | 259.3629 | 0.77306 |  | 272.3478 | 0 | 0 | 0 | 0 | 280.0011 | 0 | 0 | 0 | 0 | 286.2628 | 0 | 0 | 0 | 0 | 286.4948 | 0 | 0 | 0 | 0 | 286.6494 | 0 | 0 | 0 | 0 | 286.8813 | 0 | 0 | 0 | 0 | 287.1132 | 0 | 0 | 0 | 0 | 287.3451 | 0 | 0 | 0 | 0 | 287.6543 | 0 | 0 | 0 | 0 | 287.8863 | 0 | 0 | 0 | 0 | 288.0409 | 0 | 0 | 0 | 0 | 288.2728 | 0 | 0 | 0 | 0 | 288.4274 | 0 | 0 | 0 | 0 | 288.6593 | 0 | 0 | 0 | 0 | 288.8912 | 0 | 0 | 0 | 0 | 289.0458 | 0 | 0 | 0 | 0 | 289.2778 | 0 | 0 | 0 | 0 | 289.5097 | 0 | 0 | 0 | 0 | 289.587 | 0 | 0 | 0 | 0 | 289.8189 | 0 | 0 | 0 | 0 | 290.0508 | 0 | 0 | 0 | 0 | 290.2054 | 0 | 0 | 0 | 0 | 290.4373 | 0 | 0 | 0 | 0 | 290.592 | 0 | 0 | 0 | 0 | 290.7466 | 0 | 0 | 0 | 0
2017-02-26 19:00 | 264.7679 | 0.78917 |  | 278.0235 | 0 | 0 | 0 | 0 | 285.8362 | 0 | 0 | 0 | 0 | 292.2285 | 0 | 0 | 0 | 0 | 292.4652 | 0 | 0 | 0 | 0 | 292.623 | 0 | 0 | 0 | 0 | 292.8598 | 0 | 0 | 0 | 0 | 293.0965 | 0 | 0 | 0 | 0 | 293.3333 | 0 | 0 | 0 | 0 | 293.649 | 0 | 0 | 0 | 0 | 293.8857 | 0 | 0 | 0 | 0 | 294.0435 | 0 | 0 | 0 | 0 | 294.2803 | 0 | 0 | 0 | 0 | 294.4381 | 0 | 0 | 0 | 0 | 294.6749 | 0 | 0 | 0 | 0 | 294.9116 | 0 | 0 | 0 | 0 | 295.0695 | 0 | 0 | 0 | 0 | 295.3062 | 0 | 0 | 0 | 0 | 295.543 | 0 | 0 | 0 | 0 | 295.6219 | 0 | 0 | 0 | 0 | 295.8586 | 0 | 0 | 0 | 0 | 296.0954 | 0.00018517 | 0 | 0 | 0.00037033 | 296.2532 | 0.00052751 | 0 | 0 | 0.001055 | 296.49 | 0.001041 | 0 | 0 | 0.002082 | 296.6478 | 0.0013834 | 0 | 0 | 0.0027667 | 296.8056 | 0.0017257 | 0 | 0 | 0.0034514
2017-02-26 20:00 | 262.4084 | 0.78213 |  | 275.5458 | 0 | 0 | 0 | 0 | 283.2889 | 0 | 0 | 0 | 0 | 289.6242 | 0 | 0 | 0 | 0 | 289.8588 | 0 | 0 | 0 | 0 | 290.0153 | 0 | 0 | 0 | 0 | 290.2499 | 0 | 0 | 0 | 0 | 290.4845 | 0 | 0 | 0 | 0 | 290.7192 | 0 | 0 | 0 | 0 | 291.032 | 0 | 0 | 0 | 0 | 291.2667 | 0 | 0 | 0 | 0 | 291.4231 | 0 | 0 | 0 | 0 | 291.6577 | 0 | 0 | 0 | 0 | 291.8142 | 0 | 0 | 0 | 0 | 292.0488 | 0 | 0 | 0 | 0 | 292.2834 | 0 | 0 | 0 | 0 | 292.4399 | 0 | 0 | 0 | 0 | 292.6745 | 0 | 0 | 0 | 0 | 292.9091 | 0 | 0 | 0 | 0 | 292.9874 | 0 | 0 | 0 | 0 | 293.222 | 0 | 0 | 0 | 0 | 293.4566 | 0 | 0 | 0 | 0 | 293.6131 | 0 | 0 | 0 | 0 | 293.8477 | 0 | 0 | 0 | 0 | 294.0041 | 0 | 0 | 0 | 0 | 294.1606 | 0 | 0 | 0 | 0
2017-02-26 21:00 | 271.2201 | 0.8084 |  | 284.7987 | 0 | 0 | 0 | 0 | 292.8018 | 0 | 0 | 0 | 0 | 299.3499 | 0.0072442 | 0 | 0 | 0.014488 | 299.5924 | 0.0077702 | 0 | 0 | 0.01554 | 299.7541 | 0.0081209 | 0 | 0 | 0.016242 | 299.9966 | 0.0086469 | 0 | 0 | 0.017294 | 300.2391 | 0.0091729 | 0 | 0 | 0.018346 | 300.4816 | 0.009699 | 0 | 0 | 0.019398 | 300.805 | 0.0104 | 0 | 0 | 0.020801 | 301.0475 | 0.010926 | 0 | 0 | 0.021853 | 301.2092 | 0.011277 | 0 | 0 | 0.022554 | 301.4517 | 0.011803 | 0 | 0 | 0.023606 | 301.6134 | 0.012154 | 0 | 0 | 0.024307 | 301.8559 | 0.01268 | 0 | 0 | 0.02536 | 302.0984 | 0.013206 | 0 | 0 | 0.026412 | 302.2601 | 0.013556 | 0 | 0 | 0.027113 | 302.5026 | 0.014082 | 0 | 0 | 0.028165 | 302.7451 | 0.014609 | 0 | 0 | 0.029217 | 302.826 | 0.014784 | 0 | 0 | 0.029568 | 303.0685 | 0.01531 | 0 | 0 | 0.03062 | 303.311 | 0.015836 | 0 | 0 | 0.031672 | 303.4727 | 0.016187 | 0 | 0 | 0.032373 | 303.7152 | 0.016713 | 0 | 0 | 0.033425 | 303.8769 | 0.017063 | 0 | 0 | 0.034127 | 304.0386 | 0.017414 | 0 | 0 | 0.034828
2017-02-26 22:00 | 266.5713 | 0.79454 |  | 279.9171 | 0 | 0 | 0 | 0 | 287.783 | 0 | 0 | 0 | 0 | 294.2188 | 0 | 0 | 0 | 0 | 294.4572 | 0 | 0 | 0 | 0 | 294.6161 | 0 | 0 | 0 | 0 | 294.8545 | 0 | 0 | 0 | 0 | 295.0928 | 0 | 0 | 0 | 0 | 295.3312 | 0 | 0 | 0 | 0 | 295.649 | 0 | 0 | 0 | 0 | 295.8874 | 0 | 0 | 0 | 0 | 296.0463 | 7.8687e-05 | 0 | 0 | 0.00015737 | 296.2846 | 0.0005957 | 0 | 0 | 0.0011914 | 296.4435 | 0.00094037 | 0 | 0 | 0.0018807 | 296.6819 | 0.0014574 | 0 | 0 | 0.0029148 | 296.9203 | 0.0019744 | 0 | 0 | 0.0039488 | 297.0792 | 0.0023191 | 0 | 0 | 0.0046381 | 297.3175 | 0.0028361 | 0 | 0 | 0.0056721 | 297.5559 | 0.0033531 | 0 | 0 | 0.0067061 | 297.6354 | 0.0035254 | 0 | 0 | 0.0070508 | 297.8737 | 0.0040424 | 0 | 0 | 0.0080848 | 298.1121 | 0.0045594 | 0 | 0 | 0.0091189 | 298.271 | 0.0049041 | 0 | 0 | 0.0098082 | 298.5094 | 0.0054211 | 0 | 0 | 0.010842 | 298.6683 | 0.0057658 | 0 | 0 | 0.011532 | 298.8272 | 0.0061105 | 0 | 0 | 0.012221
2017-02-26 23:00 | 267.9 | 0.7985 |  | 281.3123 | 0 | 0 | 0 | 0 | 289.2175 | 0 | 0 | 0 | 0 | 295.6854 | 0 | 0 | 0 | 0 | 295.9249 | 0 | 0 | 0 | 0 | 296.0846 | 0.00016186 | 0 | 0 | 0.00032372 | 296.3242 | 0.00068145 | 0 | 0 | 0.0013629 | 296.5637 | 0.001201 | 0 | 0 | 0.0024021 | 296.8033 | 0.0017206 | 0 | 0 | 0.0034412 | 297.1227 | 0.0024134 | 0 | 0 | 0.0048268 | 297.3622 | 0.002933 | 0 | 0 | 0.005866 | 297.5219 | 0.0032794 | 0 | 0 | 0.0065587 | 297.7615 | 0.003799 | 0 | 0 | 0.0075979 | 297.9212 | 0.0041453 | 0 | 0 | 0.0082907 | 298.1607 | 0.0046649 | 0 | 0 | 0.0093299 | 298.4003 | 0.0051845 | 0 | 0 | 0.010369 | 298.56 | 0.0055309 | 0 | 0 | 0.011062 | 298.7995 | 0.0060505 | 0 | 0 | 0.012101 | 299.0391 | 0.0065701 | 0 | 0 | 0.01314 | 299.1189 | 0.0067433 | 0 | 0 | 0.013487 | 299.3585 | 0.0072629 | 0 | 0 | 0.014526 | 299.598 | 0.0077824 | 0 | 0 | 0.015565 | 299.7577 | 0.0081288 | 0 | 0 | 0.016258 | 299.9973 | 0.0086484 | 0 | 0 | 0.017297 | 300.157 | 0.0089948 | 0 | 0 | 0.01799 | 300.3167 | 0.0093412 | 0 | 0 | 0.018682
2017-02-27 | 277.8044 | 0.82802 |  | 291.7127 | 0 | 0 | 0 | 0 | 299.9101 | 0.0084593 | 0 | 0 | 0.016919 | 306.6171 | 0.023007 | 0 | 0 | 0.046013 | 306.8655 | 0.023546 | 0 | 0 | 0.047091 | 307.0311 | 0.023905 | 0 | 0 | 0.047809 | 307.2795 | 0.024444 | 0 | 0 | 0.048887 | 307.5279 | 0.024982 | 0 | 0 | 0.049965 | 307.7763 | 0.025521 | 0 | 0 | 0.051042 | 308.1075 | 0.02624 | 0 | 0 | 0.052479 | 308.3559 | 0.026778 | 0 | 0 | 0.053557 | 308.5215 | 0.027137 | 0 | 0 | 0.054275 | 308.7699 | 0.027676 | 0 | 0 | 0.055353 | 308.9355 | 0.028035 | 0 | 0 | 0.056071 | 309.1839 | 0.028574 | 0 | 0 | 0.057149 | 309.4324 | 0.029113 | 0 | 0 | 0.058226 | 309.598 | 0.029472 | 0 | 0 | 0.058945 | 309.8464 | 0.030011 | 0 | 0 | 0.060022 | 310.0948 | 0.03055 | 0 | 0 | 0.0611 | 310.1776 | 0.030729 | 0 | 0 | 0.061459 | 310.426 | 0.031268 | 0 | 0 | 0.062537 | 310.6744 | 0.031807 | 0 | 0 | 0.063614 | 310.84 | 0.032166 | 0 | 0 | 0.064333 | 311.0884 | 0.032705 | 0 | 0 | 0.06541 | 311.254 | 0.033064 | 0 | 0 | 0.066128 | 311.4196 | 0.033423 | 0 | 0 | 0.066847
2017-02-27 01:00 | 276.3838 | 0.82379 |  | 290.2208 | 0 | 0 | 0 | 0 | 298.3763 | 0.0051326 | 0 | 0 | 0.010265 | 305.049 | 0.019606 | 0 | 0 | 0.039211 | 305.2962 | 0.020142 | 0 | 0 | 0.040283 | 305.4609 | 0.020499 | 0 | 0 | 0.040998 | 305.7081 | 0.021035 | 0 | 0 | 0.04207 | 305.9552 | 0.021571 | 0 | 0 | 0.043142 | 306.2023 | 0.022107 | 0 | 0 | 0.044214 | 306.5319 | 0.022822 | 0 | 0 | 0.045644 | 306.779 | 0.023358 | 0 | 0 | 0.046716 | 306.9438 | 0.023715 | 0 | 0 | 0.047431 | 307.1909 | 0.024251 | 0 | 0 | 0.048503 | 307.3556 | 0.024609 | 0 | 0 | 0.049217 | 307.6028 | 0.025145 | 0 | 0 | 0.050289 | 307.8499 | 0.025681 | 0 | 0 | 0.051362 | 308.0147 | 0.026038 | 0 | 0 | 0.052076 | 308.2618 | 0.026574 | 0 | 0 | 0.053148 | 308.5089 | 0.02711 | 0 | 0 | 0.05422 | 308.5913 | 0.027289 | 0 | 0 | 0.054578 | 308.8385 | 0.027825 | 0 | 0 | 0.05565 | 309.0856 | 0.028361 | 0 | 0 | 0.056722 | 309.2504 | 0.028718 | 0 | 0 | 0.057437 | 309.4975 | 0.029254 | 0 | 0 | 0.058509 | 309.6623 | 0.029612 | 0 | 0 | 0.059223 | 309.827 | 0.029969 | 0 | 0 | 0.059938
2017-02-27 02:00 | 287.2618 | 0.85621 |  | 301.6435 | 0.012219 | 0 | 0 | 0.024438 | 310.12 | 0.030605 | 0 | 0 | 0.061209 | 317.0553 | 0.045647 | 0 | 0 | 0.091295 | 317.3122 | 0.046204 | 0 | 0 | 0.092409 | 317.4834 | 0.046576 | 0 | 0 | 0.093152 | 317.7403 | 0.047133 | 0 | 0 | 0.094266 | 317.9972 | 0.04769 | 0 | 0 | 0.09538 | 318.254 | 0.048247 | 0 | 0 | 0.096495 | 318.5965 | 0.04899 | 0 | 0 | 0.09798 | 318.8534 | 0.049547 | 0 | 0 | 0.099095 | 319.0246 | 0.049919 | 0 | 0 | 0.099837 | 319.2815 | 0.050476 | 0 | 0 | 0.10095 | 319.4527 | 0.050847 | 0 | 0 | 0.10169 | 319.7096 | 0.051404 | 0 | 0 | 0.10281 | 319.9664 | 0.051962 | 0 | 0 | 0.10392 | 320.1377 | 0.052333 | 0 | 0 | 0.10467 | 320.3945 | 0.05289 | 0 | 0 | 0.10578 | 320.6514 | 0.053447 | 0 | 0 | 0.10689 | 320.737 | 0.053633 | 0 | 0 | 0.10727 | 320.9939 | 0.05419 | 0 | 0 | 0.10838 | 321.2508 | 0.054747 | 0 | 0 | 0.10949 | 321.422 | 0.055119 | 0 | 0 | 0.11024 | 321.6789 | 0.055676 | 0 | 0 | 0.11135 | 321.8501 | 0.056047 | 0 | 0 | 0.11209 | 322.0213 | 0.056419 | 0 | 0 | 0.11284
2017-02-27 03:00 | 293.9912 | 0.87627 |  | 308.7098 | 0.027546 | 0 | 0 | 0.055092 | 317.3848 | 0.046362 | 0 | 0 | 0.092724 | 324.4826 | 0.061757 | 0 | 0 | 0.12351 | 324.7455 | 0.062327 | 0 | 0 | 0.12465 | 324.9207 | 0.062707 | 0 | 0 | 0.12541 | 325.1836 | 0.063278 | 0 | 0 | 0.12656 | 325.4465 | 0.063848 | 0 | 0 | 0.1277 | 325.7094 | 0.064418 | 0 | 0 | 0.12884 | 326.0599 | 0.065178 | 0 | 0 | 0.13036 | 326.3228 | 0.065748 | 0 | 0 | 0.1315 | 326.498 | 0.066129 | 0 | 0 | 0.13226 | 326.7609 | 0.066699 | 0 | 0 | 0.1334 | 326.9362 | 0.067079 | 0 | 0 | 0.13416 | 327.199 | 0.067649 | 0 | 0 | 0.1353 | 327.4619 | 0.068219 | 0 | 0 | 0.13644 | 327.6372 | 0.068599 | 0 | 0 | 0.1372 | 327.9001 | 0.06917 | 0 | 0 | 0.13834 | 328.1629 | 0.06974 | 0 | 0 | 0.13948 | 328.2506 | 0.06993 | 0 | 0 | 0.13986 | 328.5134 | 0.0705 | 0 | 0 | 0.141 | 328.7763 | 0.07107 | 0 | 0 | 0.14214 | 328.9516 | 0.07145 | 0 | 0 | 0.1429 | 329.2145 | 0.07202 | 0 | 0 | 0.14404 | 329.3897 | 0.072401 | 0 | 0 | 0.1448 | 329.565 | 0.072781 | 0 | 0 | 0.14556
2017-02-27 04:00 | 300.9119 | 0.8969 |  | 315.977 | 0.043308 | 0 | 0 | 0.086617 | 324.8562 | 0.062567 | 0 | 0 | 0.12513 | 332.1211 | 0.078325 | 0 | 0 | 0.15665 | 332.3902 | 0.078909 | 0 | 0 | 0.15782 | 332.5696 | 0.079298 | 0 | 0 | 0.1586 | 332.8386 | 0.079881 | 0 | 0 | 0.15976 | 333.1077 | 0.080465 | 0 | 0 | 0.16093 | 333.3768 | 0.081049 | 0 | 0 | 0.1621 | 333.7355 | 0.081827 | 0 | 0 | 0.16365 | 334.0046 | 0.08241 | 0 | 0 | 0.16482 | 334.184 | 0.082799 | 0 | 0 | 0.1656 | 334.453 | 0.083383 | 0 | 0 | 0.16677 | 334.6324 | 0.083772 | 0 | 0 | 0.16754 | 334.9015 | 0.084356 | 0 | 0 | 0.16871 | 335.1706 | 0.084939 | 0 | 0 | 0.16988 | 335.3499 | 0.085328 | 0 | 0 | 0.17066 | 335.619 | 0.085912 | 0 | 0 | 0.17182 | 335.8881 | 0.086496 | 0 | 0 | 0.17299 | 335.9778 | 0.08669 | 0 | 0 | 0.17338 | 336.2468 | 0.087274 | 0 | 0 | 0.17455 | 336.5159 | 0.087857 | 0 | 0 | 0.17571 | 336.6953 | 0.088246 | 0 | 0 | 0.17649 | 336.9644 | 0.08883 | 0 | 0 | 0.17766 | 337.1437 | 0.089219 | 0 | 0 | 0.17844 | 337.3231 | 0.089608 | 0 | 0 | 0.17922
2017-02-27 05:00 | 301.0999 | 0.89746 |  | 316.1744 | 0.043737 | 0 | 0 | 0.087473 | 325.0593 | 0.063008 | 0 | 0 | 0.12602 | 332.3287 | 0.078775 | 0 | 0 | 0.15755 | 332.5979 | 0.079359 | 0 | 0 | 0.15872 | 332.7774 | 0.079748 | 0 | 0 | 0.1595 | 333.0466 | 0.080332 | 0 | 0 | 0.16066 | 333.3159 | 0.080916 | 0 | 0 | 0.16183 | 333.5851 | 0.0815 | 0 | 0 | 0.163 | 333.9441 | 0.082279 | 0 | 0 | 0.16456 | 334.2133 | 0.082863 | 0 | 0 | 0.16573 | 334.3928 | 0.083252 | 0 | 0 | 0.1665 | 334.6621 | 0.083836 | 0 | 0 | 0.16767 | 334.8416 | 0.084226 | 0 | 0 | 0.16845 | 335.1108 | 0.08481 | 0 | 0 | 0.16962 | 335.38 | 0.085394 | 0 | 0 | 0.17079 | 335.5595 | 0.085783 | 0 | 0 | 0.17157 | 335.8288 | 0.086367 | 0 | 0 | 0.17273 | 336.098 | 0.086951 | 0 | 0 | 0.1739 | 336.1877 | 0.087146 | 0 | 0 | 0.17429 | 336.457 | 0.08773 | 0 | 0 | 0.17546 | 336.7262 | 0.088313 | 0 | 0 | 0.17663 | 336.9057 | 0.088703 | 0 | 0 | 0.17741 | 337.1749 | 0.089287 | 0 | 0 | 0.17857 | 337.3544 | 0.089676 | 0 | 0 | 0.17935 | 337.5339 | 0.090065 | 0 | 0 | 0.18013
2017-02-27 06:00 | 301.6787 | 0.89918 |  | 316.7822 | 0.045055 | 0 | 0 | 0.09011 | 325.6841 | 0.064363 | 0 | 0 | 0.12873 | 332.9675 | 0.080161 | 0 | 0 | 0.16032 | 333.2372 | 0.080746 | 0 | 0 | 0.16149 | 333.4171 | 0.081136 | 0 | 0 | 0.16227 | 333.6868 | 0.081721 | 0 | 0 | 0.16344 | 333.9566 | 0.082306 | 0 | 0 | 0.16461 | 334.2263 | 0.082891 | 0 | 0 | 0.16578 | 334.586 | 0.083671 | 0 | 0 | 0.16734 | 334.8558 | 0.084256 | 0 | 0 | 0.16851 | 335.0356 | 0.084646 | 0 | 0 | 0.16929 | 335.3053 | 0.085232 | 0 | 0 | 0.17046 | 335.4852 | 0.085622 | 0 | 0 | 0.17124 | 335.7549 | 0.086207 | 0 | 0 | 0.17241 | 336.0247 | 0.086792 | 0 | 0 | 0.17358 | 336.2045 | 0.087182 | 0 | 0 | 0.17436 | 336.4743 | 0.087767 | 0 | 0 | 0.17553 | 336.744 | 0.088352 | 0 | 0 | 0.1767 | 336.834 | 0.088547 | 0 | 0 | 0.17709 | 337.1037 | 0.089132 | 0 | 0 | 0.17826 | 337.3735 | 0.089717 | 0 | 0 | 0.17943 | 337.5533 | 0.090107 | 0 | 0 | 0.18021 | 337.8231 | 0.090693 | 0 | 0 | 0.18139 | 338.0029 | 0.091083 | 0 | 0 | 0.18217 | 338.1827 | 0.091473 | 0 | 0 | 0.18295
2017-02-27 07:00 | 296.3674 | 0.88335 |  | 311.205 | 0.032958 | 0 | 0 | 0.065916 | 319.9502 | 0.051926 | 0 | 0 | 0.10385 | 327.1053 | 0.067446 | 0 | 0 | 0.13489 | 327.3703 | 0.068021 | 0 | 0 | 0.13604 | 327.547 | 0.068404 | 0 | 0 | 0.13681 | 327.812 | 0.068979 | 0 | 0 | 0.13796 | 328.077 | 0.069553 | 0 | 0 | 0.13911 | 328.342 | 0.070128 | 0 | 0 | 0.14026 | 328.6954 | 0.070895 | 0 | 0 | 0.14179 | 328.9604 | 0.071469 | 0 | 0 | 0.14294 | 329.1371 | 0.071853 | 0 | 0 | 0.14371 | 329.4021 | 0.072427 | 0 | 0 | 0.14485 | 329.5787 | 0.072811 | 0 | 0 | 0.14562 | 329.8437 | 0.073385 | 0 | 0 | 0.14677 | 330.1087 | 0.07396 | 0 | 0 | 0.14792 | 330.2854 | 0.074343 | 0 | 0 | 0.14869 | 330.5504 | 0.074918 | 0 | 0 | 0.14984 | 330.8154 | 0.075493 | 0 | 0 | 0.15099 | 330.9038 | 0.075685 | 0 | 0 | 0.15137 | 331.1688 | 0.076259 | 0 | 0 | 0.15252 | 331.4338 | 0.076834 | 0 | 0 | 0.15367 | 331.6104 | 0.077217 | 0 | 0 | 0.15443 | 331.8754 | 0.077792 | 0 | 0 | 0.15558 | 332.0521 | 0.078175 | 0 | 0 | 0.15635 | 332.2288 | 0.078559 | 0 | 0 | 0.15712
2017-02-27 08:00 | 299.0956 | 0.89148 |  | 314.0698 | 0.039172 | 0 | 0 | 0.078343 | 322.8955 | 0.058315 | 0 | 0 | 0.11663 | 330.1165 | 0.073977 | 0 | 0 | 0.14795 | 330.3839 | 0.074557 | 0 | 0 | 0.14911 | 330.5622 | 0.074944 | 0 | 0 | 0.14989 | 330.8297 | 0.075524 | 0 | 0 | 0.15105 | 331.0971 | 0.076104 | 0 | 0 | 0.15221 | 331.3646 | 0.076684 | 0 | 0 | 0.15337 | 331.7212 | 0.077458 | 0 | 0 | 0.15492 | 331.9886 | 0.078038 | 0 | 0 | 0.15608 | 332.1669 | 0.078424 | 0 | 0 | 0.15685 | 332.4344 | 0.079004 | 0 | 0 | 0.15801 | 332.6126 | 0.079391 | 0 | 0 | 0.15878 | 332.8801 | 0.079971 | 0 | 0 | 0.15994 | 333.1475 | 0.080551 | 0 | 0 | 0.1611 | 333.3258 | 0.080938 | 0 | 0 | 0.16188 | 333.5933 | 0.081518 | 0 | 0 | 0.16304 | 333.8607 | 0.082098 | 0 | 0 | 0.1642 | 333.9499 | 0.082292 | 0 | 0 | 0.16458 | 334.2173 | 0.082872 | 0 | 0 | 0.16574 | 334.4848 | 0.083452 | 0 | 0 | 0.1669 | 334.6631 | 0.083838 | 0 | 0 | 0.16768 | 334.9305 | 0.084419 | 0 | 0 | 0.16884 | 335.1088 | 0.084805 | 0 | 0 | 0.16961 | 335.2871 | 0.085192 | 0 | 0 | 0.17038
2017-02-27 09:00 | 299.0474 | 0.89134 |  | 314.0191 | 0.039062 | 0 | 0 | 0.078123 | 322.8434 | 0.058202 | 0 | 0 | 0.1164 | 330.0632 | 0.073861 | 0 | 0 | 0.14772 | 330.3306 | 0.074441 | 0 | 0 | 0.14888 | 330.5089 | 0.074828 | 0 | 0 | 0.14966 | 330.7763 | 0.075408 | 0 | 0 | 0.15082 | 331.0437 | 0.075988 | 0 | 0 | 0.15198 | 331.3111 | 0.076568 | 0 | 0 | 0.15314 | 331.6676 | 0.077341 | 0 | 0 | 0.15468 | 331.935 | 0.077921 | 0 | 0 | 0.15584 | 332.1133 | 0.078308 | 0 | 0 | 0.15662 | 332.3807 | 0.078888 | 0 | 0 | 0.15778 | 332.559 | 0.079275 | 0 | 0 | 0.15855 | 332.8264 | 0.079855 | 0 | 0 | 0.15971 | 333.0938 | 0.080435 | 0 | 0 | 0.16087 | 333.272 | 0.080821 | 0 | 0 | 0.16164 | 333.5395 | 0.081401 | 0 | 0 | 0.1628 | 333.8069 | 0.081981 | 0 | 0 | 0.16396 | 333.896 | 0.082175 | 0 | 0 | 0.16435 | 334.1634 | 0.082755 | 0 | 0 | 0.16551 | 334.4308 | 0.083335 | 0 | 0 | 0.16667 | 334.6091 | 0.083721 | 0 | 0 | 0.16744 | 334.8765 | 0.084301 | 0 | 0 | 0.1686 | 335.0547 | 0.084688 | 0 | 0 | 0.16938 | 335.233 | 0.085075 | 0 | 0 | 0.17015
2017-02-27 10:00 | 295.3173 | 0.88022 |  | 310.1023 | 0.030566 | 0 | 0 | 0.061132 | 318.8165 | 0.049467 | 0 | 0 | 0.098935 | 325.9463 | 0.064932 | 0 | 0 | 0.12986 | 326.2104 | 0.065505 | 0 | 0 | 0.13101 | 326.3864 | 0.065886 | 0 | 0 | 0.13177 | 326.6505 | 0.066459 | 0 | 0 | 0.13292 | 326.9146 | 0.067032 | 0 | 0 | 0.13406 | 327.1786 | 0.067605 | 0 | 0 | 0.13521 | 327.5307 | 0.068368 | 0 | 0 | 0.13674 | 327.7948 | 0.068941 | 0 | 0 | 0.13788 | 327.9708 | 0.069323 | 0 | 0 | 0.13865 | 328.2349 | 0.069896 | 0 | 0 | 0.13979 | 328.4109 | 0.070278 | 0 | 0 | 0.14056 | 328.675 | 0.07085 | 0 | 0 | 0.1417 | 328.9391 | 0.071423 | 0 | 0 | 0.14285 | 329.1151 | 0.071805 | 0 | 0 | 0.14361 | 329.3792 | 0.072378 | 0 | 0 | 0.14476 | 329.6432 | 0.072951 | 0 | 0 | 0.1459 | 329.7313 | 0.073141 | 0 | 0 | 0.14628 | 329.9953 | 0.073714 | 0 | 0 | 0.14743 | 330.2594 | 0.074287 | 0 | 0 | 0.14857 | 330.4354 | 0.074669 | 0 | 0 | 0.14934 | 330.6995 | 0.075242 | 0 | 0 | 0.15048 | 330.8756 | 0.075623 | 0 | 0 | 0.15125 | 331.0516 | 0.076005 | 0 | 0 | 0.15201
2017-02-27 11:00 | 293.9168 | 0.87605 |  | 308.6316 | 0.027376 | 0 | 0 | 0.054753 | 317.3045 | 0.046188 | 0 | 0 | 0.092376 | 324.4005 | 0.061579 | 0 | 0 | 0.12316 | 324.6633 | 0.062149 | 0 | 0 | 0.1243 | 324.8385 | 0.062529 | 0 | 0 | 0.12506 | 325.1013 | 0.063099 | 0 | 0 | 0.1262 | 325.3642 | 0.063669 | 0 | 0 | 0.12734 | 325.627 | 0.064239 | 0 | 0 | 0.12848 | 325.9774 | 0.064999 | 0 | 0 | 0.13 | 326.2402 | 0.065569 | 0 | 0 | 0.13114 | 326.4154 | 0.065949 | 0 | 0 | 0.1319 | 326.6782 | 0.066519 | 0 | 0 | 0.13304 | 326.8534 | 0.066899 | 0 | 0 | 0.1338 | 327.1163 | 0.067469 | 0 | 0 | 0.13494 | 327.3791 | 0.06804 | 0 | 0 | 0.13608 | 327.5543 | 0.06842 | 0 | 0 | 0.13684 | 327.8171 | 0.06899 | 0 | 0 | 0.13798 | 328.0799 | 0.06956 | 0 | 0 | 0.13912 | 328.1675 | 0.06975 | 0 | 0 | 0.1395 | 328.4303 | 0.07032 | 0 | 0 | 0.14064 | 328.6931 | 0.07089 | 0 | 0 | 0.14178 | 328.8684 | 0.07127 | 0 | 0 | 0.14254 | 329.1312 | 0.07184 | 0 | 0 | 0.14368 | 329.3064 | 0.07222 | 0 | 0 | 0.14444 | 329.4816 | 0.0726 | 0 | 0 | 0.1452
2017-02-27 12:00 | 287.3474 | 0.85647 |  | 301.7333 | 0.012414 | 0 | 0 | 0.024828 | 310.2123 | 0.030805 | 0 | 0 | 0.06161 | 317.1497 | 0.045852 | 0 | 0 | 0.091704 | 317.4067 | 0.046409 | 0 | 0 | 0.092819 | 317.578 | 0.046781 | 0 | 0 | 0.093562 | 317.8349 | 0.047338 | 0 | 0 | 0.094676 | 318.0918 | 0.047896 | 0 | 0 | 0.095791 | 318.3488 | 0.048453 | 0 | 0 | 0.096906 | 318.6914 | 0.049196 | 0 | 0 | 0.098392 | 318.9483 | 0.049753 | 0 | 0 | 0.099506 | 319.1196 | 0.050125 | 0 | 0 | 0.10025 | 319.3765 | 0.050682 | 0 | 0 | 0.10136 | 319.5478 | 0.051054 | 0 | 0 | 0.10211 | 319.8048 | 0.051611 | 0 | 0 | 0.10322 | 320.0617 | 0.052168 | 0 | 0 | 0.10434 | 320.233 | 0.05254 | 0 | 0 | 0.10508 | 320.49 | 0.053097 | 0 | 0 | 0.10619 | 320.7469 | 0.053654 | 0 | 0 | 0.10731 | 320.8325 | 0.05384 | 0 | 0 | 0.10768 | 321.0895 | 0.054397 | 0 | 0 | 0.10879 | 321.3464 | 0.054955 | 0 | 0 | 0.10991 | 321.5177 | 0.055326 | 0 | 0 | 0.11065 | 321.7747 | 0.055884 | 0 | 0 | 0.11177 | 321.9459 | 0.056255 | 0 | 0 | 0.11251 | 322.1172 | 0.056627 | 0 | 0 | 0.11325
2017-02-27 13:00 | 291.5363 | 0.86895 |  | 306.132 | 0.021955 | 0 | 0 | 0.043909 | 314.7346 | 0.040614 | 0 | 0 | 0.081228 | 321.7732 | 0.05588 | 0 | 0 | 0.11176 | 322.0339 | 0.056446 | 0 | 0 | 0.11289 | 322.2076 | 0.056823 | 0 | 0 | 0.11365 | 322.4683 | 0.057388 | 0 | 0 | 0.11478 | 322.729 | 0.057954 | 0 | 0 | 0.11591 | 322.9897 | 0.058519 | 0 | 0 | 0.11704 | 323.3373 | 0.059273 | 0 | 0 | 0.11855 | 323.598 | 0.059838 | 0 | 0 | 0.11968 | 323.7718 | 0.060215 | 0 | 0 | 0.12043 | 324.0324 | 0.060781 | 0 | 0 | 0.12156 | 324.2062 | 0.061158 | 0 | 0 | 0.12232 | 324.4669 | 0.061723 | 0 | 0 | 0.12345 | 324.7276 | 0.062288 | 0 | 0 | 0.12458 | 324.9014 | 0.062665 | 0 | 0 | 0.12533 | 325.1621 | 0.063231 | 0 | 0 | 0.12646 | 325.4228 | 0.063796 | 0 | 0 | 0.12759 | 325.5097 | 0.063985 | 0 | 0 | 0.12797 | 325.7703 | 0.06455 | 0 | 0 | 0.1291 | 326.031 | 0.065116 | 0 | 0 | 0.13023 | 326.2048 | 0.065493 | 0 | 0 | 0.13099 | 326.4655 | 0.066058 | 0 | 0 | 0.13212 | 326.6393 | 0.066435 | 0 | 0 | 0.13287 | 326.8131 | 0.066812 | 0 | 0 | 0.13362
2017-02-27 14:00 | 288.422 | 0.85967 |  | 302.8618 | 0.014862 | 0 | 0 | 0.029723 | 311.3725 | 0.033321 | 0 | 0 | 0.066643 | 318.3359 | 0.048425 | 0 | 0 | 0.09685 | 318.5938 | 0.048984 | 0 | 0 | 0.097968 | 318.7657 | 0.049357 | 0 | 0 | 0.098714 | 319.0236 | 0.049916 | 0 | 0 | 0.099833 | 319.2815 | 0.050476 | 0 | 0 | 0.10095 | 319.5394 | 0.051035 | 0 | 0 | 0.10207 | 319.8833 | 0.051781 | 0 | 0 | 0.10356 | 320.1412 | 0.052341 | 0 | 0 | 0.10468 | 320.3131 | 0.052713 | 0 | 0 | 0.10543 | 320.571 | 0.053273 | 0 | 0 | 0.10655 | 320.7429 | 0.053646 | 0 | 0 | 0.10729 | 321.0008 | 0.054205 | 0 | 0 | 0.10841 | 321.2587 | 0.054765 | 0 | 0 | 0.10953 | 321.4307 | 0.055137 | 0 | 0 | 0.11027 | 321.6886 | 0.055697 | 0 | 0 | 0.11139 | 321.9465 | 0.056256 | 0 | 0 | 0.11251 | 322.0324 | 0.056443 | 0 | 0 | 0.11289 | 322.2903 | 0.057002 | 0 | 0 | 0.114 | 322.5482 | 0.057561 | 0 | 0 | 0.11512 | 322.7202 | 0.057934 | 0 | 0 | 0.11587 | 322.9781 | 0.058494 | 0 | 0 | 0.11699 | 323.15 | 0.058867 | 0 | 0 | 0.11773 | 323.3219 | 0.05924 | 0 | 0 | 0.11848
2017-02-27 15:00 | 292.7803 | 0.87266 |  | 307.4383 | 0.024788 | 0 | 0 | 0.049576 | 316.0776 | 0.043527 | 0 | 0 | 0.087053 | 323.1462 | 0.058858 | 0 | 0 | 0.11772 | 323.408 | 0.059426 | 0 | 0 | 0.11885 | 323.5825 | 0.059805 | 0 | 0 | 0.11961 | 323.8443 | 0.060373 | 0 | 0 | 0.12075 | 324.1061 | 0.06094 | 0 | 0 | 0.12188 | 324.3679 | 0.061508 | 0 | 0 | 0.12302 | 324.717 | 0.062265 | 0 | 0 | 0.12453 | 324.9788 | 0.062833 | 0 | 0 | 0.12567 | 325.1533 | 0.063212 | 0 | 0 | 0.12642 | 325.4151 | 0.06378 | 0 | 0 | 0.12756 | 325.5896 | 0.064158 | 0 | 0 | 0.12832 | 325.8514 | 0.064726 | 0 | 0 | 0.12945 | 326.1132 | 0.065294 | 0 | 0 | 0.13059 | 326.2878 | 0.065672 | 0 | 0 | 0.13134 | 326.5496 | 0.06624 | 0 | 0 | 0.13248 | 326.8114 | 0.066808 | 0 | 0 | 0.13362 | 326.8986 | 0.066997 | 0 | 0 | 0.13399 | 327.1604 | 0.067565 | 0 | 0 | 0.13513 | 327.4222 | 0.068133 | 0 | 0 | 0.13627 | 327.5968 | 0.068512 | 0 | 0 | 0.13702 | 327.8586 | 0.06908 | 0 | 0 | 0.13816 | 328.0331 | 0.069458 | 0 | 0 | 0.13892 | 328.2076 | 0.069837 | 0 | 0 | 0.13967
2017-02-27 16:00 | 292.2326 | 0.87103 |  | 306.8631 | 0.02354 | 0 | 0 | 0.047081 | 315.4863 | 0.042244 | 0 | 0 | 0.084488 | 322.5416 | 0.057547 | 0 | 0 | 0.11509 | 322.803 | 0.058114 | 0 | 0 | 0.11623 | 322.9772 | 0.058492 | 0 | 0 | 0.11698 | 323.2385 | 0.059059 | 0 | 0 | 0.11812 | 323.4998 | 0.059625 | 0 | 0 | 0.11925 | 323.7611 | 0.060192 | 0 | 0 | 0.12038 | 324.1095 | 0.060948 | 0 | 0 | 0.1219 | 324.3708 | 0.061515 | 0 | 0 | 0.12303 | 324.545 | 0.061892 | 0 | 0 | 0.12378 | 324.8063 | 0.062459 | 0 | 0 | 0.12492 | 324.9805 | 0.062837 | 0 | 0 | 0.12567 | 325.2418 | 0.063404 | 0 | 0 | 0.12681 | 325.5031 | 0.063971 | 0 | 0 | 0.12794 | 325.6773 | 0.064348 | 0 | 0 | 0.1287 | 325.9387 | 0.064915 | 0 | 0 | 0.12983 | 326.2 | 0.065482 | 0 | 0 | 0.13096 | 326.2871 | 0.065671 | 0 | 0 | 0.13134 | 326.5484 | 0.066238 | 0 | 0 | 0.13248 | 326.8097 | 0.066805 | 0 | 0 | 0.13361 | 326.9839 | 0.067182 | 0 | 0 | 0.13436 | 327.2452 | 0.067749 | 0 | 0 | 0.1355 | 327.4194 | 0.068127 | 0 | 0 | 0.13625 | 327.5936 | 0.068505 | 0 | 0 | 0.13701
2017-02-27 17:00 | 299.1939 | 0.89178 |  | 314.173 | 0.039395 | 0 | 0 | 0.078791 | 323.0016 | 0.058545 | 0 | 0 | 0.11709 | 330.2249 | 0.074212 | 0 | 0 | 0.14842 | 330.4925 | 0.074792 | 0 | 0 | 0.14958 | 330.6708 | 0.075179 | 0 | 0 | 0.15036 | 330.9384 | 0.07576 | 0 | 0 | 0.15152 | 331.2059 | 0.07634 | 0 | 0 | 0.15268 | 331.4734 | 0.07692 | 0 | 0 | 0.15384 | 331.8301 | 0.077694 | 0 | 0 | 0.15539 | 332.0977 | 0.078274 | 0 | 0 | 0.15655 | 332.276 | 0.078661 | 0 | 0 | 0.15732 | 332.5436 | 0.079241 | 0 | 0 | 0.15848 | 332.7219 | 0.079628 | 0 | 0 | 0.15926 | 332.9895 | 0.080208 | 0 | 0 | 0.16042 | 333.257 | 0.080789 | 0 | 0 | 0.16158 | 333.4353 | 0.081176 | 0 | 0 | 0.16235 | 333.7029 | 0.081756 | 0 | 0 | 0.16351 | 333.9704 | 0.082336 | 0 | 0 | 0.16467 | 334.0596 | 0.08253 | 0 | 0 | 0.16506 | 334.3271 | 0.08311 | 0 | 0 | 0.16622 | 334.5946 | 0.08369 | 0 | 0 | 0.16738 | 334.773 | 0.084077 | 0 | 0 | 0.16815 | 335.0405 | 0.084657 | 0 | 0 | 0.16931 | 335.2189 | 0.085044 | 0 | 0 | 0.17009 | 335.3972 | 0.085431 | 0 | 0 | 0.17086
2017-02-27 18:00 | 293.7721 | 0.87562 |  | 308.4797 | 0.027047 | 0 | 0 | 0.054093 | 317.1483 | 0.045849 | 0 | 0 | 0.091698 | 324.2408 | 0.061233 | 0 | 0 | 0.12247 | 324.5035 | 0.061802 | 0 | 0 | 0.1236 | 324.6786 | 0.062182 | 0 | 0 | 0.12436 | 324.9413 | 0.062752 | 0 | 0 | 0.1255 | 325.204 | 0.063322 | 0 | 0 | 0.12664 | 325.4666 | 0.063891 | 0 | 0 | 0.12778 | 325.8169 | 0.064651 | 0 | 0 | 0.1293 | 326.0796 | 0.065221 | 0 | 0 | 0.13044 | 326.2547 | 0.065601 | 0 | 0 | 0.1312 | 326.5174 | 0.066171 | 0 | 0 | 0.13234 | 326.6925 | 0.06655 | 0 | 0 | 0.1331 | 326.9552 | 0.06712 | 0 | 0 | 0.13424 | 327.2179 | 0.06769 | 0 | 0 | 0.13538 | 327.393 | 0.06807 | 0 | 0 | 0.13614 | 327.6557 | 0.068639 | 0 | 0 | 0.13728 | 327.9184 | 0.069209 | 0 | 0 | 0.13842 | 328.0059 | 0.069399 | 0 | 0 | 0.1388 | 328.2686 | 0.069969 | 0 | 0 | 0.13994 | 328.5313 | 0.070539 | 0 | 0 | 0.14108 | 328.7064 | 0.070919 | 0 | 0 | 0.14184 | 328.9691 | 0.071488 | 0 | 0 | 0.14298 | 329.1442 | 0.071868 | 0 | 0 | 0.14374 | 329.3194 | 0.072248 | 0 | 0 | 0.1445
2017-02-27 19:00 | 299.0829 | 0.89145 |  | 314.0564 | 0.039143 | 0 | 0 | 0.078285 | 322.8817 | 0.058285 | 0 | 0 | 0.11657 | 330.1024 | 0.073946 | 0 | 0 | 0.14789 | 330.3698 | 0.074527 | 0 | 0 | 0.14905 | 330.5481 | 0.074913 | 0 | 0 | 0.14983 | 330.8156 | 0.075493 | 0 | 0 | 0.15099 | 331.083 | 0.076073 | 0 | 0 | 0.15215 | 331.3504 | 0.076653 | 0 | 0 | 0.15331 | 331.707 | 0.077427 | 0 | 0 | 0.15485 | 331.9745 | 0.078007 | 0 | 0 | 0.15601 | 332.1527 | 0.078394 | 0 | 0 | 0.15679 | 332.4202 | 0.078974 | 0 | 0 | 0.15795 | 332.5985 | 0.07936 | 0 | 0 | 0.15872 | 332.8659 | 0.07994 | 0 | 0 | 0.15988 | 333.1333 | 0.080521 | 0 | 0 | 0.16104 | 333.3116 | 0.080907 | 0 | 0 | 0.16181 | 333.5791 | 0.081487 | 0 | 0 | 0.16297 | 333.8465 | 0.082067 | 0 | 0 | 0.16413 | 333.9356 | 0.082261 | 0 | 0 | 0.16452 | 334.2031 | 0.082841 | 0 | 0 | 0.16568 | 334.4705 | 0.083421 | 0 | 0 | 0.16684 | 334.6488 | 0.083808 | 0 | 0 | 0.16762 | 334.9162 | 0.084388 | 0 | 0 | 0.16878 | 335.0945 | 0.084774 | 0 | 0 | 0.16955 | 335.2728 | 0.085161 | 0 | 0 | 0.17032
2017-02-27 20:00 | 299.8901 | 0.89385 |  | 314.9041 | 0.040981 | 0 | 0 | 0.081962 | 323.7532 | 0.060175 | 0 | 0 | 0.12035 | 330.9934 | 0.075879 | 0 | 0 | 0.15176 | 331.2616 | 0.076461 | 0 | 0 | 0.15292 | 331.4403 | 0.076848 | 0 | 0 | 0.1537 | 331.7085 | 0.07743 | 0 | 0 | 0.15486 | 331.9766 | 0.078012 | 0 | 0 | 0.15602 | 332.2448 | 0.078593 | 0 | 0 | 0.15719 | 332.6023 | 0.079369 | 0 | 0 | 0.15874 | 332.8705 | 0.07995 | 0 | 0 | 0.1599 | 333.0493 | 0.080338 | 0 | 0 | 0.16068 | 333.3174 | 0.08092 | 0 | 0 | 0.16184 | 333.4962 | 0.081308 | 0 | 0 | 0.16262 | 333.7643 | 0.081889 | 0 | 0 | 0.16378 | 334.0325 | 0.082471 | 0 | 0 | 0.16494 | 334.2113 | 0.082859 | 0 | 0 | 0.16572 | 334.4794 | 0.08344 | 0 | 0 | 0.16688 | 334.7476 | 0.084022 | 0 | 0 | 0.16804 | 334.837 | 0.084216 | 0 | 0 | 0.16843 | 335.1051 | 0.084797 | 0 | 0 | 0.16959 | 335.3733 | 0.085379 | 0 | 0 | 0.17076 | 335.552 | 0.085767 | 0 | 0 | 0.17153 | 335.8202 | 0.086348 | 0 | 0 | 0.1727 | 335.999 | 0.086736 | 0 | 0 | 0.17347 | 336.1777 | 0.087124 | 0 | 0 | 0.17425
2017-02-27 21:00 | 303.8325 | 0.9056 |  | 319.0438 | 0.04996 | 0 | 0 | 0.099921 | 328.0093 | 0.069406 | 0 | 0 | 0.13881 | 335.3446 | 0.085317 | 0 | 0 | 0.17063 | 335.6163 | 0.085906 | 0 | 0 | 0.17181 | 335.7974 | 0.086299 | 0 | 0 | 0.1726 | 336.0691 | 0.086888 | 0 | 0 | 0.17378 | 336.3408 | 0.087477 | 0 | 0 | 0.17495 | 336.6125 | 0.088067 | 0 | 0 | 0.17613 | 336.9747 | 0.088852 | 0 | 0 | 0.1777 | 337.2464 | 0.089442 | 0 | 0 | 0.17888 | 337.4275 | 0.089835 | 0 | 0 | 0.17967 | 337.6992 | 0.090424 | 0 | 0 | 0.18085 | 337.8803 | 0.090817 | 0 | 0 | 0.18163 | 338.152 | 0.091406 | 0 | 0 | 0.18281 | 338.4237 | 0.091995 | 0 | 0 | 0.18399 | 338.6048 | 0.092388 | 0 | 0 | 0.18478 | 338.8765 | 0.092977 | 0 | 0 | 0.18595 | 339.1482 | 0.093567 | 0 | 0 | 0.18713 | 339.2387 | 0.093763 | 0 | 0 | 0.18753 | 339.5104 | 0.094352 | 0 | 0 | 0.1887 | 339.7821 | 0.094942 | 0 | 0 | 0.18988 | 339.9632 | 0.095335 | 0 | 0 | 0.19067 | 340.2349 | 0.095924 | 0 | 0 | 0.19185 | 340.416 | 0.096317 | 0 | 0 | 0.19263 | 340.5971 | 0.096709 | 0 | 0 | 0.19342
2017-02-27 22:00 | 299.0472 | 0.89134 |  | 314.0189 | 0.039061 | 0 | 0 | 0.078123 | 322.8432 | 0.058201 | 0 | 0 | 0.1164 | 330.063 | 0.073861 | 0 | 0 | 0.14772 | 330.3304 | 0.074441 | 0 | 0 | 0.14888 | 330.5087 | 0.074828 | 0 | 0 | 0.14966 | 330.7761 | 0.075408 | 0 | 0 | 0.15082 | 331.0435 | 0.075988 | 0 | 0 | 0.15198 | 331.3109 | 0.076568 | 0 | 0 | 0.15314 | 331.6674 | 0.077341 | 0 | 0 | 0.15468 | 331.9348 | 0.077921 | 0 | 0 | 0.15584 | 332.1131 | 0.078308 | 0 | 0 | 0.15662 | 332.3805 | 0.078888 | 0 | 0 | 0.15778 | 332.5588 | 0.079274 | 0 | 0 | 0.15855 | 332.8262 | 0.079854 | 0 | 0 | 0.15971 | 333.0936 | 0.080434 | 0 | 0 | 0.16087 | 333.2718 | 0.080821 | 0 | 0 | 0.16164 | 333.5392 | 0.081401 | 0 | 0 | 0.1628 | 333.8066 | 0.081981 | 0 | 0 | 0.16396 | 333.8958 | 0.082174 | 0 | 0 | 0.16435 | 334.1632 | 0.082754 | 0 | 0 | 0.16551 | 334.4306 | 0.083334 | 0 | 0 | 0.16667 | 334.6088 | 0.083721 | 0 | 0 | 0.16744 | 334.8762 | 0.084301 | 0 | 0 | 0.1686 | 335.0545 | 0.084688 | 0 | 0 | 0.16938 | 335.2328 | 0.085074 | 0 | 0 | 0.17015
2017-02-27 23:00 | 296.7235 | 0.88441 |  | 311.5788 | 0.033769 | 0 | 0 | 0.067538 | 320.3345 | 0.05276 | 0 | 0 | 0.10552 | 327.4983 | 0.068298 | 0 | 0 | 0.1366 | 327.7636 | 0.068874 | 0 | 0 | 0.13775 | 327.9405 | 0.069257 | 0 | 0 | 0.13851 | 328.2058 | 0.069833 | 0 | 0 | 0.13967 | 328.4711 | 0.070408 | 0 | 0 | 0.14082 | 328.7365 | 0.070984 | 0 | 0 | 0.14197 | 329.0902 | 0.071751 | 0 | 0 | 0.1435 | 329.3556 | 0.072327 | 0 | 0 | 0.14465 | 329.5324 | 0.07271 | 0 | 0 | 0.14542 | 329.7978 | 0.073286 | 0 | 0 | 0.14657 | 329.9746 | 0.073669 | 0 | 0 | 0.14734 | 330.24 | 0.074245 | 0 | 0 | 0.14849 | 330.5053 | 0.07482 | 0 | 0 | 0.14964 | 330.6822 | 0.075204 | 0 | 0 | 0.15041 | 330.9475 | 0.075779 | 0 | 0 | 0.15156 | 331.2128 | 0.076355 | 0 | 0 | 0.15271 | 331.3013 | 0.076547 | 0 | 0 | 0.15309 | 331.5666 | 0.077122 | 0 | 0 | 0.15424 | 331.8319 | 0.077698 | 0 | 0 | 0.1554 | 332.0088 | 0.078081 | 0 | 0 | 0.15616 | 332.2741 | 0.078657 | 0 | 0 | 0.15731 | 332.451 | 0.079041 | 0 | 0 | 0.15808 | 332.6279 | 0.079424 | 0 | 0 | 0.15885
2017-02-28 | 294.9445 | 0.87911 |  | 309.7108 | 0.029717 | 0 | 0 | 0.059434 | 318.414 | 0.048594 | 0 | 0 | 0.097189 | 325.5348 | 0.064039 | 0 | 0 | 0.12808 | 325.7986 | 0.064611 | 0 | 0 | 0.12922 | 325.9744 | 0.064993 | 0 | 0 | 0.12999 | 326.2381 | 0.065565 | 0 | 0 | 0.13113 | 326.5018 | 0.066137 | 0 | 0 | 0.13227 | 326.7656 | 0.066709 | 0 | 0 | 0.13342 | 327.1172 | 0.067472 | 0 | 0 | 0.13494 | 327.381 | 0.068044 | 0 | 0 | 0.13609 | 327.5568 | 0.068425 | 0 | 0 | 0.13685 | 327.8205 | 0.068997 | 0 | 0 | 0.13799 | 327.9963 | 0.069378 | 0 | 0 | 0.13876 | 328.2601 | 0.06995 | 0 | 0 | 0.1399 | 328.5238 | 0.070522 | 0 | 0 | 0.14104 | 328.6996 | 0.070904 | 0 | 0 | 0.14181 | 328.9634 | 0.071476 | 0 | 0 | 0.14295 | 329.2271 | 0.072048 | 0 | 0 | 0.1441 | 329.315 | 0.072239 | 0 | 0 | 0.14448 | 329.5787 | 0.072811 | 0 | 0 | 0.14562 | 329.8425 | 0.073383 | 0 | 0 | 0.14677 | 330.0183 | 0.073764 | 0 | 0 | 0.14753 | 330.282 | 0.074336 | 0 | 0 | 0.14867 | 330.4578 | 0.074717 | 0 | 0 | 0.14943 | 330.6337 | 0.075099 | 0 | 0 | 0.1502
2017-02-28 01:00 | 294.723 | 0.87845 |  | 309.4782 | 0.029213 | 0 | 0 | 0.058425 | 318.1749 | 0.048076 | 0 | 0 | 0.096151 | 325.2903 | 0.063509 | 0 | 0 | 0.12702 | 325.5539 | 0.064081 | 0 | 0 | 0.12816 | 325.7295 | 0.064462 | 0 | 0 | 0.12892 | 325.9931 | 0.065033 | 0 | 0 | 0.13007 | 326.2566 | 0.065605 | 0 | 0 | 0.13121 | 326.5202 | 0.066177 | 0 | 0 | 0.13235 | 326.8715 | 0.066939 | 0 | 0 | 0.13388 | 327.1351 | 0.06751 | 0 | 0 | 0.13502 | 327.3108 | 0.067891 | 0 | 0 | 0.13578 | 327.5743 | 0.068463 | 0 | 0 | 0.13693 | 327.75 | 0.068844 | 0 | 0 | 0.13769 | 328.0135 | 0.069416 | 0 | 0 | 0.13883 | 328.2771 | 0.069987 | 0 | 0 | 0.13997 | 328.4527 | 0.070368 | 0 | 0 | 0.14074 | 328.7163 | 0.07094 | 0 | 0 | 0.14188 | 328.9798 | 0.071512 | 0 | 0 | 0.14302 | 329.0677 | 0.071702 | 0 | 0 | 0.1434 | 329.3312 | 0.072274 | 0 | 0 | 0.14455 | 329.5947 | 0.072845 | 0 | 0 | 0.14569 | 329.7704 | 0.073226 | 0 | 0 | 0.14645 | 330.034 | 0.073798 | 0 | 0 | 0.1476 | 330.2096 | 0.074179 | 0 | 0 | 0.14836 | 330.3853 | 0.07456 | 0 | 0 | 0.14912
2017-02-28 02:00 | 283.5205 | 0.84506 |  | 297.7149 | 0.0036979 | 0 | 0 | 0.0073958 | 306.081 | 0.021844 | 0 | 0 | 0.043688 | 312.926 | 0.036691 | 0 | 0 | 0.073382 | 313.1795 | 0.037241 | 0 | 0 | 0.074481 | 313.3485 | 0.037607 | 0 | 0 | 0.075214 | 313.602 | 0.038157 | 0 | 0 | 0.076314 | 313.8556 | 0.038707 | 0 | 0 | 0.077414 | 314.1091 | 0.039257 | 0 | 0 | 0.078514 | 314.4471 | 0.03999 | 0 | 0 | 0.07998 | 314.7006 | 0.04054 | 0 | 0 | 0.08108 | 314.8696 | 0.040907 | 0 | 0 | 0.081813 | 315.1231 | 0.041456 | 0 | 0 | 0.082913 | 315.2922 | 0.041823 | 0 | 0 | 0.083646 | 315.5457 | 0.042373 | 0 | 0 | 0.084746 | 315.7992 | 0.042923 | 0 | 0 | 0.085846 | 315.9682 | 0.043289 | 0 | 0 | 0.086579 | 316.2217 | 0.043839 | 0 | 0 | 0.087678 | 316.4752 | 0.044389 | 0 | 0 | 0.088778 | 316.5597 | 0.044572 | 0 | 0 | 0.089145 | 316.8133 | 0.045122 | 0 | 0 | 0.090245 | 317.0668 | 0.045672 | 0 | 0 | 0.091344 | 317.2358 | 0.046039 | 0 | 0 | 0.092077 | 317.4893 | 0.046589 | 0 | 0 | 0.093177 | 317.6583 | 0.046955 | 0 | 0 | 0.09391 | 317.8273 | 0.047322 | 0 | 0 | 0.094644
2017-02-28 03:00 | 290.1074 | 0.86469 |  | 304.6316 | 0.0187 | 0 | 0 | 0.0374 | 313.1921 | 0.037268 | 0 | 0 | 0.074536 | 320.1961 | 0.05246 | 0 | 0 | 0.10492 | 320.4555 | 0.053022 | 0 | 0 | 0.10604 | 320.6284 | 0.053397 | 0 | 0 | 0.10679 | 320.8878 | 0.05396 | 0 | 0 | 0.10792 | 321.1472 | 0.054523 | 0 | 0 | 0.10905 | 321.4067 | 0.055085 | 0 | 0 | 0.11017 | 321.7525 | 0.055836 | 0 | 0 | 0.11167 | 322.0119 | 0.056398 | 0 | 0 | 0.1128 | 322.1849 | 0.056773 | 0 | 0 | 0.11355 | 322.4443 | 0.057336 | 0 | 0 | 0.11467 | 322.6172 | 0.057711 | 0 | 0 | 0.11542 | 322.8766 | 0.058274 | 0 | 0 | 0.11655 | 323.136 | 0.058836 | 0 | 0 | 0.11767 | 323.309 | 0.059211 | 0 | 0 | 0.11842 | 323.5684 | 0.059774 | 0 | 0 | 0.11955 | 323.8278 | 0.060337 | 0 | 0 | 0.12067 | 323.9143 | 0.060524 | 0 | 0 | 0.12105 | 324.1737 | 0.061087 | 0 | 0 | 0.12217 | 324.4331 | 0.06165 | 0 | 0 | 0.1233 | 324.606 | 0.062025 | 0 | 0 | 0.12405 | 324.8654 | 0.062587 | 0 | 0 | 0.12517 | 325.0384 | 0.062963 | 0 | 0 | 0.12593 | 325.2113 | 0.063338 | 0 | 0 | 0.12668
2017-02-28 04:00 | 292.5624 | 0.87201 |  | 307.2094 | 0.024292 | 0 | 0 | 0.048583 | 315.8423 | 0.043016 | 0 | 0 | 0.086033 | 322.9056 | 0.058337 | 0 | 0 | 0.11667 | 323.1672 | 0.058904 | 0 | 0 | 0.11781 | 323.3416 | 0.059282 | 0 | 0 | 0.11856 | 323.6032 | 0.05985 | 0 | 0 | 0.1197 | 323.8648 | 0.060417 | 0 | 0 | 0.12083 | 324.1264 | 0.060985 | 0 | 0 | 0.12197 | 324.4752 | 0.061741 | 0 | 0 | 0.12348 | 324.7368 | 0.062309 | 0 | 0 | 0.12462 | 324.9112 | 0.062687 | 0 | 0 | 0.12537 | 325.1728 | 0.063254 | 0 | 0 | 0.12651 | 325.3472 | 0.063632 | 0 | 0 | 0.12726 | 325.6088 | 0.0642 | 0 | 0 | 0.1284 | 325.8704 | 0.064767 | 0 | 0 | 0.12953 | 326.0449 | 0.065146 | 0 | 0 | 0.13029 | 326.3065 | 0.065713 | 0 | 0 | 0.13143 | 326.5681 | 0.06628 | 0 | 0 | 0.13256 | 326.6553 | 0.06647 | 0 | 0 | 0.13294 | 326.9169 | 0.067037 | 0 | 0 | 0.13407 | 327.1785 | 0.067604 | 0 | 0 | 0.13521 | 327.3529 | 0.067983 | 0 | 0 | 0.13597 | 327.6145 | 0.06855 | 0 | 0 | 0.1371 | 327.7889 | 0.068928 | 0 | 0 | 0.13786 | 327.9633 | 0.069307 | 0 | 0 | 0.13861
2017-02-28 05:00 | 291.1001 | 0.86765 |  | 305.674 | 0.020961 | 0 | 0 | 0.041922 | 314.2637 | 0.039592 | 0 | 0 | 0.079185 | 321.2917 | 0.054836 | 0 | 0 | 0.10967 | 321.552 | 0.055401 | 0 | 0 | 0.1108 | 321.7255 | 0.055777 | 0 | 0 | 0.11155 | 321.9858 | 0.056342 | 0 | 0 | 0.11268 | 322.2461 | 0.056906 | 0 | 0 | 0.11381 | 322.5064 | 0.057471 | 0 | 0 | 0.11494 | 322.8535 | 0.058224 | 0 | 0 | 0.11645 | 323.1138 | 0.058788 | 0 | 0 | 0.11758 | 323.2873 | 0.059164 | 0 | 0 | 0.11833 | 323.5476 | 0.059729 | 0 | 0 | 0.11946 | 323.7211 | 0.060105 | 0 | 0 | 0.12021 | 323.9814 | 0.06067 | 0 | 0 | 0.12134 | 324.2417 | 0.061235 | 0 | 0 | 0.12247 | 324.4153 | 0.061611 | 0 | 0 | 0.12322 | 324.6756 | 0.062176 | 0 | 0 | 0.12435 | 324.9359 | 0.06274 | 0 | 0 | 0.12548 | 325.0226 | 0.062928 | 0 | 0 | 0.12586 | 325.2829 | 0.063493 | 0 | 0 | 0.12699 | 325.5432 | 0.064058 | 0 | 0 | 0.12812 | 325.7167 | 0.064434 | 0 | 0 | 0.12887 | 325.977 | 0.064999 | 0 | 0 | 0.13 | 326.1506 | 0.065375 | 0 | 0 | 0.13075 | 326.3241 | 0.065751 | 0 | 0 | 0.1315
2017-02-28 06:00 | 288.715 | 0.86054 |  | 303.1694 | 0.015529 | 0 | 0 | 0.031058 | 311.6888 | 0.034007 | 0 | 0 | 0.068015 | 318.6592 | 0.049126 | 0 | 0 | 0.098252 | 318.9174 | 0.049686 | 0 | 0 | 0.099372 | 319.0895 | 0.050059 | 0 | 0 | 0.10012 | 319.3477 | 0.050619 | 0 | 0 | 0.10124 | 319.6058 | 0.051179 | 0 | 0 | 0.10236 | 319.864 | 0.051739 | 0 | 0 | 0.10348 | 320.2082 | 0.052486 | 0 | 0 | 0.10497 | 320.4664 | 0.053046 | 0 | 0 | 0.10609 | 320.6385 | 0.053419 | 0 | 0 | 0.10684 | 320.8966 | 0.053979 | 0 | 0 | 0.10796 | 321.0688 | 0.054352 | 0 | 0 | 0.1087 | 321.3269 | 0.054912 | 0 | 0 | 0.10982 | 321.5851 | 0.055472 | 0 | 0 | 0.11094 | 321.7572 | 0.055846 | 0 | 0 | 0.11169 | 322.0154 | 0.056406 | 0 | 0 | 0.11281 | 322.2735 | 0.056966 | 0 | 0 | 0.11393 | 322.3596 | 0.057152 | 0 | 0 | 0.1143 | 322.6177 | 0.057712 | 0 | 0 | 0.11542 | 322.8759 | 0.058272 | 0 | 0 | 0.11654 | 323.048 | 0.058645 | 0 | 0 | 0.11729 | 323.3062 | 0.059205 | 0 | 0 | 0.11841 | 323.4783 | 0.059579 | 0 | 0 | 0.11916 | 323.6504 | 0.059952 | 0 | 0 | 0.1199
2017-02-28 07:00 | 288.2306 | 0.8591 |  | 302.6608 | 0.014426 | 0 | 0 | 0.028851 | 311.1659 | 0.032873 | 0 | 0 | 0.065746 | 318.1246 | 0.047966 | 0 | 0 | 0.095933 | 318.3823 | 0.048525 | 0 | 0 | 0.097051 | 318.5541 | 0.048898 | 0 | 0 | 0.097796 | 318.8118 | 0.049457 | 0 | 0 | 0.098914 | 319.0696 | 0.050016 | 0 | 0 | 0.10003 | 319.3273 | 0.050575 | 0 | 0 | 0.10115 | 319.6709 | 0.051321 | 0 | 0 | 0.10264 | 319.9287 | 0.05188 | 0 | 0 | 0.10376 | 320.1005 | 0.052252 | 0 | 0 | 0.1045 | 320.3582 | 0.052811 | 0 | 0 | 0.10562 | 320.53 | 0.053184 | 0 | 0 | 0.10637 | 320.7878 | 0.053743 | 0 | 0 | 0.10749 | 321.0455 | 0.054302 | 0 | 0 | 0.1086 | 321.2173 | 0.054675 | 0 | 0 | 0.10935 | 321.475 | 0.055234 | 0 | 0 | 0.11047 | 321.7328 | 0.055793 | 0 | 0 | 0.11159 | 321.8187 | 0.055979 | 0 | 0 | 0.11196 | 322.0764 | 0.056538 | 0 | 0 | 0.11308 | 322.3341 | 0.057097 | 0 | 0 | 0.11419 | 322.506 | 0.05747 | 0 | 0 | 0.11494 | 322.7637 | 0.058029 | 0 | 0 | 0.11606 | 322.9355 | 0.058401 | 0 | 0 | 0.1168 | 323.1073 | 0.058774 | 0 | 0 | 0.11755
2017-02-28 08:00 | 288.0921 | 0.85869 |  | 302.5154 | 0.01411 | 0 | 0 | 0.02822 | 311.0164 | 0.032549 | 0 | 0 | 0.065098 | 317.9718 | 0.047635 | 0 | 0 | 0.09527 | 318.2294 | 0.048194 | 0 | 0 | 0.096388 | 318.4011 | 0.048566 | 0 | 0 | 0.097133 | 318.6587 | 0.049125 | 0 | 0 | 0.09825 | 318.9163 | 0.049684 | 0 | 0 | 0.099368 | 319.1739 | 0.050243 | 0 | 0 | 0.10049 | 319.5174 | 0.050988 | 0 | 0 | 0.10198 | 319.775 | 0.051546 | 0 | 0 | 0.10309 | 319.9467 | 0.051919 | 0 | 0 | 0.10384 | 320.2043 | 0.052478 | 0 | 0 | 0.10496 | 320.3761 | 0.05285 | 0 | 0 | 0.1057 | 320.6337 | 0.053409 | 0 | 0 | 0.10682 | 320.8913 | 0.053968 | 0 | 0 | 0.10794 | 321.063 | 0.05434 | 0 | 0 | 0.10868 | 321.3206 | 0.054899 | 0 | 0 | 0.1098 | 321.5782 | 0.055458 | 0 | 0 | 0.11092 | 321.6641 | 0.055644 | 0 | 0 | 0.11129 | 321.9217 | 0.056203 | 0 | 0 | 0.11241 | 322.1793 | 0.056761 | 0 | 0 | 0.11352 | 322.3511 | 0.057134 | 0 | 0 | 0.11427 | 322.6087 | 0.057693 | 0 | 0 | 0.11539 | 322.7804 | 0.058065 | 0 | 0 | 0.11613 | 322.9521 | 0.058438 | 0 | 0 | 0.11688
2017-02-28 09:00 | 293.8283 | 0.87578 |  | 308.5387 | 0.027175 | 0 | 0 | 0.054349 | 317.209 | 0.045981 | 0 | 0 | 0.091961 | 324.3028 | 0.061367 | 0 | 0 | 0.12273 | 324.5655 | 0.061937 | 0 | 0 | 0.12387 | 324.7407 | 0.062317 | 0 | 0 | 0.12463 | 325.0034 | 0.062887 | 0 | 0 | 0.12577 | 325.2662 | 0.063457 | 0 | 0 | 0.12691 | 325.5289 | 0.064026 | 0 | 0 | 0.12805 | 325.8792 | 0.064786 | 0 | 0 | 0.12957 | 326.142 | 0.065356 | 0 | 0 | 0.13071 | 326.3171 | 0.065736 | 0 | 0 | 0.13147 | 326.5798 | 0.066306 | 0 | 0 | 0.13261 | 326.755 | 0.066686 | 0 | 0 | 0.13337 | 327.0177 | 0.067256 | 0 | 0 | 0.13451 | 327.2805 | 0.067826 | 0 | 0 | 0.13565 | 327.4556 | 0.068206 | 0 | 0 | 0.13641 | 327.7184 | 0.068775 | 0 | 0 | 0.13755 | 327.9811 | 0.069345 | 0 | 0 | 0.13869 | 328.0687 | 0.069535 | 0 | 0 | 0.13907 | 328.3314 | 0.070105 | 0 | 0 | 0.14021 | 328.5941 | 0.070675 | 0 | 0 | 0.14135 | 328.7693 | 0.071055 | 0 | 0 | 0.14211 | 329.032 | 0.071625 | 0 | 0 | 0.14325 | 329.2072 | 0.072005 | 0 | 0 | 0.14401 | 329.3824 | 0.072385 | 0 | 0 | 0.14477
2017-02-28 10:00 | 287.8724 | 0.85803 |  | 302.2847 | 0.01361 | 0 | 0 | 0.027219 | 310.7792 | 0.032034 | 0 | 0 | 0.064069 | 317.7292 | 0.047109 | 0 | 0 | 0.094218 | 317.9866 | 0.047667 | 0 | 0 | 0.095335 | 318.1582 | 0.04804 | 0 | 0 | 0.096079 | 318.4157 | 0.048598 | 0 | 0 | 0.097196 | 318.6731 | 0.049156 | 0 | 0 | 0.098312 | 318.9305 | 0.049715 | 0 | 0 | 0.099429 | 319.2737 | 0.050459 | 0 | 0 | 0.10092 | 319.5311 | 0.051017 | 0 | 0 | 0.10203 | 319.7027 | 0.051389 | 0 | 0 | 0.10278 | 319.9601 | 0.051948 | 0 | 0 | 0.1039 | 320.1317 | 0.05232 | 0 | 0 | 0.10464 | 320.3891 | 0.052878 | 0 | 0 | 0.10576 | 320.6465 | 0.053437 | 0 | 0 | 0.10687 | 320.8181 | 0.053809 | 0 | 0 | 0.10762 | 321.0756 | 0.054367 | 0 | 0 | 0.10873 | 321.333 | 0.054926 | 0 | 0 | 0.10985 | 321.4188 | 0.055112 | 0 | 0 | 0.11022 | 321.6762 | 0.05567 | 0 | 0 | 0.11134 | 321.9336 | 0.056228 | 0 | 0 | 0.11246 | 322.1052 | 0.0566 | 0 | 0 | 0.1132 | 322.3626 | 0.057159 | 0 | 0 | 0.11432 | 322.5342 | 0.057531 | 0 | 0 | 0.11506 | 322.7058 | 0.057903 | 0 | 0 | 0.11581
2017-02-28 11:00 | 293.4407 | 0.87463 |  | 308.1317 | 0.026292 | 0 | 0 | 0.052584 | 316.7905 | 0.045073 | 0 | 0 | 0.090146 | 323.875 | 0.060439 | 0 | 0 | 0.12088 | 324.1374 | 0.061008 | 0 | 0 | 0.12202 | 324.3124 | 0.061388 | 0 | 0 | 0.12278 | 324.5747 | 0.061957 | 0 | 0 | 0.12391 | 324.8371 | 0.062526 | 0 | 0 | 0.12505 | 325.0995 | 0.063095 | 0 | 0 | 0.12619 | 325.4494 | 0.063854 | 0 | 0 | 0.12771 | 325.7118 | 0.064423 | 0 | 0 | 0.12885 | 325.8867 | 0.064803 | 0 | 0 | 0.12961 | 326.1491 | 0.065372 | 0 | 0 | 0.13074 | 326.324 | 0.065751 | 0 | 0 | 0.1315 | 326.5864 | 0.06632 | 0 | 0 | 0.13264 | 326.8488 | 0.066889 | 0 | 0 | 0.13378 | 327.0237 | 0.067269 | 0 | 0 | 0.13454 | 327.2861 | 0.067838 | 0 | 0 | 0.13568 | 327.5485 | 0.068407 | 0 | 0 | 0.13681 | 327.6359 | 0.068597 | 0 | 0 | 0.13719 | 327.8983 | 0.069166 | 0 | 0 | 0.13833 | 328.1607 | 0.069735 | 0 | 0 | 0.13947 | 328.3356 | 0.070114 | 0 | 0 | 0.14023 | 328.598 | 0.070683 | 0 | 0 | 0.14137 | 328.773 | 0.071063 | 0 | 0 | 0.14213 | 328.9479 | 0.071442 | 0 | 0 | 0.14288
2017-02-28 12:00 | 293.9722 | 0.87621 |  | 308.6898 | 0.027502 | 0 | 0 | 0.055005 | 317.3643 | 0.046317 | 0 | 0 | 0.092635 | 324.4616 | 0.061712 | 0 | 0 | 0.12342 | 324.7245 | 0.062282 | 0 | 0 | 0.12456 | 324.8997 | 0.062662 | 0 | 0 | 0.12532 | 325.1626 | 0.063232 | 0 | 0 | 0.12646 | 325.4255 | 0.063802 | 0 | 0 | 0.1276 | 325.6883 | 0.064372 | 0 | 0 | 0.12874 | 326.0388 | 0.065132 | 0 | 0 | 0.13026 | 326.3017 | 0.065703 | 0 | 0 | 0.13141 | 326.4769 | 0.066083 | 0 | 0 | 0.13217 | 326.7398 | 0.066653 | 0 | 0 | 0.13331 | 326.915 | 0.067033 | 0 | 0 | 0.13407 | 327.1779 | 0.067603 | 0 | 0 | 0.13521 | 327.4408 | 0.068173 | 0 | 0 | 0.13635 | 327.616 | 0.068553 | 0 | 0 | 0.13711 | 327.8789 | 0.069124 | 0 | 0 | 0.13825 | 328.1417 | 0.069694 | 0 | 0 | 0.13939 | 328.2293 | 0.069884 | 0 | 0 | 0.13977 | 328.4922 | 0.070454 | 0 | 0 | 0.14091 | 328.7551 | 0.071024 | 0 | 0 | 0.14205 | 328.9303 | 0.071404 | 0 | 0 | 0.14281 | 329.1932 | 0.071974 | 0 | 0 | 0.14395 | 329.3684 | 0.072354 | 0 | 0 | 0.14471 | 329.5437 | 0.072735 | 0 | 0 | 0.14547
2017-02-28 13:00 | 295.8113 | 0.88169 |  | 310.621 | 0.031691 | 0 | 0 | 0.063383 | 319.3498 | 0.050624 | 0 | 0 | 0.10125 | 326.4916 | 0.066114 | 0 | 0 | 0.13223 | 326.7561 | 0.066688 | 0 | 0 | 0.13338 | 326.9324 | 0.067071 | 0 | 0 | 0.13414 | 327.1969 | 0.067644 | 0 | 0 | 0.13529 | 327.4614 | 0.068218 | 0 | 0 | 0.13644 | 327.7259 | 0.068792 | 0 | 0 | 0.13758 | 328.0786 | 0.069557 | 0 | 0 | 0.13911 | 328.3431 | 0.070131 | 0 | 0 | 0.14026 | 328.5194 | 0.070513 | 0 | 0 | 0.14103 | 328.784 | 0.071087 | 0 | 0 | 0.14217 | 328.9603 | 0.071469 | 0 | 0 | 0.14294 | 329.2248 | 0.072043 | 0 | 0 | 0.14409 | 329.4893 | 0.072617 | 0 | 0 | 0.14523 | 329.6657 | 0.072999 | 0 | 0 | 0.146 | 329.9302 | 0.073573 | 0 | 0 | 0.14715 | 330.1947 | 0.074147 | 0 | 0 | 0.14829 | 330.2828 | 0.074338 | 0 | 0 | 0.14868 | 330.5473 | 0.074912 | 0 | 0 | 0.14982 | 330.8119 | 0.075485 | 0 | 0 | 0.15097 | 330.9882 | 0.075868 | 0 | 0 | 0.15174 | 331.2527 | 0.076441 | 0 | 0 | 0.15288 | 331.429 | 0.076824 | 0 | 0 | 0.15365 | 331.6054 | 0.077206 | 0 | 0 | 0.15441
2017-02-28 14:00 | 299.1687 | 0.8917 |  | 314.1465 | 0.039338 | 0 | 0 | 0.078676 | 322.9744 | 0.058486 | 0 | 0 | 0.11697 | 330.1972 | 0.074152 | 0 | 0 | 0.1483 | 330.4647 | 0.074732 | 0 | 0 | 0.14946 | 330.643 | 0.075119 | 0 | 0 | 0.15024 | 330.9105 | 0.075699 | 0 | 0 | 0.1514 | 331.178 | 0.076279 | 0 | 0 | 0.15256 | 331.4456 | 0.07686 | 0 | 0 | 0.15372 | 331.8022 | 0.077633 | 0 | 0 | 0.15527 | 332.0697 | 0.078214 | 0 | 0 | 0.15643 | 332.2481 | 0.0786 | 0 | 0 | 0.1572 | 332.5156 | 0.079181 | 0 | 0 | 0.15836 | 332.6939 | 0.079567 | 0 | 0 | 0.15913 | 332.9614 | 0.080148 | 0 | 0 | 0.1603 | 333.229 | 0.080728 | 0 | 0 | 0.16146 | 333.4073 | 0.081115 | 0 | 0 | 0.16223 | 333.6748 | 0.081695 | 0 | 0 | 0.16339 | 333.9423 | 0.082275 | 0 | 0 | 0.16455 | 334.0315 | 0.082469 | 0 | 0 | 0.16494 | 334.299 | 0.083049 | 0 | 0 | 0.1661 | 334.5665 | 0.083629 | 0 | 0 | 0.16726 | 334.7449 | 0.084016 | 0 | 0 | 0.16803 | 335.0124 | 0.084596 | 0 | 0 | 0.16919 | 335.1907 | 0.084983 | 0 | 0 | 0.16997 | 335.369 | 0.08537 | 0 | 0 | 0.17074
2017-02-28 15:00 | 298.2749 | 0.88904 |  | 313.2079 | 0.037302 | 0 | 0 | 0.074605 | 322.0094 | 0.056393 | 0 | 0 | 0.11279 | 329.2106 | 0.072012 | 0 | 0 | 0.14402 | 329.4773 | 0.072591 | 0 | 0 | 0.14518 | 329.6551 | 0.072976 | 0 | 0 | 0.14595 | 329.9218 | 0.073555 | 0 | 0 | 0.14711 | 330.1885 | 0.074133 | 0 | 0 | 0.14827 | 330.4552 | 0.074712 | 0 | 0 | 0.14942 | 330.8108 | 0.075483 | 0 | 0 | 0.15097 | 331.0776 | 0.076062 | 0 | 0 | 0.15212 | 331.2554 | 0.076447 | 0 | 0 | 0.15289 | 331.5221 | 0.077026 | 0 | 0 | 0.15405 | 331.6999 | 0.077411 | 0 | 0 | 0.15482 | 331.9666 | 0.07799 | 0 | 0 | 0.15598 | 332.2333 | 0.078568 | 0 | 0 | 0.15714 | 332.4111 | 0.078954 | 0 | 0 | 0.15791 | 332.6778 | 0.079533 | 0 | 0 | 0.15907 | 332.9445 | 0.080111 | 0 | 0 | 0.16022 | 333.0334 | 0.080304 | 0 | 0 | 0.16061 | 333.3002 | 0.080882 | 0 | 0 | 0.16176 | 333.5669 | 0.081461 | 0 | 0 | 0.16292 | 333.7447 | 0.081847 | 0 | 0 | 0.16369 | 334.0114 | 0.082425 | 0 | 0 | 0.16485 | 334.1892 | 0.082811 | 0 | 0 | 0.16562 | 334.367 | 0.083196 | 0 | 0 | 0.16639
2017-02-28 16:00 | 304.3979 | 0.90729 |  | 319.6375 | 0.051248 | 0 | 0 | 0.1025 | 328.6196 | 0.07073 | 0 | 0 | 0.14146 | 335.9687 | 0.08667 | 0 | 0 | 0.17334 | 336.2408 | 0.087261 | 0 | 0 | 0.17452 | 336.4223 | 0.087654 | 0 | 0 | 0.17531 | 336.6945 | 0.088245 | 0 | 0 | 0.17649 | 336.9667 | 0.088835 | 0 | 0 | 0.17767 | 337.2389 | 0.089425 | 0 | 0 | 0.17885 | 337.6018 | 0.090213 | 0 | 0 | 0.18043 | 337.874 | 0.090803 | 0 | 0 | 0.18161 | 338.0554 | 0.091197 | 0 | 0 | 0.18239 | 338.3276 | 0.091787 | 0 | 0 | 0.18357 | 338.5091 | 0.09218 | 0 | 0 | 0.18436 | 338.7812 | 0.092771 | 0 | 0 | 0.18554 | 339.0534 | 0.093361 | 0 | 0 | 0.18672 | 339.2349 | 0.093755 | 0 | 0 | 0.18751 | 339.5071 | 0.094345 | 0 | 0 | 0.18869 | 339.7793 | 0.094936 | 0 | 0 | 0.18987 | 339.87 | 0.095132 | 0 | 0 | 0.19026 | 340.1422 | 0.095723 | 0 | 0 | 0.19145 | 340.4144 | 0.096313 | 0 | 0 | 0.19263 | 340.5958 | 0.096707 | 0 | 0 | 0.19341 | 340.868 | 0.097297 | 0 | 0 | 0.19459 | 341.0495 | 0.097691 | 0 | 0 | 0.19538 | 341.2309 | 0.098084 | 0 | 0 | 0.19617
2017-02-28 17:00 | 301.9793 | 0.90008 |  | 317.0979 | 0.04574 | 0 | 0 | 0.091479 | 326.0086 | 0.065067 | 0 | 0 | 0.13013 | 333.2993 | 0.08088 | 0 | 0 | 0.16176 | 333.5693 | 0.081466 | 0 | 0 | 0.16293 | 333.7493 | 0.081857 | 0 | 0 | 0.16371 | 334.0193 | 0.082442 | 0 | 0 | 0.16488 | 334.2894 | 0.083028 | 0 | 0 | 0.16606 | 334.5594 | 0.083614 | 0 | 0 | 0.16723 | 334.9194 | 0.084395 | 0 | 0 | 0.16879 | 335.1894 | 0.08498 | 0 | 0 | 0.16996 | 335.3695 | 0.085371 | 0 | 0 | 0.17074 | 335.6395 | 0.085956 | 0 | 0 | 0.17191 | 335.8195 | 0.086347 | 0 | 0 | 0.17269 | 336.0895 | 0.086932 | 0 | 0 | 0.17386 | 336.3596 | 0.087518 | 0 | 0 | 0.17504 | 336.5396 | 0.087909 | 0 | 0 | 0.17582 | 336.8096 | 0.088494 | 0 | 0 | 0.17699 | 337.0796 | 0.08908 | 0 | 0 | 0.17816 | 337.1696 | 0.089275 | 0 | 0 | 0.17855 | 337.4396 | 0.089861 | 0 | 0 | 0.17972 | 337.7097 | 0.090447 | 0 | 0 | 0.18089 | 337.8897 | 0.090837 | 0 | 0 | 0.18167 | 338.1597 | 0.091423 | 0 | 0 | 0.18285 | 338.3397 | 0.091813 | 0 | 0 | 0.18363 | 338.5197 | 0.092204 | 0 | 0 | 0.18441
2017-02-28 18:00 | 305.1274 | 0.90946 |  | 320.4035 | 0.052909 | 0 | 0 | 0.10582 | 329.4072 | 0.072438 | 0 | 0 | 0.14488 | 336.7738 | 0.088417 | 0 | 0 | 0.17683 | 337.0467 | 0.089009 | 0 | 0 | 0.17802 | 337.2285 | 0.089403 | 0 | 0 | 0.17881 | 337.5014 | 0.089995 | 0 | 0 | 0.17999 | 337.7742 | 0.090587 | 0 | 0 | 0.18117 | 338.0471 | 0.091178 | 0 | 0 | 0.18236 | 338.4108 | 0.091967 | 0 | 0 | 0.18393 | 338.6837 | 0.092559 | 0 | 0 | 0.18512 | 338.8656 | 0.092954 | 0 | 0 | 0.18591 | 339.1384 | 0.093546 | 0 | 0 | 0.18709 | 339.3203 | 0.09394 | 0 | 0 | 0.18788 | 339.5931 | 0.094532 | 0 | 0 | 0.18906 | 339.866 | 0.095124 | 0 | 0 | 0.19025 | 340.0479 | 0.095518 | 0 | 0 | 0.19104 | 340.3207 | 0.09611 | 0 | 0 | 0.19222 | 340.5936 | 0.096702 | 0 | 0 | 0.1934 | 340.6845 | 0.096899 | 0 | 0 | 0.1938 | 340.9573 | 0.097491 | 0 | 0 | 0.19498 | 341.2302 | 0.098083 | 0 | 0 | 0.19617 | 341.4121 | 0.098477 | 0 | 0 | 0.19695 | 341.6849 | 0.099069 | 0 | 0 | 0.19814 | 341.8668 | 0.099463 | 0 | 0 | 0.19893 | 342.0487 | 0.099858 | 0 | 0 | 0.19972
2017-02-28 19:00 | 289.4981 | 0.86288 |  | 303.9917 | 0.017312 | 0 | 0 | 0.034625 | 312.5342 | 0.035841 | 0 | 0 | 0.071682 | 319.5235 | 0.051001 | 0 | 0 | 0.102 | 319.7824 | 0.051562 | 0 | 0 | 0.10312 | 319.955 | 0.051937 | 0 | 0 | 0.10387 | 320.2138 | 0.052498 | 0 | 0 | 0.105 | 320.4727 | 0.05306 | 0 | 0 | 0.10612 | 320.7316 | 0.053621 | 0 | 0 | 0.10724 | 321.0767 | 0.05437 | 0 | 0 | 0.10874 | 321.3356 | 0.054931 | 0 | 0 | 0.10986 | 321.5081 | 0.055305 | 0 | 0 | 0.11061 | 321.767 | 0.055867 | 0 | 0 | 0.11173 | 321.9396 | 0.056241 | 0 | 0 | 0.11248 | 322.1984 | 0.056803 | 0 | 0 | 0.11361 | 322.4573 | 0.057364 | 0 | 0 | 0.11473 | 322.6299 | 0.057739 | 0 | 0 | 0.11548 | 322.8888 | 0.0583 | 0 | 0 | 0.1166 | 323.1476 | 0.058861 | 0 | 0 | 0.11772 | 323.2339 | 0.059049 | 0 | 0 | 0.1181 | 323.4928 | 0.05961 | 0 | 0 | 0.11922 | 323.7516 | 0.060172 | 0 | 0 | 0.12034 | 323.9242 | 0.060546 | 0 | 0 | 0.12109 | 324.1831 | 0.061107 | 0 | 0 | 0.12221 | 324.3556 | 0.061482 | 0 | 0 | 0.12296 | 324.5282 | 0.061856 | 0 | 0 | 0.12371
2017-02-28 20:00 | 289.0224 | 0.86146 |  | 303.4922 | 0.016229 | 0 | 0 | 0.032458 | 312.0206 | 0.034727 | 0 | 0 | 0.069454 | 318.9985 | 0.049862 | 0 | 0 | 0.099724 | 319.2569 | 0.050423 | 0 | 0 | 0.10085 | 319.4292 | 0.050796 | 0 | 0 | 0.10159 | 319.6876 | 0.051357 | 0 | 0 | 0.10271 | 319.9461 | 0.051917 | 0 | 0 | 0.10383 | 320.2045 | 0.052478 | 0 | 0 | 0.10496 | 320.5491 | 0.053225 | 0 | 0 | 0.10645 | 320.8075 | 0.053786 | 0 | 0 | 0.10757 | 320.9798 | 0.05416 | 0 | 0 | 0.10832 | 321.2383 | 0.05472 | 0 | 0 | 0.10944 | 321.4105 | 0.055094 | 0 | 0 | 0.11019 | 321.669 | 0.055654 | 0 | 0 | 0.11131 | 321.9274 | 0.056215 | 0 | 0 | 0.11243 | 322.0997 | 0.056589 | 0 | 0 | 0.11318 | 322.3582 | 0.057149 | 0 | 0 | 0.1143 | 322.6166 | 0.05771 | 0 | 0 | 0.11542 | 322.7027 | 0.057897 | 0 | 0 | 0.11579 | 322.9612 | 0.058457 | 0 | 0 | 0.11691 | 323.2196 | 0.059018 | 0 | 0 | 0.11804 | 323.3919 | 0.059391 | 0 | 0 | 0.11878 | 323.6503 | 0.059952 | 0 | 0 | 0.1199 | 323.8226 | 0.060326 | 0 | 0 | 0.12065 | 323.9949 | 0.060699 | 0 | 0 | 0.1214
2017-02-28 21:00 | 287.3229 | 0.85639 |  | 301.7076 | 0.012358 | 0 | 0 | 0.024716 | 310.1859 | 0.030748 | 0 | 0 | 0.061495 | 317.1227 | 0.045793 | 0 | 0 | 0.091587 | 317.3796 | 0.046351 | 0 | 0 | 0.092701 | 317.5509 | 0.046722 | 0 | 0 | 0.093444 | 317.8078 | 0.047279 | 0 | 0 | 0.094559 | 318.0647 | 0.047837 | 0 | 0 | 0.095673 | 318.3217 | 0.048394 | 0 | 0 | 0.096788 | 318.6642 | 0.049137 | 0 | 0 | 0.098274 | 318.9211 | 0.049694 | 0 | 0 | 0.099389 | 319.0924 | 0.050066 | 0 | 0 | 0.10013 | 319.3493 | 0.050623 | 0 | 0 | 0.10125 | 319.5206 | 0.050995 | 0 | 0 | 0.10199 | 319.7775 | 0.051552 | 0 | 0 | 0.1031 | 320.0344 | 0.052109 | 0 | 0 | 0.10422 | 320.2057 | 0.052481 | 0 | 0 | 0.10496 | 320.4626 | 0.053038 | 0 | 0 | 0.10608 | 320.7196 | 0.053595 | 0 | 0 | 0.10719 | 320.8052 | 0.053781 | 0 | 0 | 0.10756 | 321.0621 | 0.054338 | 0 | 0 | 0.10868 | 321.319 | 0.054895 | 0 | 0 | 0.10979 | 321.4903 | 0.055267 | 0 | 0 | 0.11053 | 321.7472 | 0.055824 | 0 | 0 | 0.11165 | 321.9185 | 0.056196 | 0 | 0 | 0.11239 | 322.0898 | 0.056567 | 0 | 0 | 0.11313
2017-02-28 22:00 | 287.2862 | 0.85628 |  | 301.6692 | 0.012275 | 0 | 0 | 0.024549 | 310.1464 | 0.030662 | 0 | 0 | 0.061324 | 317.0823 | 0.045706 | 0 | 0 | 0.091412 | 317.3392 | 0.046263 | 0 | 0 | 0.092526 | 317.5104 | 0.046634 | 0 | 0 | 0.093269 | 317.7673 | 0.047192 | 0 | 0 | 0.094383 | 318.0242 | 0.047749 | 0 | 0 | 0.095498 | 318.2811 | 0.048306 | 0 | 0 | 0.096612 | 318.6236 | 0.049049 | 0 | 0 | 0.098098 | 318.8805 | 0.049606 | 0 | 0 | 0.099212 | 319.0517 | 0.049978 | 0 | 0 | 0.099955 | 319.3086 | 0.050535 | 0 | 0 | 0.10107 | 319.4799 | 0.050906 | 0 | 0 | 0.10181 | 319.7368 | 0.051463 | 0 | 0 | 0.10293 | 319.9937 | 0.052021 | 0 | 0 | 0.10404 | 320.1649 | 0.052392 | 0 | 0 | 0.10478 | 320.4218 | 0.052949 | 0 | 0 | 0.1059 | 320.6787 | 0.053506 | 0 | 0 | 0.10701 | 320.7643 | 0.053692 | 0 | 0 | 0.10738 | 321.0212 | 0.054249 | 0 | 0 | 0.1085 | 321.2781 | 0.054806 | 0 | 0 | 0.10961 | 321.4493 | 0.055178 | 0 | 0 | 0.11036 | 321.7062 | 0.055735 | 0 | 0 | 0.11147 | 321.8775 | 0.056107 | 0 | 0 | 0.11221 | 322.0487 | 0.056478 | 0 | 0 | 0.11296
2017-02-28 23:00 | 288.5071 | 0.85992 |  | 302.9511 | 0.015055 | 0 | 0 | 0.030111 | 311.4644 | 0.033521 | 0 | 0 | 0.067041 | 318.4298 | 0.048628 | 0 | 0 | 0.097257 | 318.6877 | 0.049188 | 0 | 0 | 0.098376 | 318.8597 | 0.049561 | 0 | 0 | 0.099122 | 319.1177 | 0.050121 | 0 | 0 | 0.10024 | 319.3757 | 0.05068 | 0 | 0 | 0.10136 | 319.6337 | 0.05124 | 0 | 0 | 0.10248 | 319.9776 | 0.051986 | 0 | 0 | 0.10397 | 320.2356 | 0.052545 | 0 | 0 | 0.10509 | 320.4076 | 0.052918 | 0 | 0 | 0.10584 | 320.6656 | 0.053478 | 0 | 0 | 0.10696 | 320.8375 | 0.053851 | 0 | 0 | 0.1077 | 321.0955 | 0.05441 | 0 | 0 | 0.10882 | 321.3535 | 0.05497 | 0 | 0 | 0.10994 | 321.5255 | 0.055343 | 0 | 0 | 0.11069 | 321.7835 | 0.055903 | 0 | 0 | 0.11181 | 322.0414 | 0.056462 | 0 | 0 | 0.11292 | 322.1274 | 0.056649 | 0 | 0 | 0.1133 | 322.3854 | 0.057208 | 0 | 0 | 0.11442 | 322.6434 | 0.057768 | 0 | 0 | 0.11554 | 322.8154 | 0.058141 | 0 | 0 | 0.11628 | 323.0733 | 0.0587 | 0 | 0 | 0.1174 | 323.2453 | 0.059073 | 0 | 0 | 0.11815 | 323.4173 | 0.059446 | 0 | 0 | 0.11889
2017-03-01 | 246.8729 | 0.73583 |  | 259.2325 | 0 | 0 | 0 | 0 | 266.5172 | 0 | 0 | 0 | 0 | 272.4774 | 0 | 0 | 0 | 0 | 272.6981 | 0 | 0 | 0 | 0 | 272.8453 | 0 | 0 | 0 | 0 | 273.0661 | 0 | 0 | 0 | 0 | 273.2868 | 0 | 0 | 0 | 0 | 273.5076 | 0 | 0 | 0 | 0 | 273.8019 | 0 | 0 | 0 | 0 | 274.0226 | 0 | 0 | 0 | 0 | 274.1698 | 0 | 0 | 0 | 0 | 274.3906 | 0 | 0 | 0 | 0 | 274.5377 | 0 | 0 | 0 | 0 | 274.7585 | 0 | 0 | 0 | 0 | 274.9792 | 0 | 0 | 0 | 0 | 275.1264 | 0 | 0 | 0 | 0 | 275.3471 | 0 | 0 | 0 | 0 | 275.5679 | 0 | 0 | 0 | 0 | 275.6415 | 0 | 0 | 0 | 0 | 275.8622 | 0 | 0 | 0 | 0 | 276.083 | 0 | 0 | 0 | 0 | 276.2301 | 0 | 0 | 0 | 0 | 276.4509 | 0 | 0 | 0 | 0 | 276.598 | 0 | 0 | 0 | 0 | 276.7452 | 0 | 0 | 0 | 0
2017-03-01 01:00 | 256.9857 | 0.76597 |  | 269.8516 | 0 | 0 | 0 | 0 | 277.4348 | 0 | 0 | 0 | 0 | 283.6391 | 0 | 0 | 0 | 0 | 283.8689 | 0 | 0 | 0 | 0 | 284.0221 | 0 | 0 | 0 | 0 | 284.2519 | 0 | 0 | 0 | 0 | 284.4817 | 0 | 0 | 0 | 0 | 284.7115 | 0 | 0 | 0 | 0 | 285.0179 | 0 | 0 | 0 | 0 | 285.2477 | 0 | 0 | 0 | 0 | 285.4009 | 0 | 0 | 0 | 0 | 285.6306 | 0 | 0 | 0 | 0 | 285.7838 | 0 | 0 | 0 | 0 | 286.0136 | 0 | 0 | 0 | 0 | 286.2434 | 0 | 0 | 0 | 0 | 286.3966 | 0 | 0 | 0 | 0 | 286.6264 | 0 | 0 | 0 | 0 | 286.8562 | 0 | 0 | 0 | 0 | 286.9328 | 0 | 0 | 0 | 0 | 287.1626 | 0 | 0 | 0 | 0 | 287.3924 | 0 | 0 | 0 | 0 | 287.5456 | 0 | 0 | 0 | 0 | 287.7754 | 0 | 0 | 0 | 0 | 287.9286 | 0 | 0 | 0 | 0 | 288.0818 | 0 | 0 | 0 | 0
2017-03-01 02:00 | 262.1885 | 0.78148 |  | 275.3149 | 0 | 0 | 0 | 0 | 283.0515 | 0 | 0 | 0 | 0 | 289.3815 | 0 | 0 | 0 | 0 | 289.616 | 0 | 0 | 0 | 0 | 289.7722 | 0 | 0 | 0 | 0 | 290.0067 | 0 | 0 | 0 | 0 | 290.2411 | 0 | 0 | 0 | 0 | 290.4756 | 0 | 0 | 0 | 0 | 290.7882 | 0 | 0 | 0 | 0 | 291.0226 | 0.00026595 | 0 | 0 | 0.0005319 | 291.1789 | 0.00060495 | 0 | 0 | 0.0012099 | 291.4134 | 0.0011135 | 0 | 0 | 0.0022269 | 291.5696 | 0.0014525 | 0 | 0 | 0.0029049 | 291.8041 | 0.001961 | 0 | 0 | 0.003922 | 292.0385 | 0.0024695 | 0 | 0 | 0.004939 | 292.1948 | 0.0028085 | 0 | 0 | 0.005617 | 292.4293 | 0.003317 | 0 | 0 | 0.006634 | 292.6637 | 0.0038255 | 0 | 0 | 0.007651 | 292.7419 | 0.003995 | 0 | 0 | 0.00799 | 292.9763 | 0.0045035 | 0 | 0 | 0.009007 | 293.2108 | 0.005012 | 0 | 0 | 0.010024 | 293.367 | 0.005351 | 0 | 0 | 0.010702 | 293.6015 | 0.0058595 | 0 | 0 | 0.011719 | 293.7578 | 0.0061985 | 0 | 0 | 0.012397 | 293.9141 | 0.0065375 | 0 | 0 | 0.013075
2017-03-01 03:00 | 264.8265 | 0.78934 |  | 278.085 | 0 | 0 | 0 | 0 | 285.8995 | 0 | 0 | 0 | 0 | 292.2932 | 0.0030217 | 0 | 0 | 0.0060435 | 292.53 | 0.0035354 | 0 | 0 | 0.0070707 | 292.6878 | 0.0038778 | 0 | 0 | 0.0077556 | 292.9246 | 0.0043914 | 0 | 0 | 0.0087828 | 293.1614 | 0.004905 | 0 | 0 | 0.0098101 | 293.3982 | 0.0054187 | 0 | 0 | 0.010837 | 293.714 | 0.0061035 | 0 | 0 | 0.012207 | 293.9508 | 0.0066171 | 0 | 0 | 0.013234 | 294.1086 | 0.0069595 | 0 | 0 | 0.013919 | 294.3454 | 0.0074732 | 0 | 0 | 0.014946 | 294.5033 | 0.0078156 | 0 | 0 | 0.015631 | 294.7401 | 0.0083292 | 0 | 0 | 0.016658 | 294.9769 | 0.0088428 | 0 | 0 | 0.017686 | 295.1348 | 0.0091852 | 0 | 0 | 0.01837 | 295.3716 | 0.0096989 | 0 | 0 | 0.019398 | 295.6084 | 0.010212 | 0 | 0 | 0.020425 | 295.6873 | 0.010384 | 0 | 0 | 0.020767 | 295.9241 | 0.010897 | 0 | 0 | 0.021795 | 296.1609 | 0.011411 | 0 | 0 | 0.022822 | 296.3188 | 0.011753 | 0 | 0 | 0.023507 | 296.5556 | 0.012267 | 0 | 0 | 0.024534 | 296.7135 | 0.012609 | 0 | 0 | 0.025219 | 296.8713 | 0.012952 | 0 | 0 | 0.025904
2017-03-01 04:00 | 269.224 | 0.80245 |  | 282.7027 | 0 | 0 | 0 | 0 | 290.6469 | 0 | 0 | 0 | 0 | 297.1467 | 0.013549 | 0 | 0 | 0.027098 | 297.3875 | 0.014071 | 0 | 0 | 0.028143 | 297.548 | 0.014419 | 0 | 0 | 0.028839 | 297.7887 | 0.014942 | 0 | 0 | 0.029883 | 298.0294 | 0.015464 | 0 | 0 | 0.030927 | 298.2702 | 0.015986 | 0 | 0 | 0.031972 | 298.5911 | 0.016682 | 0 | 0 | 0.033364 | 298.8319 | 0.017204 | 0 | 0 | 0.034408 | 298.9924 | 0.017552 | 0 | 0 | 0.035105 | 299.2331 | 0.018074 | 0 | 0 | 0.036149 | 299.3936 | 0.018423 | 0 | 0 | 0.036845 | 299.6343 | 0.018945 | 0 | 0 | 0.037889 | 299.8751 | 0.019467 | 0 | 0 | 0.038934 | 300.0355 | 0.019815 | 0 | 0 | 0.03963 | 300.2763 | 0.020337 | 0 | 0 | 0.040674 | 300.517 | 0.020859 | 0 | 0 | 0.041719 | 300.5973 | 0.021033 | 0 | 0 | 0.042067 | 300.838 | 0.021556 | 0 | 0 | 0.043111 | 301.0787 | 0.022078 | 0 | 0 | 0.044155 | 301.2392 | 0.022426 | 0 | 0 | 0.044852 | 301.48 | 0.022948 | 0 | 0 | 0.045896 | 301.6404 | 0.023296 | 0 | 0 | 0.046592 | 301.8009 | 0.023644 | 0 | 0 | 0.047288
2017-03-01 05:00 | 280.2748 | 0.83539 |  | 294.3067 | 0.0073891 | 0 | 0 | 0.014778 | 302.577 | 0.025327 | 0 | 0 | 0.050655 | 309.3436 | 0.040004 | 0 | 0 | 0.080008 | 309.5942 | 0.040548 | 0 | 0 | 0.081096 | 309.7613 | 0.04091 | 0 | 0 | 0.08182 | 310.0119 | 0.041454 | 0 | 0 | 0.082908 | 310.2626 | 0.041997 | 0 | 0 | 0.083995 | 310.5132 | 0.042541 | 0 | 0 | 0.085082 | 310.8473 | 0.043266 | 0 | 0 | 0.086531 | 311.0979 | 0.043809 | 0 | 0 | 0.087619 | 311.265 | 0.044172 | 0 | 0 | 0.088343 | 311.5156 | 0.044715 | 0 | 0 | 0.089431 | 311.6827 | 0.045078 | 0 | 0 | 0.090155 | 311.9333 | 0.045621 | 0 | 0 | 0.091243 | 312.1839 | 0.046165 | 0 | 0 | 0.09233 | 312.351 | 0.046527 | 0 | 0 | 0.093055 | 312.6016 | 0.047071 | 0 | 0 | 0.094142 | 312.8522 | 0.047614 | 0 | 0 | 0.095229 | 312.9358 | 0.047796 | 0 | 0 | 0.095591 | 313.1864 | 0.048339 | 0 | 0 | 0.096678 | 313.437 | 0.048883 | 0 | 0 | 0.097766 | 313.6041 | 0.049245 | 0 | 0 | 0.09849 | 313.8547 | 0.049789 | 0 | 0 | 0.099578 | 314.0218 | 0.050151 | 0 | 0 | 0.1003 | 314.1889 | 0.050514 | 0 | 0 | 0.10103
2017-03-01 06:00 | 284.2452 | 0.84722 |  | 298.4758 | 0.016432 | 0 | 0 | 0.032864 | 306.8633 | 0.034624 | 0 | 0 | 0.069249 | 313.7258 | 0.049509 | 0 | 0 | 0.099018 | 313.98 | 0.05006 | 0 | 0 | 0.10012 | 314.1494 | 0.050428 | 0 | 0 | 0.10086 | 314.4036 | 0.050979 | 0 | 0 | 0.10196 | 314.6577 | 0.051531 | 0 | 0 | 0.10306 | 314.9119 | 0.052082 | 0 | 0 | 0.10416 | 315.2508 | 0.052817 | 0 | 0 | 0.10563 | 315.505 | 0.053368 | 0 | 0 | 0.10674 | 315.6744 | 0.053736 | 0 | 0 | 0.10747 | 315.9286 | 0.054287 | 0 | 0 | 0.10857 | 316.098 | 0.054654 | 0 | 0 | 0.10931 | 316.3522 | 0.055206 | 0 | 0 | 0.11041 | 316.6063 | 0.055757 | 0 | 0 | 0.11151 | 316.7758 | 0.056125 | 0 | 0 | 0.11225 | 317.03 | 0.056676 | 0 | 0 | 0.11335 | 317.2841 | 0.057227 | 0 | 0 | 0.11445 | 317.3688 | 0.057411 | 0 | 0 | 0.11482 | 317.623 | 0.057962 | 0 | 0 | 0.11592 | 317.8772 | 0.058514 | 0 | 0 | 0.11703 | 318.0466 | 0.058881 | 0 | 0 | 0.11776 | 318.3008 | 0.059432 | 0 | 0 | 0.11886 | 318.4702 | 0.0598 | 0 | 0 | 0.1196 | 318.6397 | 0.060167 | 0 | 0 | 0.12033
2017-03-01 07:00 | 283.8785 | 0.84613 |  | 298.0908 | 0.015597 | 0 | 0 | 0.031194 | 306.4675 | 0.033766 | 0 | 0 | 0.067532 | 313.3211 | 0.048631 | 0 | 0 | 0.097263 | 313.5749 | 0.049182 | 0 | 0 | 0.098364 | 313.7442 | 0.049549 | 0 | 0 | 0.099098 | 313.998 | 0.0501 | 0 | 0 | 0.1002 | 314.2518 | 0.05065 | 0 | 0 | 0.1013 | 314.5057 | 0.051201 | 0 | 0 | 0.1024 | 314.8441 | 0.051935 | 0 | 0 | 0.10387 | 315.098 | 0.052485 | 0 | 0 | 0.10497 | 315.2672 | 0.052852 | 0 | 0 | 0.1057 | 315.521 | 0.053403 | 0 | 0 | 0.10681 | 315.6903 | 0.05377 | 0 | 0 | 0.10754 | 315.9441 | 0.054321 | 0 | 0 | 0.10864 | 316.1979 | 0.054871 | 0 | 0 | 0.10974 | 316.3672 | 0.055238 | 0 | 0 | 0.11048 | 316.621 | 0.055789 | 0 | 0 | 0.11158 | 316.8748 | 0.056339 | 0 | 0 | 0.11268 | 316.9595 | 0.056523 | 0 | 0 | 0.11305 | 317.2133 | 0.057074 | 0 | 0 | 0.11415 | 317.4671 | 0.057624 | 0 | 0 | 0.11525 | 317.6364 | 0.057991 | 0 | 0 | 0.11598 | 317.8902 | 0.058542 | 0 | 0 | 0.11708 | 318.0594 | 0.058909 | 0 | 0 | 0.11782 | 318.2286 | 0.059276 | 0 | 0 | 0.11855
2017-03-01 08:00 | 283.8795 | 0.84613 |  | 298.0919 | 0.015599 | 0 | 0 | 0.031198 | 306.4686 | 0.033768 | 0 | 0 | 0.067536 | 313.3222 | 0.048634 | 0 | 0 | 0.097268 | 313.5761 | 0.049184 | 0 | 0 | 0.098369 | 313.7453 | 0.049551 | 0 | 0 | 0.099103 | 313.9991 | 0.050102 | 0 | 0 | 0.1002 | 314.253 | 0.050653 | 0 | 0 | 0.10131 | 314.5068 | 0.051203 | 0 | 0 | 0.10241 | 314.8453 | 0.051937 | 0 | 0 | 0.10387 | 315.0991 | 0.052488 | 0 | 0 | 0.10498 | 315.2683 | 0.052855 | 0 | 0 | 0.10571 | 315.5222 | 0.053406 | 0 | 0 | 0.10681 | 315.6914 | 0.053773 | 0 | 0 | 0.10755 | 315.9452 | 0.054323 | 0 | 0 | 0.10865 | 316.1991 | 0.054874 | 0 | 0 | 0.10975 | 316.3683 | 0.055241 | 0 | 0 | 0.11048 | 316.6221 | 0.055791 | 0 | 0 | 0.11158 | 316.876 | 0.056342 | 0 | 0 | 0.11268 | 316.9606 | 0.056525 | 0 | 0 | 0.11305 | 317.2144 | 0.057076 | 0 | 0 | 0.11415 | 317.4683 | 0.057627 | 0 | 0 | 0.11525 | 317.6375 | 0.057994 | 0 | 0 | 0.11599 | 317.8913 | 0.058544 | 0 | 0 | 0.11709 | 318.0606 | 0.058911 | 0 | 0 | 0.11782 | 318.2298 | 0.059278 | 0 | 0 | 0.11856
2017-03-01 09:00 | 285.1963 | 0.85006 |  | 299.4745 | 0.018598 | 0 | 0 | 0.037196 | 307.8901 | 0.036852 | 0 | 0 | 0.073703 | 314.7755 | 0.051786 | 0 | 0 | 0.10357 | 315.0306 | 0.052339 | 0 | 0 | 0.10468 | 315.2006 | 0.052708 | 0 | 0 | 0.10542 | 315.4556 | 0.053261 | 0 | 0 | 0.10652 | 315.7106 | 0.053814 | 0 | 0 | 0.10763 | 315.9656 | 0.054367 | 0 | 0 | 0.10873 | 316.3056 | 0.055105 | 0 | 0 | 0.11021 | 316.5607 | 0.055658 | 0 | 0 | 0.11132 | 316.7307 | 0.056027 | 0 | 0 | 0.11205 | 316.9857 | 0.05658 | 0 | 0 | 0.11316 | 317.1557 | 0.056949 | 0 | 0 | 0.1139 | 317.4107 | 0.057502 | 0 | 0 | 0.115 | 317.6657 | 0.058055 | 0 | 0 | 0.11611 | 317.8357 | 0.058424 | 0 | 0 | 0.11685 | 318.0908 | 0.058977 | 0 | 0 | 0.11795 | 318.3458 | 0.05953 | 0 | 0 | 0.11906 | 318.4308 | 0.059714 | 0 | 0 | 0.11943 | 318.6858 | 0.060267 | 0 | 0 | 0.12053 | 318.9408 | 0.060821 | 0 | 0 | 0.12164 | 319.1108 | 0.061189 | 0 | 0 | 0.12238 | 319.3658 | 0.061742 | 0 | 0 | 0.12348 | 319.5359 | 0.062111 | 0 | 0 | 0.12422 | 319.7059 | 0.06248 | 0 | 0 | 0.12496
2017-03-01 10:00 | 286.6877 | 0.8545 |  | 301.0406 | 0.021995 | 0 | 0 | 0.04399 | 309.5002 | 0.040344 | 0 | 0 | 0.080688 | 316.4217 | 0.055356 | 0 | 0 | 0.11071 | 316.678 | 0.055913 | 0 | 0 | 0.11183 | 316.8489 | 0.056283 | 0 | 0 | 0.11257 | 317.1053 | 0.056839 | 0 | 0 | 0.11368 | 317.3616 | 0.057395 | 0 | 0 | 0.11479 | 317.618 | 0.057951 | 0 | 0 | 0.1159 | 317.9598 | 0.058693 | 0 | 0 | 0.11739 | 318.2161 | 0.059249 | 0 | 0 | 0.1185 | 318.387 | 0.059619 | 0 | 0 | 0.11924 | 318.6434 | 0.060175 | 0 | 0 | 0.12035 | 318.8143 | 0.060546 | 0 | 0 | 0.12109 | 319.0706 | 0.061102 | 0 | 0 | 0.1222 | 319.327 | 0.061658 | 0 | 0 | 0.12332 | 319.4979 | 0.062029 | 0 | 0 | 0.12406 | 319.7542 | 0.062585 | 0 | 0 | 0.12517 | 320.0106 | 0.063141 | 0 | 0 | 0.12628 | 320.096 | 0.063326 | 0 | 0 | 0.12665 | 320.3524 | 0.063882 | 0 | 0 | 0.12776 | 320.6087 | 0.064438 | 0 | 0 | 0.12888 | 320.7796 | 0.064809 | 0 | 0 | 0.12962 | 321.036 | 0.065365 | 0 | 0 | 0.13073 | 321.2069 | 0.065736 | 0 | 0 | 0.13147 | 321.3778 | 0.066106 | 0 | 0 | 0.13221
2017-03-01 11:00 | 264.5333 | 0.78847 |  | 277.7771 | 0 | 0 | 0 | 0 | 285.5829 | 0 | 0 | 0 | 0 | 291.9695 | 0.0023197 | 0 | 0 | 0.0046394 | 292.206 | 0.0028327 | 0 | 0 | 0.0056655 | 292.3637 | 0.0031748 | 0 | 0 | 0.0063495 | 292.6002 | 0.0036878 | 0 | 0 | 0.0073757 | 292.8368 | 0.0042009 | 0 | 0 | 0.0084018 | 293.0733 | 0.0047139 | 0 | 0 | 0.0094279 | 293.3887 | 0.005398 | 0 | 0 | 0.010796 | 293.6253 | 0.0059111 | 0 | 0 | 0.011822 | 293.7829 | 0.0062531 | 0 | 0 | 0.012506 | 294.0195 | 0.0067662 | 0 | 0 | 0.013532 | 294.1772 | 0.0071082 | 0 | 0 | 0.014216 | 294.4137 | 0.0076213 | 0 | 0 | 0.015243 | 294.6503 | 0.0081343 | 0 | 0 | 0.016269 | 294.808 | 0.0084763 | 0 | 0 | 0.016953 | 295.0445 | 0.0089894 | 0 | 0 | 0.017979 | 295.281 | 0.0095025 | 0 | 0 | 0.019005 | 295.3599 | 0.0096735 | 0 | 0 | 0.019347 | 295.5964 | 0.010187 | 0 | 0 | 0.020373 | 295.833 | 0.0107 | 0 | 0 | 0.021399 | 295.9907 | 0.011042 | 0 | 0 | 0.022083 | 296.2272 | 0.011555 | 0 | 0 | 0.023109 | 296.3849 | 0.011897 | 0 | 0 | 0.023793 | 296.5426 | 0.012239 | 0 | 0 | 0.024478
2017-03-01 12:00 | 274.7027 | 0.81878 |  | 288.4556 | 0 | 0 | 0 | 0 | 296.5615 | 0.01228 | 0 | 0 | 0.02456 | 303.1936 | 0.026665 | 0 | 0 | 0.05333 | 303.4392 | 0.027198 | 0 | 0 | 0.054395 | 303.603 | 0.027553 | 0 | 0 | 0.055106 | 303.8486 | 0.028086 | 0 | 0 | 0.056171 | 304.0942 | 0.028618 | 0 | 0 | 0.057237 | 304.3399 | 0.029151 | 0 | 0 | 0.058302 | 304.6674 | 0.029861 | 0 | 0 | 0.059723 | 304.913 | 0.030394 | 0 | 0 | 0.060788 | 305.0768 | 0.030749 | 0 | 0 | 0.061499 | 305.3224 | 0.031282 | 0 | 0 | 0.062564 | 305.4862 | 0.031637 | 0 | 0 | 0.063275 | 305.7318 | 0.03217 | 0 | 0 | 0.06434 | 305.9774 | 0.032703 | 0 | 0 | 0.065406 | 306.1412 | 0.033058 | 0 | 0 | 0.066116 | 306.3868 | 0.033591 | 0 | 0 | 0.067182 | 306.6325 | 0.034124 | 0 | 0 | 0.068247 | 306.7143 | 0.034301 | 0 | 0 | 0.068603 | 306.96 | 0.034834 | 0 | 0 | 0.069668 | 307.2056 | 0.035367 | 0 | 0 | 0.070734 | 307.3694 | 0.035722 | 0 | 0 | 0.071444 | 307.615 | 0.036255 | 0 | 0 | 0.07251 | 307.7787 | 0.03661 | 0 | 0 | 0.07322 | 307.9425 | 0.036965 | 0 | 0 | 0.07393
2017-03-01 13:00 | 269.2966 | 0.80266 |  | 282.7788 | 0 | 0 | 0 | 0 | 290.7252 | 0 | 0 | 0 | 0 | 297.2268 | 0.013723 | 0 | 0 | 0.027446 | 297.4676 | 0.014245 | 0 | 0 | 0.02849 | 297.6281 | 0.014593 | 0 | 0 | 0.029187 | 297.8689 | 0.015116 | 0 | 0 | 0.030231 | 298.1097 | 0.015638 | 0 | 0 | 0.031276 | 298.3505 | 0.01616 | 0 | 0 | 0.03232 | 298.6716 | 0.016857 | 0 | 0 | 0.033713 | 298.9124 | 0.017379 | 0 | 0 | 0.034758 | 299.0729 | 0.017727 | 0 | 0 | 0.035454 | 299.3137 | 0.018249 | 0 | 0 | 0.036499 | 299.4743 | 0.018598 | 0 | 0 | 0.037195 | 299.7151 | 0.01912 | 0 | 0 | 0.03824 | 299.9559 | 0.019642 | 0 | 0 | 0.039284 | 300.1164 | 0.01999 | 0 | 0 | 0.039981 | 300.3572 | 0.020513 | 0 | 0 | 0.041025 | 300.598 | 0.021035 | 0 | 0 | 0.04207 | 300.6783 | 0.021209 | 0 | 0 | 0.042418 | 300.9191 | 0.021731 | 0 | 0 | 0.043463 | 301.1599 | 0.022254 | 0 | 0 | 0.044507 | 301.3204 | 0.022602 | 0 | 0 | 0.045204 | 301.5612 | 0.023124 | 0 | 0 | 0.046248 | 301.7217 | 0.023472 | 0 | 0 | 0.046945 | 301.8823 | 0.023821 | 0 | 0 | 0.047641
2017-03-01 14:00 | 274.6214 | 0.81854 |  | 288.3702 | 0 | 0 | 0 | 0 | 296.4737 | 0.012089 | 0 | 0 | 0.024179 | 303.1039 | 0.02647 | 0 | 0 | 0.05294 | 303.3494 | 0.027003 | 0 | 0 | 0.054006 | 303.5131 | 0.027358 | 0 | 0 | 0.054716 | 303.7587 | 0.02789 | 0 | 0 | 0.055781 | 304.0042 | 0.028423 | 0 | 0 | 0.056846 | 304.2498 | 0.028956 | 0 | 0 | 0.057911 | 304.5772 | 0.029666 | 0 | 0 | 0.059332 | 304.8228 | 0.030199 | 0 | 0 | 0.060397 | 304.9865 | 0.030554 | 0 | 0 | 0.061107 | 305.232 | 0.031086 | 0 | 0 | 0.062172 | 305.3958 | 0.031441 | 0 | 0 | 0.062883 | 305.6413 | 0.031974 | 0 | 0 | 0.063948 | 305.8869 | 0.032507 | 0 | 0 | 0.065013 | 306.0506 | 0.032862 | 0 | 0 | 0.065723 | 306.2961 | 0.033394 | 0 | 0 | 0.066788 | 306.5417 | 0.033927 | 0 | 0 | 0.067854 | 306.6236 | 0.034104 | 0 | 0 | 0.068209 | 306.8691 | 0.034637 | 0 | 0 | 0.069274 | 307.1147 | 0.03517 | 0 | 0 | 0.070339 | 307.2784 | 0.035525 | 0 | 0 | 0.071049 | 307.5239 | 0.036057 | 0 | 0 | 0.072115 | 307.6877 | 0.036412 | 0 | 0 | 0.072825 | 307.8514 | 0.036767 | 0 | 0 | 0.073535
2017-03-01 15:00 | 274.7188 | 0.81883 |  | 288.4725 | 0 | 0 | 0 | 0 | 296.5789 | 0.012317 | 0 | 0 | 0.024635 | 303.2113 | 0.026703 | 0 | 0 | 0.053407 | 303.457 | 0.027236 | 0 | 0 | 0.054472 | 303.6208 | 0.027591 | 0 | 0 | 0.055183 | 303.8664 | 0.028124 | 0 | 0 | 0.056248 | 304.1121 | 0.028657 | 0 | 0 | 0.057314 | 304.3577 | 0.02919 | 0 | 0 | 0.05838 | 304.6852 | 0.0299 | 0 | 0 | 0.0598 | 304.9309 | 0.030433 | 0 | 0 | 0.060866 | 305.0946 | 0.030788 | 0 | 0 | 0.061576 | 305.3403 | 0.031321 | 0 | 0 | 0.062642 | 305.5041 | 0.031676 | 0 | 0 | 0.063352 | 305.7497 | 0.032209 | 0 | 0 | 0.064418 | 305.9954 | 0.032742 | 0 | 0 | 0.065484 | 306.1591 | 0.033097 | 0 | 0 | 0.066194 | 306.4048 | 0.03363 | 0 | 0 | 0.06726 | 306.6504 | 0.034163 | 0 | 0 | 0.068325 | 306.7323 | 0.03434 | 0 | 0 | 0.068681 | 306.9779 | 0.034873 | 0 | 0 | 0.069746 | 307.2236 | 0.035406 | 0 | 0 | 0.070812 | 307.3874 | 0.035761 | 0 | 0 | 0.071522 | 307.633 | 0.036294 | 0 | 0 | 0.072588 | 307.7968 | 0.036649 | 0 | 0 | 0.073298 | 307.9605 | 0.037004 | 0 | 0 | 0.074009
2017-03-01 16:00 | 274.0603 | 0.81686 |  | 287.781 | 0 | 0 | 0 | 0 | 295.868 | 0.010776 | 0 | 0 | 0.021551 | 302.4846 | 0.025127 | 0 | 0 | 0.050254 | 302.7296 | 0.025659 | 0 | 0 | 0.051317 | 302.893 | 0.026013 | 0 | 0 | 0.052026 | 303.1381 | 0.026544 | 0 | 0 | 0.053089 | 303.3831 | 0.027076 | 0 | 0 | 0.054152 | 303.6282 | 0.027607 | 0 | 0 | 0.055215 | 303.9549 | 0.028316 | 0 | 0 | 0.056632 | 304.2 | 0.028848 | 0 | 0 | 0.057695 | 304.3634 | 0.029202 | 0 | 0 | 0.058404 | 304.6084 | 0.029734 | 0 | 0 | 0.059467 | 304.7718 | 0.030088 | 0 | 0 | 0.060176 | 305.0169 | 0.030619 | 0 | 0 | 0.061239 | 305.2619 | 0.031151 | 0 | 0 | 0.062302 | 305.4253 | 0.031505 | 0 | 0 | 0.063011 | 305.6704 | 0.032037 | 0 | 0 | 0.064074 | 305.9154 | 0.032568 | 0 | 0 | 0.065137 | 305.9971 | 0.032746 | 0 | 0 | 0.065491 | 306.2422 | 0.033277 | 0 | 0 | 0.066554 | 306.4872 | 0.033809 | 0 | 0 | 0.067617 | 306.6506 | 0.034163 | 0 | 0 | 0.068326 | 306.8957 | 0.034695 | 0 | 0 | 0.069389 | 307.059 | 0.035049 | 0 | 0 | 0.070098 | 307.2224 | 0.035403 | 0 | 0 | 0.070807
2017-03-01 17:00 | 270.0278 | 0.80484 |  | 283.5467 | 0 | 0 | 0 | 0 | 291.5146 | 0.0013331 | 0 | 0 | 0.0026663 | 298.0339 | 0.015473 | 0 | 0 | 0.030947 | 298.2753 | 0.015997 | 0 | 0 | 0.031994 | 298.4363 | 0.016346 | 0 | 0 | 0.032692 | 298.6777 | 0.01687 | 0 | 0 | 0.03374 | 298.9192 | 0.017394 | 0 | 0 | 0.034787 | 299.1606 | 0.017917 | 0 | 0 | 0.035835 | 299.4826 | 0.018616 | 0 | 0 | 0.037231 | 299.724 | 0.019139 | 0 | 0 | 0.038279 | 299.885 | 0.019488 | 0 | 0 | 0.038977 | 300.1265 | 0.020012 | 0 | 0 | 0.040024 | 300.2874 | 0.020361 | 0 | 0 | 0.040723 | 300.5289 | 0.020885 | 0 | 0 | 0.04177 | 300.7703 | 0.021409 | 0 | 0 | 0.042818 | 300.9313 | 0.021758 | 0 | 0 | 0.043516 | 301.1728 | 0.022282 | 0 | 0 | 0.044563 | 301.4142 | 0.022805 | 0 | 0 | 0.045611 | 301.4947 | 0.02298 | 0 | 0 | 0.04596 | 301.7362 | 0.023504 | 0 | 0 | 0.047007 | 301.9776 | 0.024027 | 0 | 0 | 0.048055 | 302.1386 | 0.024376 | 0 | 0 | 0.048753 | 302.38 | 0.0249 | 0 | 0 | 0.0498 | 302.541 | 0.025249 | 0 | 0 | 0.050499 | 302.702 | 0.025598 | 0 | 0 | 0.051197
2017-03-01 18:00 | 259.0386 | 0.77209 |  | 272.0073 | 0 | 0 | 0 | 0 | 279.651 | 0 | 0 | 0 | 0 | 285.9049 | 0 | 0 | 0 | 0 | 286.1365 | 0 | 0 | 0 | 0 | 286.291 | 0 | 0 | 0 | 0 | 286.5226 | 0 | 0 | 0 | 0 | 286.7542 | 0 | 0 | 0 | 0 | 286.9858 | 0 | 0 | 0 | 0 | 287.2947 | 0 | 0 | 0 | 0 | 287.5263 | 0 | 0 | 0 | 0 | 287.6807 | 0 | 0 | 0 | 0 | 287.9123 | 0 | 0 | 0 | 0 | 288.0668 | 0 | 0 | 0 | 0 | 288.2984 | 0 | 0 | 0 | 0 | 288.53 | 0 | 0 | 0 | 0 | 288.6844 | 0 | 0 | 0 | 0 | 288.9161 | 0 | 0 | 0 | 0 | 289.1477 | 0 | 0 | 0 | 0 | 289.2249 | 0 | 0 | 0 | 0 | 289.4565 | 0 | 0 | 0 | 0 | 289.6882 | 0 | 0 | 0 | 0 | 289.8426 | 0 | 0 | 0 | 0 | 290.0742 | 0 | 0 | 0 | 0 | 290.2286 | 0 | 0 | 0 | 0 | 290.383 | 0 | 0 | 0 | 0
2017-03-01 19:00 | 281.8556 | 0.8401 |  | 295.9666 | 0.010989 | 0 | 0 | 0.021979 | 304.2836 | 0.029029 | 0 | 0 | 0.058058 | 311.0883 | 0.043789 | 0 | 0 | 0.087577 | 311.3404 | 0.044335 | 0 | 0 | 0.08867 | 311.5084 | 0.0447 | 0 | 0 | 0.089399 | 311.7604 | 0.045246 | 0 | 0 | 0.090493 | 312.0125 | 0.045793 | 0 | 0 | 0.091586 | 312.2645 | 0.04634 | 0 | 0 | 0.092679 | 312.6005 | 0.047068 | 0 | 0 | 0.094137 | 312.8526 | 0.047615 | 0 | 0 | 0.09523 | 313.0206 | 0.04798 | 0 | 0 | 0.095959 | 313.2726 | 0.048526 | 0 | 0 | 0.097052 | 313.4406 | 0.048891 | 0 | 0 | 0.097781 | 313.6927 | 0.049437 | 0 | 0 | 0.098875 | 313.9447 | 0.049984 | 0 | 0 | 0.099968 | 314.1127 | 0.050348 | 0 | 0 | 0.1007 | 314.3647 | 0.050895 | 0 | 0 | 0.10179 | 314.6168 | 0.051442 | 0 | 0 | 0.10288 | 314.7008 | 0.051624 | 0 | 0 | 0.10325 | 314.9528 | 0.052171 | 0 | 0 | 0.10434 | 315.2048 | 0.052717 | 0 | 0 | 0.10543 | 315.3728 | 0.053082 | 0 | 0 | 0.10616 | 315.6249 | 0.053628 | 0 | 0 | 0.10726 | 315.7929 | 0.053993 | 0 | 0 | 0.10799 | 315.9609 | 0.054357 | 0 | 0 | 0.10871
2017-03-01 20:00 | 273.0342 | 0.81381 |  | 286.7036 | 0 | 0 | 0 | 0 | 294.7602 | 0.0083729 | 0 | 0 | 0.016746 | 301.3521 | 0.022671 | 0 | 0 | 0.045341 | 301.5962 | 0.0232 | 0 | 0 | 0.0464 | 301.759 | 0.023553 | 0 | 0 | 0.047106 | 302.0031 | 0.024083 | 0 | 0 | 0.048165 | 302.2472 | 0.024612 | 0 | 0 | 0.049224 | 302.4914 | 0.025142 | 0 | 0 | 0.050283 | 302.8169 | 0.025848 | 0 | 0 | 0.051696 | 303.061 | 0.026377 | 0 | 0 | 0.052755 | 303.2238 | 0.02673 | 0 | 0 | 0.053461 | 303.468 | 0.02726 | 0 | 0 | 0.05452 | 303.6307 | 0.027613 | 0 | 0 | 0.055226 | 303.8749 | 0.028142 | 0 | 0 | 0.056285 | 304.119 | 0.028672 | 0 | 0 | 0.057344 | 304.2818 | 0.029025 | 0 | 0 | 0.05805 | 304.5259 | 0.029555 | 0 | 0 | 0.059109 | 304.77 | 0.030084 | 0 | 0 | 0.060168 | 304.8514 | 0.030261 | 0 | 0 | 0.060521 | 305.0956 | 0.03079 | 0 | 0 | 0.06158 | 305.3397 | 0.03132 | 0 | 0 | 0.062639 | 305.5025 | 0.031673 | 0 | 0 | 0.063345 | 305.7466 | 0.032202 | 0 | 0 | 0.064405 | 305.9094 | 0.032555 | 0 | 0 | 0.065111 | 306.0721 | 0.032908 | 0 | 0 | 0.065817
2017-03-01 21:00 | 275.5357 | 0.82126 |  | 289.3303 | 0 | 0 | 0 | 0 | 297.4608 | 0.01423 | 0 | 0 | 0.028461 | 304.113 | 0.028659 | 0 | 0 | 0.057318 | 304.3594 | 0.029193 | 0 | 0 | 0.058387 | 304.5236 | 0.02955 | 0 | 0 | 0.059099 | 304.77 | 0.030084 | 0 | 0 | 0.060168 | 305.0164 | 0.030618 | 0 | 0 | 0.061237 | 305.2628 | 0.031153 | 0 | 0 | 0.062306 | 305.5913 | 0.031865 | 0 | 0 | 0.063731 | 305.8377 | 0.0324 | 0 | 0 | 0.0648 | 306.0019 | 0.032756 | 0 | 0 | 0.065512 | 306.2483 | 0.03329 | 0 | 0 | 0.066581 | 306.4125 | 0.033647 | 0 | 0 | 0.067293 | 306.6589 | 0.034181 | 0 | 0 | 0.068362 | 306.9053 | 0.034715 | 0 | 0 | 0.069431 | 307.0696 | 0.035072 | 0 | 0 | 0.070144 | 307.3159 | 0.035606 | 0 | 0 | 0.071212 | 307.5623 | 0.036141 | 0 | 0 | 0.072281 | 307.6444 | 0.036319 | 0 | 0 | 0.072637 | 307.8908 | 0.036853 | 0 | 0 | 0.073706 | 308.1372 | 0.037387 | 0 | 0 | 0.074775 | 308.3014 | 0.037744 | 0 | 0 | 0.075487 | 308.5478 | 0.038278 | 0 | 0 | 0.076556 | 308.7121 | 0.038634 | 0 | 0 | 0.077269 | 308.8763 | 0.038991 | 0 | 0 | 0.077981
2017-03-01 22:00 | 279.9152 | 0.83431 |  | 293.9291 | 0.0065701 | 0 | 0 | 0.01314 | 302.1888 | 0.024485 | 0 | 0 | 0.048971 | 308.9468 | 0.039143 | 0 | 0 | 0.078287 | 309.1971 | 0.039686 | 0 | 0 | 0.079373 | 309.3639 | 0.040048 | 0 | 0 | 0.080096 | 309.6142 | 0.040591 | 0 | 0 | 0.081182 | 309.8645 | 0.041134 | 0 | 0 | 0.082268 | 310.1148 | 0.041677 | 0 | 0 | 0.083354 | 310.4485 | 0.042401 | 0 | 0 | 0.084802 | 310.6988 | 0.042944 | 0 | 0 | 0.085887 | 310.8657 | 0.043306 | 0 | 0 | 0.086611 | 311.116 | 0.043848 | 0 | 0 | 0.087697 | 311.2828 | 0.04421 | 0 | 0 | 0.088421 | 311.5331 | 0.044753 | 0 | 0 | 0.089507 | 311.7834 | 0.045296 | 0 | 0 | 0.090592 | 311.9503 | 0.045658 | 0 | 0 | 0.091316 | 312.2006 | 0.046201 | 0 | 0 | 0.092402 | 312.4509 | 0.046744 | 0 | 0 | 0.093488 | 312.5343 | 0.046925 | 0 | 0 | 0.09385 | 312.7846 | 0.047468 | 0 | 0 | 0.094935 | 313.0349 | 0.048011 | 0 | 0 | 0.096021 | 313.2018 | 0.048373 | 0 | 0 | 0.096745 | 313.4521 | 0.048915 | 0 | 0 | 0.097831 | 313.6189 | 0.049277 | 0 | 0 | 0.098555 | 313.7858 | 0.049639 | 0 | 0 | 0.099279
2017-03-01 23:00 | 281.0408 | 0.83767 |  | 295.111 | 0.0091337 | 0 | 0 | 0.018267 | 303.4039 | 0.027121 | 0 | 0 | 0.054242 | 310.1891 | 0.041838 | 0 | 0 | 0.083676 | 310.4404 | 0.042383 | 0 | 0 | 0.084766 | 310.6079 | 0.042746 | 0 | 0 | 0.085493 | 310.8592 | 0.043292 | 0 | 0 | 0.086583 | 311.1105 | 0.043837 | 0 | 0 | 0.087673 | 311.3618 | 0.044382 | 0 | 0 | 0.088763 | 311.6969 | 0.045108 | 0 | 0 | 0.090217 | 311.9482 | 0.045653 | 0 | 0 | 0.091307 | 312.1157 | 0.046017 | 0 | 0 | 0.092034 | 312.367 | 0.046562 | 0 | 0 | 0.093124 | 312.5345 | 0.046925 | 0 | 0 | 0.093851 | 312.7858 | 0.04747 | 0 | 0 | 0.094941 | 313.0371 | 0.048015 | 0 | 0 | 0.096031 | 313.2047 | 0.048379 | 0 | 0 | 0.096758 | 313.456 | 0.048924 | 0 | 0 | 0.097848 | 313.7073 | 0.049469 | 0 | 0 | 0.098938 | 313.791 | 0.049651 | 0 | 0 | 0.099301 | 314.0424 | 0.050196 | 0 | 0 | 0.10039 | 314.2937 | 0.050741 | 0 | 0 | 0.10148 | 314.4612 | 0.051104 | 0 | 0 | 0.10221 | 314.7125 | 0.051649 | 0 | 0 | 0.1033 | 314.88 | 0.052013 | 0 | 0 | 0.10403 | 315.0476 | 0.052376 | 0 | 0 | 0.10475
2017-03-02 | 282.5588 | 0.84219 |  | 296.705 | 0.012591 | 0 | 0 | 0.025182 | 305.0427 | 0.030676 | 0 | 0 | 0.061351 | 311.8645 | 0.045472 | 0 | 0 | 0.090944 | 312.1172 | 0.04602 | 0 | 0 | 0.09204 | 312.2856 | 0.046385 | 0 | 0 | 0.092771 | 312.5383 | 0.046933 | 0 | 0 | 0.093867 | 312.7909 | 0.047481 | 0 | 0 | 0.094963 | 313.0436 | 0.048029 | 0 | 0 | 0.096059 | 313.3804 | 0.04876 | 0 | 0 | 0.09752 | 313.6331 | 0.049308 | 0 | 0 | 0.098616 | 313.8015 | 0.049673 | 0 | 0 | 0.099347 | 314.0542 | 0.050221 | 0 | 0 | 0.10044 | 314.2226 | 0.050587 | 0 | 0 | 0.10117 | 314.4753 | 0.051135 | 0 | 0 | 0.10227 | 314.728 | 0.051683 | 0 | 0 | 0.10337 | 314.8964 | 0.052048 | 0 | 0 | 0.1041 | 315.1491 | 0.052596 | 0 | 0 | 0.10519 | 315.4017 | 0.053144 | 0 | 0 | 0.10629 | 315.4859 | 0.053327 | 0 | 0 | 0.10665 | 315.7386 | 0.053875 | 0 | 0 | 0.10775 | 315.9913 | 0.054423 | 0 | 0 | 0.10885 | 316.1597 | 0.054788 | 0 | 0 | 0.10958 | 316.4123 | 0.055336 | 0 | 0 | 0.11067 | 316.5808 | 0.055702 | 0 | 0 | 0.1114 | 316.7492 | 0.056067 | 0 | 0 | 0.11213
2017-03-02 01:00 | 287.1762 | 0.85596 |  | 301.5536 | 0.023108 | 0 | 0 | 0.046216 | 310.0276 | 0.041488 | 0 | 0 | 0.082976 | 316.9609 | 0.056526 | 0 | 0 | 0.11305 | 317.2177 | 0.057083 | 0 | 0 | 0.11417 | 317.3889 | 0.057454 | 0 | 0 | 0.11491 | 317.6456 | 0.058011 | 0 | 0 | 0.11602 | 317.9024 | 0.058568 | 0 | 0 | 0.11714 | 318.1592 | 0.059125 | 0 | 0 | 0.11825 | 318.5016 | 0.059868 | 0 | 0 | 0.11974 | 318.7584 | 0.060425 | 0 | 0 | 0.12085 | 318.9296 | 0.060796 | 0 | 0 | 0.12159 | 319.1864 | 0.061353 | 0 | 0 | 0.12271 | 319.3576 | 0.061724 | 0 | 0 | 0.12345 | 319.6143 | 0.062281 | 0 | 0 | 0.12456 | 319.8711 | 0.062838 | 0 | 0 | 0.12568 | 320.0423 | 0.06321 | 0 | 0 | 0.12642 | 320.2991 | 0.063767 | 0 | 0 | 0.12753 | 320.5559 | 0.064324 | 0 | 0 | 0.12865 | 320.6415 | 0.064509 | 0 | 0 | 0.12902 | 320.8983 | 0.065066 | 0 | 0 | 0.13013 | 321.1551 | 0.065623 | 0 | 0 | 0.13125 | 321.3263 | 0.065995 | 0 | 0 | 0.13199 | 321.583 | 0.066552 | 0 | 0 | 0.1331 | 321.7542 | 0.066923 | 0 | 0 | 0.13385 | 321.9254 | 0.067294 | 0 | 0 | 0.13459
2017-03-02 02:00 | 288.2756 | 0.85923 |  | 302.708 | 0.025612 | 0 | 0 | 0.051223 | 311.2144 | 0.044062 | 0 | 0 | 0.088124 | 318.1742 | 0.059158 | 0 | 0 | 0.11832 | 318.432 | 0.059717 | 0 | 0 | 0.11943 | 318.6039 | 0.06009 | 0 | 0 | 0.12018 | 318.8616 | 0.060649 | 0 | 0 | 0.1213 | 319.1194 | 0.061208 | 0 | 0 | 0.12242 | 319.3772 | 0.061767 | 0 | 0 | 0.12353 | 319.7209 | 0.062512 | 0 | 0 | 0.12502 | 319.9786 | 0.063072 | 0 | 0 | 0.12614 | 320.1505 | 0.063444 | 0 | 0 | 0.12689 | 320.4082 | 0.064003 | 0 | 0 | 0.12801 | 320.5801 | 0.064376 | 0 | 0 | 0.12875 | 320.8379 | 0.064935 | 0 | 0 | 0.12987 | 321.0956 | 0.065494 | 0 | 0 | 0.13099 | 321.2675 | 0.065867 | 0 | 0 | 0.13173 | 321.5252 | 0.066426 | 0 | 0 | 0.13285 | 321.783 | 0.066985 | 0 | 0 | 0.13397 | 321.8689 | 0.067172 | 0 | 0 | 0.13434 | 322.1267 | 0.067731 | 0 | 0 | 0.13546 | 322.3845 | 0.06829 | 0 | 0 | 0.13658 | 322.5563 | 0.068663 | 0 | 0 | 0.13733 | 322.8141 | 0.069222 | 0 | 0 | 0.13844 | 322.9859 | 0.069594 | 0 | 0 | 0.13919 | 323.1578 | 0.069967 | 0 | 0 | 0.13993
2017-03-02 03:00 | 290.2059 | 0.86499 |  | 304.7349 | 0.030008 | 0 | 0 | 0.060016 | 313.2983 | 0.048582 | 0 | 0 | 0.097164 | 320.3047 | 0.063779 | 0 | 0 | 0.12756 | 320.5642 | 0.064342 | 0 | 0 | 0.12868 | 320.7372 | 0.064717 | 0 | 0 | 0.12943 | 320.9967 | 0.06528 | 0 | 0 | 0.13056 | 321.2562 | 0.065843 | 0 | 0 | 0.13169 | 321.5157 | 0.066405 | 0 | 0 | 0.13281 | 321.8617 | 0.067156 | 0 | 0 | 0.13431 | 322.1212 | 0.067719 | 0 | 0 | 0.13544 | 322.2942 | 0.068094 | 0 | 0 | 0.13619 | 322.5537 | 0.068657 | 0 | 0 | 0.13731 | 322.7267 | 0.069032 | 0 | 0 | 0.13806 | 322.9862 | 0.069595 | 0 | 0 | 0.13919 | 323.2457 | 0.070158 | 0 | 0 | 0.14032 | 323.4187 | 0.070533 | 0 | 0 | 0.14107 | 323.6782 | 0.071096 | 0 | 0 | 0.14219 | 323.9377 | 0.071659 | 0 | 0 | 0.14332 | 324.0242 | 0.071846 | 0 | 0 | 0.14369 | 324.2837 | 0.072409 | 0 | 0 | 0.14482 | 324.5432 | 0.072972 | 0 | 0 | 0.14594 | 324.7162 | 0.073347 | 0 | 0 | 0.14669 | 324.9756 | 0.07391 | 0 | 0 | 0.14782 | 325.1486 | 0.074285 | 0 | 0 | 0.14857 | 325.3216 | 0.074661 | 0 | 0 | 0.14932
2017-03-02 04:00 | 284.0864 | 0.84675 |  | 298.3091 | 0.01607 | 0 | 0 | 0.032141 | 306.6919 | 0.034253 | 0 | 0 | 0.068505 | 313.5505 | 0.049129 | 0 | 0 | 0.098258 | 313.8045 | 0.04968 | 0 | 0 | 0.09936 | 313.9739 | 0.050047 | 0 | 0 | 0.10009 | 314.2279 | 0.050598 | 0 | 0 | 0.1012 | 314.4819 | 0.051149 | 0 | 0 | 0.1023 | 314.736 | 0.0517 | 0 | 0 | 0.1034 | 315.0747 | 0.052435 | 0 | 0 | 0.10487 | 315.3287 | 0.052986 | 0 | 0 | 0.10597 | 315.498 | 0.053353 | 0 | 0 | 0.10671 | 315.7521 | 0.053904 | 0 | 0 | 0.10781 | 315.9214 | 0.054271 | 0 | 0 | 0.10854 | 316.1754 | 0.054822 | 0 | 0 | 0.10964 | 316.4295 | 0.055373 | 0 | 0 | 0.11075 | 316.5988 | 0.055741 | 0 | 0 | 0.11148 | 316.8528 | 0.056292 | 0 | 0 | 0.11258 | 317.1069 | 0.056843 | 0 | 0 | 0.11369 | 317.1915 | 0.057026 | 0 | 0 | 0.11405 | 317.4456 | 0.057577 | 0 | 0 | 0.11515 | 317.6996 | 0.058128 | 0 | 0 | 0.11626 | 317.8689 | 0.058496 | 0 | 0 | 0.11699 | 318.1229 | 0.059047 | 0 | 0 | 0.11809 | 318.2923 | 0.059414 | 0 | 0 | 0.11883 | 318.4616 | 0.059781 | 0 | 0 | 0.11956
2017-03-02 05:00 | 289.5653 | 0.86308 |  | 304.0623 | 0.028549 | 0 | 0 | 0.057098 | 312.6067 | 0.047082 | 0 | 0 | 0.094164 | 319.5977 | 0.062245 | 0 | 0 | 0.12449 | 319.8566 | 0.062807 | 0 | 0 | 0.12561 | 320.0292 | 0.063181 | 0 | 0 | 0.12636 | 320.2881 | 0.063743 | 0 | 0 | 0.12749 | 320.5471 | 0.064304 | 0 | 0 | 0.12861 | 320.806 | 0.064866 | 0 | 0 | 0.12973 | 321.1512 | 0.065615 | 0 | 0 | 0.13123 | 321.4101 | 0.066176 | 0 | 0 | 0.13235 | 321.5828 | 0.066551 | 0 | 0 | 0.1331 | 321.8417 | 0.067112 | 0 | 0 | 0.13422 | 322.0143 | 0.067487 | 0 | 0 | 0.13497 | 322.2732 | 0.068049 | 0 | 0 | 0.1361 | 322.5321 | 0.06861 | 0 | 0 | 0.13722 | 322.7048 | 0.068985 | 0 | 0 | 0.13797 | 322.9637 | 0.069546 | 0 | 0 | 0.13909 | 323.2226 | 0.070108 | 0 | 0 | 0.14022 | 323.3089 | 0.070295 | 0 | 0 | 0.14059 | 323.5678 | 0.070857 | 0 | 0 | 0.14171 | 323.8268 | 0.071418 | 0 | 0 | 0.14284 | 323.9994 | 0.071793 | 0 | 0 | 0.14359 | 324.2583 | 0.072354 | 0 | 0 | 0.14471 | 324.4309 | 0.072729 | 0 | 0 | 0.14546 | 324.6035 | 0.073103 | 0 | 0 | 0.14621
2017-03-02 06:00 | 286.3713 | 0.85356 |  | 300.7084 | 0.021274 | 0 | 0 | 0.042549 | 309.1586 | 0.039603 | 0 | 0 | 0.079206 | 316.0724 | 0.054599 | 0 | 0 | 0.1092 | 316.3285 | 0.055154 | 0 | 0 | 0.11031 | 316.4992 | 0.055525 | 0 | 0 | 0.11105 | 316.7553 | 0.05608 | 0 | 0 | 0.11216 | 317.0113 | 0.056635 | 0 | 0 | 0.11327 | 317.2674 | 0.057191 | 0 | 0 | 0.11438 | 317.6088 | 0.057931 | 0 | 0 | 0.11586 | 317.8649 | 0.058487 | 0 | 0 | 0.11697 | 318.0356 | 0.058857 | 0 | 0 | 0.11771 | 318.2917 | 0.059413 | 0 | 0 | 0.11883 | 318.4624 | 0.059783 | 0 | 0 | 0.11957 | 318.7184 | 0.060338 | 0 | 0 | 0.12068 | 318.9745 | 0.060894 | 0 | 0 | 0.12179 | 319.1452 | 0.061264 | 0 | 0 | 0.12253 | 319.4013 | 0.061819 | 0 | 0 | 0.12364 | 319.6573 | 0.062375 | 0 | 0 | 0.12475 | 319.7427 | 0.06256 | 0 | 0 | 0.12512 | 319.9988 | 0.063115 | 0 | 0 | 0.12623 | 320.2548 | 0.063671 | 0 | 0 | 0.12734 | 320.4256 | 0.064041 | 0 | 0 | 0.12808 | 320.6816 | 0.064596 | 0 | 0 | 0.12919 | 320.8523 | 0.064967 | 0 | 0 | 0.12993 | 321.023 | 0.065337 | 0 | 0 | 0.13067
2017-03-02 07:00 | 294.8609 | 0.87886 |  | 309.623 | 0.04061 | 0 | 0 | 0.08122 | 318.3237 | 0.059482 | 0 | 0 | 0.11896 | 325.4425 | 0.074923 | 0 | 0 | 0.14985 | 325.7062 | 0.075495 | 0 | 0 | 0.15099 | 325.8819 | 0.075876 | 0 | 0 | 0.15175 | 326.1456 | 0.076448 | 0 | 0 | 0.1529 | 326.4093 | 0.07702 | 0 | 0 | 0.15404 | 326.6729 | 0.077591 | 0 | 0 | 0.15518 | 327.0245 | 0.078354 | 0 | 0 | 0.15671 | 327.2881 | 0.078926 | 0 | 0 | 0.15785 | 327.4639 | 0.079307 | 0 | 0 | 0.15861 | 327.7275 | 0.079879 | 0 | 0 | 0.15976 | 327.9033 | 0.08026 | 0 | 0 | 0.16052 | 328.167 | 0.080832 | 0 | 0 | 0.16166 | 328.4306 | 0.081404 | 0 | 0 | 0.16281 | 328.6064 | 0.081785 | 0 | 0 | 0.16357 | 328.8701 | 0.082357 | 0 | 0 | 0.16471 | 329.1337 | 0.082929 | 0 | 0 | 0.16586 | 329.2216 | 0.08312 | 0 | 0 | 0.16624 | 329.4853 | 0.083691 | 0 | 0 | 0.16738 | 329.7489 | 0.084263 | 0 | 0 | 0.16853 | 329.9247 | 0.084645 | 0 | 0 | 0.16929 | 330.1884 | 0.085216 | 0 | 0 | 0.17043 | 330.3641 | 0.085598 | 0 | 0 | 0.1712 | 330.5399 | 0.085979 | 0 | 0 | 0.17196
2017-03-02 08:00 | 291.133 | 0.86775 |  | 305.7085 | 0.03212 | 0 | 0 | 0.064239 | 314.2993 | 0.050753 | 0 | 0 | 0.10151 | 321.328 | 0.065998 | 0 | 0 | 0.132 | 321.5884 | 0.066563 | 0 | 0 | 0.13313 | 321.7619 | 0.066939 | 0 | 0 | 0.13388 | 322.0222 | 0.067504 | 0 | 0 | 0.13501 | 322.2826 | 0.068069 | 0 | 0 | 0.13614 | 322.5429 | 0.068633 | 0 | 0 | 0.13727 | 322.89 | 0.069386 | 0 | 0 | 0.13877 | 323.1503 | 0.069951 | 0 | 0 | 0.1399 | 323.3239 | 0.070327 | 0 | 0 | 0.14065 | 323.5842 | 0.070892 | 0 | 0 | 0.14178 | 323.7577 | 0.071268 | 0 | 0 | 0.14254 | 324.0181 | 0.071833 | 0 | 0 | 0.14367 | 324.2784 | 0.072398 | 0 | 0 | 0.1448 | 324.4519 | 0.072774 | 0 | 0 | 0.14555 | 324.7123 | 0.073339 | 0 | 0 | 0.14668 | 324.9726 | 0.073903 | 0 | 0 | 0.14781 | 325.0594 | 0.074092 | 0 | 0 | 0.14818 | 325.3197 | 0.074656 | 0 | 0 | 0.14931 | 325.58 | 0.075221 | 0 | 0 | 0.15044 | 325.7536 | 0.075597 | 0 | 0 | 0.15119 | 326.0139 | 0.076162 | 0 | 0 | 0.15232 | 326.1874 | 0.076538 | 0 | 0 | 0.15308 | 326.361 | 0.076915 | 0 | 0 | 0.15383
2017-03-02 09:00 | 295.382 | 0.88041 |  | 310.1702 | 0.041797 | 0 | 0 | 0.083594 | 318.8863 | 0.060702 | 0 | 0 | 0.1214 | 326.0177 | 0.07617 | 0 | 0 | 0.15234 | 326.2818 | 0.076743 | 0 | 0 | 0.15349 | 326.4579 | 0.077125 | 0 | 0 | 0.15425 | 326.722 | 0.077698 | 0 | 0 | 0.1554 | 326.9861 | 0.078271 | 0 | 0 | 0.15654 | 327.2502 | 0.078844 | 0 | 0 | 0.15769 | 327.6024 | 0.079608 | 0 | 0 | 0.15922 | 327.8665 | 0.08018 | 0 | 0 | 0.16036 | 328.0426 | 0.080562 | 0 | 0 | 0.16112 | 328.3067 | 0.081135 | 0 | 0 | 0.16227 | 328.4828 | 0.081517 | 0 | 0 | 0.16303 | 328.7469 | 0.08209 | 0 | 0 | 0.16418 | 329.0111 | 0.082663 | 0 | 0 | 0.16533 | 329.1872 | 0.083045 | 0 | 0 | 0.16609 | 329.4513 | 0.083618 | 0 | 0 | 0.16724 | 329.7154 | 0.084191 | 0 | 0 | 0.16838 | 329.8034 | 0.084382 | 0 | 0 | 0.16876 | 330.0676 | 0.084954 | 0 | 0 | 0.16991 | 330.3317 | 0.085527 | 0 | 0 | 0.17105 | 330.5078 | 0.085909 | 0 | 0 | 0.17182 | 330.7719 | 0.086482 | 0 | 0 | 0.17296 | 330.948 | 0.086864 | 0 | 0 | 0.17373 | 331.1241 | 0.087246 | 0 | 0 | 0.17449
2017-03-02 10:00 | 286.613 | 0.85428 |  | 300.9622 | 0.021825 | 0 | 0 | 0.04365 | 309.4195 | 0.040169 | 0 | 0 | 0.080338 | 316.3392 | 0.055178 | 0 | 0 | 0.11036 | 316.5955 | 0.055733 | 0 | 0 | 0.11147 | 316.7663 | 0.056104 | 0 | 0 | 0.11221 | 317.0226 | 0.05666 | 0 | 0 | 0.11332 | 317.2789 | 0.057216 | 0 | 0 | 0.11443 | 317.5352 | 0.057772 | 0 | 0 | 0.11554 | 317.8769 | 0.058513 | 0 | 0 | 0.11703 | 318.1332 | 0.059069 | 0 | 0 | 0.11814 | 318.304 | 0.059439 | 0 | 0 | 0.11888 | 318.5603 | 0.059995 | 0 | 0 | 0.11999 | 318.7312 | 0.060366 | 0 | 0 | 0.12073 | 318.9874 | 0.060922 | 0 | 0 | 0.12184 | 319.2437 | 0.061478 | 0 | 0 | 0.12296 | 319.4146 | 0.061848 | 0 | 0 | 0.1237 | 319.6709 | 0.062404 | 0 | 0 | 0.12481 | 319.9271 | 0.06296 | 0 | 0 | 0.12592 | 320.0126 | 0.063145 | 0 | 0 | 0.12629 | 320.2689 | 0.063701 | 0 | 0 | 0.1274 | 320.5251 | 0.064257 | 0 | 0 | 0.12851 | 320.696 | 0.064628 | 0 | 0 | 0.12926 | 320.9523 | 0.065183 | 0 | 0 | 0.13037 | 321.1231 | 0.065554 | 0 | 0 | 0.13111 | 321.294 | 0.065925 | 0 | 0 | 0.13185
2017-03-02 11:00 | 288.9443 | 0.86123 |  | 303.4102 | 0.027135 | 0 | 0 | 0.054269 | 311.9363 | 0.045628 | 0 | 0 | 0.091256 | 318.9123 | 0.060759 | 0 | 0 | 0.12152 | 319.1706 | 0.061319 | 0 | 0 | 0.12264 | 319.3429 | 0.061693 | 0 | 0 | 0.12339 | 319.6013 | 0.062253 | 0 | 0 | 0.12451 | 319.8596 | 0.062813 | 0 | 0 | 0.12563 | 320.118 | 0.063374 | 0 | 0 | 0.12675 | 320.4625 | 0.064121 | 0 | 0 | 0.12824 | 320.7209 | 0.064681 | 0 | 0 | 0.12936 | 320.8931 | 0.065055 | 0 | 0 | 0.13011 | 321.1515 | 0.065615 | 0 | 0 | 0.13123 | 321.3237 | 0.065989 | 0 | 0 | 0.13198 | 321.5821 | 0.066549 | 0 | 0 | 0.1331 | 321.8405 | 0.06711 | 0 | 0 | 0.13422 | 322.0127 | 0.067483 | 0 | 0 | 0.13497 | 322.2711 | 0.068044 | 0 | 0 | 0.13609 | 322.5294 | 0.068604 | 0 | 0 | 0.13721 | 322.6156 | 0.068791 | 0 | 0 | 0.13758 | 322.8739 | 0.069351 | 0 | 0 | 0.1387 | 323.1323 | 0.069912 | 0 | 0 | 0.13982 | 323.3045 | 0.070285 | 0 | 0 | 0.14057 | 323.5629 | 0.070846 | 0 | 0 | 0.14169 | 323.7352 | 0.071219 | 0 | 0 | 0.14244 | 323.9074 | 0.071593 | 0 | 0 | 0.14319
2017-03-02 12:00 | 285.7944 | 0.85184 |  | 300.1026 | 0.019961 | 0 | 0 | 0.039921 | 308.5358 | 0.038252 | 0 | 0 | 0.076504 | 315.4357 | 0.053218 | 0 | 0 | 0.10644 | 315.6913 | 0.053772 | 0 | 0 | 0.10754 | 315.8616 | 0.054142 | 0 | 0 | 0.10828 | 316.1172 | 0.054696 | 0 | 0 | 0.10939 | 316.3727 | 0.05525 | 0 | 0 | 0.1105 | 316.6283 | 0.055805 | 0 | 0 | 0.11161 | 316.969 | 0.056544 | 0 | 0 | 0.11309 | 317.2246 | 0.057098 | 0 | 0 | 0.1142 | 317.3949 | 0.057468 | 0 | 0 | 0.11494 | 317.6505 | 0.058022 | 0 | 0 | 0.11604 | 317.8209 | 0.058391 | 0 | 0 | 0.11678 | 318.0764 | 0.058946 | 0 | 0 | 0.11789 | 318.332 | 0.0595 | 0 | 0 | 0.119 | 318.5023 | 0.059869 | 0 | 0 | 0.11974 | 318.7579 | 0.060424 | 0 | 0 | 0.12085 | 319.0134 | 0.060978 | 0 | 0 | 0.12196 | 319.0986 | 0.061163 | 0 | 0 | 0.12233 | 319.3542 | 0.061717 | 0 | 0 | 0.12343 | 319.6097 | 0.062271 | 0 | 0 | 0.12454 | 319.7801 | 0.062641 | 0 | 0 | 0.12528 | 320.0356 | 0.063195 | 0 | 0 | 0.12639 | 320.206 | 0.063565 | 0 | 0 | 0.12713 | 320.3764 | 0.063934 | 0 | 0 | 0.12787
2017-03-02 13:00 | 276.4045 | 0.82385 |  | 290.2426 | 0 | 0 | 0 | 0 | 298.3987 | 0.016265 | 0 | 0 | 0.032529 | 305.0719 | 0.030739 | 0 | 0 | 0.061478 | 305.319 | 0.031275 | 0 | 0 | 0.06255 | 305.4838 | 0.031632 | 0 | 0 | 0.063265 | 305.731 | 0.032168 | 0 | 0 | 0.064337 | 305.9781 | 0.032704 | 0 | 0 | 0.065409 | 306.2253 | 0.033241 | 0 | 0 | 0.066481 | 306.5548 | 0.033955 | 0 | 0 | 0.067911 | 306.802 | 0.034491 | 0 | 0 | 0.068983 | 306.9667 | 0.034849 | 0 | 0 | 0.069698 | 307.2139 | 0.035385 | 0 | 0 | 0.07077 | 307.3787 | 0.035742 | 0 | 0 | 0.071484 | 307.6258 | 0.036278 | 0 | 0 | 0.072557 | 307.873 | 0.036814 | 0 | 0 | 0.073629 | 308.0378 | 0.037172 | 0 | 0 | 0.074344 | 308.2849 | 0.037708 | 0 | 0 | 0.075416 | 308.5321 | 0.038244 | 0 | 0 | 0.076488 | 308.6144 | 0.038423 | 0 | 0 | 0.076845 | 308.8616 | 0.038959 | 0 | 0 | 0.077917 | 309.1088 | 0.039495 | 0 | 0 | 0.07899 | 309.2735 | 0.039852 | 0 | 0 | 0.079704 | 309.5207 | 0.040388 | 0 | 0 | 0.080777 | 309.6855 | 0.040746 | 0 | 0 | 0.081491 | 309.8502 | 0.041103 | 0 | 0 | 0.082206
2017-03-02 14:00 | 278.9442 | 0.83142 |  | 292.9095 | 0.0043586 | 0 | 0 | 0.0087172 | 301.1406 | 0.022212 | 0 | 0 | 0.044424 | 307.8751 | 0.036819 | 0 | 0 | 0.073638 | 308.1245 | 0.03736 | 0 | 0 | 0.07472 | 308.2908 | 0.037721 | 0 | 0 | 0.075441 | 308.5402 | 0.038262 | 0 | 0 | 0.076523 | 308.7896 | 0.038803 | 0 | 0 | 0.077605 | 309.0391 | 0.039344 | 0 | 0 | 0.078687 | 309.3716 | 0.040065 | 0 | 0 | 0.08013 | 309.6211 | 0.040606 | 0 | 0 | 0.081212 | 309.7873 | 0.040967 | 0 | 0 | 0.081933 | 310.0368 | 0.041508 | 0 | 0 | 0.083015 | 310.2031 | 0.041868 | 0 | 0 | 0.083737 | 310.4525 | 0.042409 | 0 | 0 | 0.084819 | 310.7019 | 0.04295 | 0 | 0 | 0.085901 | 310.8682 | 0.043311 | 0 | 0 | 0.086622 | 311.1176 | 0.043852 | 0 | 0 | 0.087704 | 311.367 | 0.044393 | 0 | 0 | 0.088786 | 311.4502 | 0.044573 | 0 | 0 | 0.089147 | 311.6996 | 0.045114 | 0 | 0 | 0.090229 | 311.949 | 0.045655 | 0 | 0 | 0.091311 | 312.1153 | 0.046016 | 0 | 0 | 0.092032 | 312.3648 | 0.046557 | 0 | 0 | 0.093114 | 312.531 | 0.046918 | 0 | 0 | 0.093835 | 312.6973 | 0.047278 | 0 | 0 | 0.094557
2017-03-02 15:00 | 276.9174 | 0.82538 |  | 290.7812 | 0 | 0 | 0 | 0 | 298.9525 | 0.017466 | 0 | 0 | 0.034932 | 305.6381 | 0.031967 | 0 | 0 | 0.063934 | 305.8857 | 0.032504 | 0 | 0 | 0.065008 | 306.0507 | 0.032862 | 0 | 0 | 0.065724 | 306.2984 | 0.033399 | 0 | 0 | 0.066798 | 306.546 | 0.033936 | 0 | 0 | 0.067872 | 306.7936 | 0.034473 | 0 | 0 | 0.068946 | 307.1237 | 0.035189 | 0 | 0 | 0.070379 | 307.3714 | 0.035726 | 0 | 0 | 0.071453 | 307.5364 | 0.036084 | 0 | 0 | 0.072169 | 307.784 | 0.036621 | 0 | 0 | 0.073243 | 307.9491 | 0.03698 | 0 | 0 | 0.073959 | 308.1967 | 0.037517 | 0 | 0 | 0.075033 | 308.4443 | 0.038054 | 0 | 0 | 0.076107 | 308.6094 | 0.038412 | 0 | 0 | 0.076823 | 308.857 | 0.038949 | 0 | 0 | 0.077898 | 309.1047 | 0.039486 | 0 | 0 | 0.078972 | 309.1872 | 0.039665 | 0 | 0 | 0.07933 | 309.4348 | 0.040202 | 0 | 0 | 0.080404 | 309.6824 | 0.040739 | 0 | 0 | 0.081478 | 309.8475 | 0.041097 | 0 | 0 | 0.082194 | 310.0951 | 0.041634 | 0 | 0 | 0.083268 | 310.2602 | 0.041992 | 0 | 0 | 0.083984 | 310.4253 | 0.04235 | 0 | 0 | 0.084701
2017-03-02 16:00 | 278.6889 | 0.83066 |  | 292.6414 | 0.003777 | 0 | 0 | 0.0075541 | 300.8649 | 0.021614 | 0 | 0 | 0.043228 | 307.5932 | 0.036208 | 0 | 0 | 0.072415 | 307.8424 | 0.036748 | 0 | 0 | 0.073496 | 308.0086 | 0.037109 | 0 | 0 | 0.074217 | 308.2578 | 0.037649 | 0 | 0 | 0.075298 | 308.507 | 0.03819 | 0 | 0 | 0.076379 | 308.7562 | 0.03873 | 0 | 0 | 0.07746 | 309.0884 | 0.039451 | 0 | 0 | 0.078901 | 309.3376 | 0.039991 | 0 | 0 | 0.079982 | 309.5038 | 0.040352 | 0 | 0 | 0.080703 | 309.753 | 0.040892 | 0 | 0 | 0.081784 | 309.9191 | 0.041252 | 0 | 0 | 0.082505 | 310.1683 | 0.041793 | 0 | 0 | 0.083586 | 310.4175 | 0.042333 | 0 | 0 | 0.084667 | 310.5836 | 0.042694 | 0 | 0 | 0.085388 | 310.8328 | 0.043234 | 0 | 0 | 0.086469 | 311.082 | 0.043775 | 0 | 0 | 0.08755 | 311.1651 | 0.043955 | 0 | 0 | 0.08791 | 311.4143 | 0.044495 | 0 | 0 | 0.088991 | 311.6635 | 0.045036 | 0 | 0 | 0.090072 | 311.8296 | 0.045396 | 0 | 0 | 0.090793 | 312.0788 | 0.045937 | 0 | 0 | 0.091874 | 312.2449 | 0.046297 | 0 | 0 | 0.092594 | 312.4111 | 0.046658 | 0 | 0 | 0.093315
2017-03-02 17:00 | 275.744 | 0.82188 |  | 289.549 | 0 | 0 | 0 | 0 | 297.6857 | 0.014718 | 0 | 0 | 0.029436 | 304.3429 | 0.029158 | 0 | 0 | 0.058315 | 304.5895 | 0.029692 | 0 | 0 | 0.059385 | 304.7539 | 0.030049 | 0 | 0 | 0.060098 | 305.0004 | 0.030584 | 0 | 0 | 0.061168 | 305.247 | 0.031119 | 0 | 0 | 0.062237 | 305.4936 | 0.031653 | 0 | 0 | 0.063307 | 305.8223 | 0.032366 | 0 | 0 | 0.064733 | 306.0689 | 0.032901 | 0 | 0 | 0.065803 | 306.2332 | 0.033258 | 0 | 0 | 0.066516 | 306.4798 | 0.033793 | 0 | 0 | 0.067585 | 306.6442 | 0.034149 | 0 | 0 | 0.068298 | 306.8908 | 0.034684 | 0 | 0 | 0.069368 | 307.1373 | 0.035219 | 0 | 0 | 0.070437 | 307.3017 | 0.035575 | 0 | 0 | 0.071151 | 307.5483 | 0.03611 | 0 | 0 | 0.07222 | 307.7948 | 0.036645 | 0 | 0 | 0.07329 | 307.877 | 0.036823 | 0 | 0 | 0.073646 | 308.1236 | 0.037358 | 0 | 0 | 0.074716 | 308.3701 | 0.037893 | 0 | 0 | 0.075785 | 308.5345 | 0.038249 | 0 | 0 | 0.076499 | 308.7811 | 0.038784 | 0 | 0 | 0.077568 | 308.9455 | 0.039141 | 0 | 0 | 0.078281 | 309.1098 | 0.039497 | 0 | 0 | 0.078994
2017-03-02 18:00 | 280.508 | 0.83608 |  | 294.5516 | 0.0079203 | 0 | 0 | 0.015841 | 302.8288 | 0.025874 | 0 | 0 | 0.051747 | 309.601 | 0.040563 | 0 | 0 | 0.081125 | 309.8519 | 0.041107 | 0 | 0 | 0.082213 | 310.0191 | 0.041469 | 0 | 0 | 0.082939 | 310.2699 | 0.042013 | 0 | 0 | 0.084027 | 310.5207 | 0.042557 | 0 | 0 | 0.085115 | 310.7716 | 0.043101 | 0 | 0 | 0.086203 | 311.106 | 0.043827 | 0 | 0 | 0.087654 | 311.3568 | 0.044371 | 0 | 0 | 0.088742 | 311.524 | 0.044734 | 0 | 0 | 0.089467 | 311.7749 | 0.045278 | 0 | 0 | 0.090555 | 311.9421 | 0.04564 | 0 | 0 | 0.09128 | 312.1929 | 0.046184 | 0 | 0 | 0.092369 | 312.4437 | 0.046728 | 0 | 0 | 0.093457 | 312.6109 | 0.047091 | 0 | 0 | 0.094182 | 312.8618 | 0.047635 | 0 | 0 | 0.09527 | 313.1126 | 0.048179 | 0 | 0 | 0.096358 | 313.1962 | 0.04836 | 0 | 0 | 0.096721 | 313.447 | 0.048904 | 0 | 0 | 0.097809 | 313.6978 | 0.049449 | 0 | 0 | 0.098897 | 313.8651 | 0.049811 | 0 | 0 | 0.099622 | 314.1159 | 0.050355 | 0 | 0 | 0.10071 | 314.2831 | 0.050718 | 0 | 0 | 0.10144 | 314.4503 | 0.051081 | 0 | 0 | 0.10216
2017-03-02 19:00 | 283.1953 | 0.84409 |  | 297.3734 | 0.014041 | 0 | 0 | 0.028082 | 305.7299 | 0.032166 | 0 | 0 | 0.064332 | 312.567 | 0.046996 | 0 | 0 | 0.093992 | 312.8203 | 0.047545 | 0 | 0 | 0.09509 | 312.9891 | 0.047911 | 0 | 0 | 0.095822 | 313.2423 | 0.04846 | 0 | 0 | 0.096921 | 313.4955 | 0.04901 | 0 | 0 | 0.098019 | 313.7488 | 0.049559 | 0 | 0 | 0.099118 | 314.0864 | 0.050291 | 0 | 0 | 0.10058 | 314.3396 | 0.050841 | 0 | 0 | 0.10168 | 314.5084 | 0.051207 | 0 | 0 | 0.10241 | 314.7617 | 0.051756 | 0 | 0 | 0.10351 | 314.9305 | 0.052122 | 0 | 0 | 0.10424 | 315.1837 | 0.052671 | 0 | 0 | 0.10534 | 315.4369 | 0.053221 | 0 | 0 | 0.10644 | 315.6058 | 0.053587 | 0 | 0 | 0.10717 | 315.859 | 0.054136 | 0 | 0 | 0.10827 | 316.1122 | 0.054685 | 0 | 0 | 0.10937 | 316.1966 | 0.054868 | 0 | 0 | 0.10974 | 316.4498 | 0.055418 | 0 | 0 | 0.11084 | 316.7031 | 0.055967 | 0 | 0 | 0.11193 | 316.8719 | 0.056333 | 0 | 0 | 0.11267 | 317.1251 | 0.056882 | 0 | 0 | 0.11376 | 317.2939 | 0.057248 | 0 | 0 | 0.1145 | 317.4628 | 0.057615 | 0 | 0 | 0.11523
2017-03-02 20:00 | 281.0129 | 0.83759 |  | 295.0818 | 0.0090702 | 0 | 0 | 0.01814 | 303.3739 | 0.027056 | 0 | 0 | 0.054112 | 310.1583 | 0.041771 | 0 | 0 | 0.083543 | 310.4096 | 0.042316 | 0 | 0 | 0.084633 | 310.5771 | 0.04268 | 0 | 0 | 0.085359 | 310.8284 | 0.043225 | 0 | 0 | 0.086449 | 311.0797 | 0.04377 | 0 | 0 | 0.087539 | 311.3309 | 0.044315 | 0 | 0 | 0.088629 | 311.666 | 0.045041 | 0 | 0 | 0.090083 | 311.9172 | 0.045586 | 0 | 0 | 0.091173 | 312.0848 | 0.04595 | 0 | 0 | 0.091899 | 312.336 | 0.046495 | 0 | 0 | 0.09299 | 312.5036 | 0.046858 | 0 | 0 | 0.093716 | 312.7548 | 0.047403 | 0 | 0 | 0.094806 | 313.0061 | 0.047948 | 0 | 0 | 0.095896 | 313.1736 | 0.048311 | 0 | 0 | 0.096623 | 313.4249 | 0.048857 | 0 | 0 | 0.097713 | 313.6762 | 0.049402 | 0 | 0 | 0.098803 | 313.7599 | 0.049583 | 0 | 0 | 0.099166 | 314.0112 | 0.050128 | 0 | 0 | 0.10026 | 314.2625 | 0.050673 | 0 | 0 | 0.10135 | 314.43 | 0.051037 | 0 | 0 | 0.10207 | 314.6813 | 0.051582 | 0 | 0 | 0.10316 | 314.8488 | 0.051945 | 0 | 0 | 0.10389 | 315.0163 | 0.052308 | 0 | 0 | 0.10462
2017-03-02 21:00 | 278.0165 | 0.82866 |  | 291.9354 | 0.0022457 | 0 | 0 | 0.0044914 | 300.139 | 0.020039 | 0 | 0 | 0.040079 | 306.8512 | 0.034598 | 0 | 0 | 0.069196 | 307.0998 | 0.035137 | 0 | 0 | 0.070275 | 307.2655 | 0.035497 | 0 | 0 | 0.070993 | 307.5141 | 0.036036 | 0 | 0 | 0.072072 | 307.7627 | 0.036575 | 0 | 0 | 0.07315 | 308.0113 | 0.037114 | 0 | 0 | 0.074229 | 308.3427 | 0.037833 | 0 | 0 | 0.075667 | 308.5913 | 0.038372 | 0 | 0 | 0.076745 | 308.7571 | 0.038732 | 0 | 0 | 0.077464 | 309.0057 | 0.039271 | 0 | 0 | 0.078542 | 309.1714 | 0.039631 | 0 | 0 | 0.079261 | 309.42 | 0.04017 | 0 | 0 | 0.08034 | 309.6686 | 0.040709 | 0 | 0 | 0.081418 | 309.8343 | 0.041069 | 0 | 0 | 0.082137 | 310.0829 | 0.041608 | 0 | 0 | 0.083215 | 310.3315 | 0.042147 | 0 | 0 | 0.084294 | 310.4144 | 0.042327 | 0 | 0 | 0.084653 | 310.663 | 0.042866 | 0 | 0 | 0.085732 | 310.9116 | 0.043405 | 0 | 0 | 0.08681 | 311.0773 | 0.043765 | 0 | 0 | 0.087529 | 311.3259 | 0.044304 | 0 | 0 | 0.088608 | 311.4916 | 0.044663 | 0 | 0 | 0.089326 | 311.6574 | 0.045023 | 0 | 0 | 0.090045
2017-03-02 22:00 | 279.2596 | 0.83236 |  | 293.2407 | 0.005077 | 0 | 0 | 0.010154 | 301.4811 | 0.02295 | 0 | 0 | 0.045901 | 308.2232 | 0.037574 | 0 | 0 | 0.075148 | 308.4729 | 0.038116 | 0 | 0 | 0.076231 | 308.6394 | 0.038477 | 0 | 0 | 0.076953 | 308.8891 | 0.039018 | 0 | 0 | 0.078037 | 309.1388 | 0.03956 | 0 | 0 | 0.07912 | 309.3885 | 0.040102 | 0 | 0 | 0.080203 | 309.7214 | 0.040824 | 0 | 0 | 0.081647 | 309.9711 | 0.041365 | 0 | 0 | 0.082731 | 310.1376 | 0.041726 | 0 | 0 | 0.083453 | 310.3873 | 0.042268 | 0 | 0 | 0.084536 | 310.5538 | 0.042629 | 0 | 0 | 0.085258 | 310.8035 | 0.043171 | 0 | 0 | 0.086341 | 311.0532 | 0.043712 | 0 | 0 | 0.087425 | 311.2197 | 0.044073 | 0 | 0 | 0.088147 | 311.4694 | 0.044615 | 0 | 0 | 0.08923 | 311.7191 | 0.045157 | 0 | 0 | 0.090313 | 311.8023 | 0.045337 | 0 | 0 | 0.090674 | 312.0521 | 0.045879 | 0 | 0 | 0.091758 | 312.3018 | 0.04642 | 0 | 0 | 0.092841 | 312.4682 | 0.046781 | 0 | 0 | 0.093563 | 312.7179 | 0.047323 | 0 | 0 | 0.094646 | 312.8844 | 0.047684 | 0 | 0 | 0.095368 | 313.0509 | 0.048045 | 0 | 0 | 0.096091
2017-03-02 23:00 | 283.1908 | 0.84408 |  | 297.3687 | 0.014031 | 0 | 0 | 0.028061 | 305.7251 | 0.032156 | 0 | 0 | 0.064311 | 312.5621 | 0.046985 | 0 | 0 | 0.09397 | 312.8153 | 0.047534 | 0 | 0 | 0.095069 | 312.9841 | 0.0479 | 0 | 0 | 0.095801 | 313.2373 | 0.04845 | 0 | 0 | 0.096899 | 313.4906 | 0.048999 | 0 | 0 | 0.097998 | 313.7438 | 0.049548 | 0 | 0 | 0.099096 | 314.0814 | 0.050281 | 0 | 0 | 0.10056 | 314.3346 | 0.05083 | 0 | 0 | 0.10166 | 314.5035 | 0.051196 | 0 | 0 | 0.10239 | 314.7567 | 0.051745 | 0 | 0 | 0.10349 | 314.9255 | 0.052111 | 0 | 0 | 0.10422 | 315.1787 | 0.052661 | 0 | 0 | 0.10532 | 315.432 | 0.05321 | 0 | 0 | 0.10642 | 315.6008 | 0.053576 | 0 | 0 | 0.10715 | 315.854 | 0.054125 | 0 | 0 | 0.10825 | 316.1072 | 0.054674 | 0 | 0 | 0.10935 | 316.1916 | 0.054858 | 0 | 0 | 0.10972 | 316.4448 | 0.055407 | 0 | 0 | 0.11081 | 316.6981 | 0.055956 | 0 | 0 | 0.11191 | 316.8669 | 0.056322 | 0 | 0 | 0.11264 | 317.1201 | 0.056871 | 0 | 0 | 0.11374 | 317.2889 | 0.057238 | 0 | 0 | 0.11448 | 317.4577 | 0.057604 | 0 | 0 | 0.11521
2017-03-03 | 288.0562 | 0.85858 |  | 302.4776 | 0.025112 | 0 | 0 | 0.050224 | 310.9776 | 0.043548 | 0 | 0 | 0.087096 | 317.9321 | 0.058633 | 0 | 0 | 0.11727 | 318.1896 | 0.059191 | 0 | 0 | 0.11838 | 318.3613 | 0.059564 | 0 | 0 | 0.11913 | 318.6189 | 0.060122 | 0 | 0 | 0.12024 | 318.8765 | 0.060681 | 0 | 0 | 0.12136 | 319.1341 | 0.06124 | 0 | 0 | 0.12248 | 319.4775 | 0.061985 | 0 | 0 | 0.12397 | 319.7351 | 0.062543 | 0 | 0 | 0.12509 | 319.9068 | 0.062916 | 0 | 0 | 0.12583 | 320.1644 | 0.063474 | 0 | 0 | 0.12695 | 320.3361 | 0.063847 | 0 | 0 | 0.12769 | 320.5937 | 0.064406 | 0 | 0 | 0.12881 | 320.8512 | 0.064964 | 0 | 0 | 0.12993 | 321.0229 | 0.065337 | 0 | 0 | 0.13067 | 321.2805 | 0.065895 | 0 | 0 | 0.13179 | 321.5381 | 0.066454 | 0 | 0 | 0.13291 | 321.624 | 0.06664 | 0 | 0 | 0.13328 | 321.8815 | 0.067199 | 0 | 0 | 0.1344 | 322.1391 | 0.067758 | 0 | 0 | 0.13552 | 322.3108 | 0.06813 | 0 | 0 | 0.13626 | 322.5684 | 0.068689 | 0 | 0 | 0.13738 | 322.7401 | 0.069061 | 0 | 0 | 0.13812 | 322.9118 | 0.069434 | 0 | 0 | 0.13887
2017-03-03 01:00 | 279.8551 | 0.83414 |  | 293.866 | 0.0064333 | 0 | 0 | 0.012867 | 302.124 | 0.024345 | 0 | 0 | 0.04869 | 308.8805 | 0.039 | 0 | 0 | 0.077999 | 309.1307 | 0.039542 | 0 | 0 | 0.079085 | 309.2975 | 0.039904 | 0 | 0 | 0.079808 | 309.5478 | 0.040447 | 0 | 0 | 0.080894 | 309.798 | 0.04099 | 0 | 0 | 0.08198 | 310.0482 | 0.041533 | 0 | 0 | 0.083065 | 310.3819 | 0.042256 | 0 | 0 | 0.084512 | 310.6321 | 0.042799 | 0 | 0 | 0.085598 | 310.799 | 0.043161 | 0 | 0 | 0.086322 | 311.0492 | 0.043704 | 0 | 0 | 0.087407 | 311.216 | 0.044065 | 0 | 0 | 0.088131 | 311.4663 | 0.044608 | 0 | 0 | 0.089217 | 311.7165 | 0.045151 | 0 | 0 | 0.090302 | 311.8833 | 0.045513 | 0 | 0 | 0.091026 | 312.1336 | 0.046056 | 0 | 0 | 0.092111 | 312.3838 | 0.046598 | 0 | 0 | 0.093197 | 312.4672 | 0.046779 | 0 | 0 | 0.093559 | 312.7175 | 0.047322 | 0 | 0 | 0.094644 | 312.9677 | 0.047865 | 0 | 0 | 0.09573 | 313.1346 | 0.048227 | 0 | 0 | 0.096453 | 313.3848 | 0.04877 | 0 | 0 | 0.097539 | 313.5516 | 0.049131 | 0 | 0 | 0.098263 | 313.7184 | 0.049493 | 0 | 0 | 0.098986
2017-03-03 02:00 | 290.1064 | 0.86469 |  | 304.6305 | 0.029781 | 0 | 0 | 0.059563 | 313.1909 | 0.048349 | 0 | 0 | 0.096698 | 320.1949 | 0.063541 | 0 | 0 | 0.12708 | 320.4543 | 0.064103 | 0 | 0 | 0.12821 | 320.6273 | 0.064478 | 0 | 0 | 0.12896 | 320.8867 | 0.065041 | 0 | 0 | 0.13008 | 321.1461 | 0.065604 | 0 | 0 | 0.13121 | 321.4055 | 0.066166 | 0 | 0 | 0.13233 | 321.7514 | 0.066917 | 0 | 0 | 0.13383 | 322.0108 | 0.067479 | 0 | 0 | 0.13496 | 322.1837 | 0.067854 | 0 | 0 | 0.13571 | 322.4431 | 0.068417 | 0 | 0 | 0.13683 | 322.6161 | 0.068792 | 0 | 0 | 0.13758 | 322.8755 | 0.069355 | 0 | 0 | 0.13871 | 323.1349 | 0.069917 | 0 | 0 | 0.13983 | 323.3078 | 0.070293 | 0 | 0 | 0.14059 | 323.5672 | 0.070855 | 0 | 0 | 0.14171 | 323.8266 | 0.071418 | 0 | 0 | 0.14284 | 323.9131 | 0.071605 | 0 | 0 | 0.14321 | 324.1725 | 0.072168 | 0 | 0 | 0.14434 | 324.4319 | 0.072731 | 0 | 0 | 0.14546 | 324.6049 | 0.073106 | 0 | 0 | 0.14621 | 324.8643 | 0.073668 | 0 | 0 | 0.14734 | 325.0372 | 0.074044 | 0 | 0 | 0.14809 | 325.2101 | 0.074419 | 0 | 0 | 0.14884
2017-03-03 03:00 | 285.4908 | 0.85093 |  | 299.7838 | 0.019269 | 0 | 0 | 0.038538 | 308.2081 | 0.037541 | 0 | 0 | 0.075082 | 315.1006 | 0.052491 | 0 | 0 | 0.10498 | 315.3559 | 0.053045 | 0 | 0 | 0.10609 | 315.5261 | 0.053414 | 0 | 0 | 0.10683 | 315.7814 | 0.053968 | 0 | 0 | 0.10794 | 316.0367 | 0.054521 | 0 | 0 | 0.10904 | 316.2919 | 0.055075 | 0 | 0 | 0.11015 | 316.6323 | 0.055813 | 0 | 0 | 0.11163 | 316.8876 | 0.056367 | 0 | 0 | 0.11273 | 317.0578 | 0.056736 | 0 | 0 | 0.11347 | 317.3131 | 0.05729 | 0 | 0 | 0.11458 | 317.4833 | 0.057659 | 0 | 0 | 0.11532 | 317.7385 | 0.058213 | 0 | 0 | 0.11643 | 317.9938 | 0.058766 | 0 | 0 | 0.11753 | 318.164 | 0.059136 | 0 | 0 | 0.11827 | 318.4193 | 0.059689 | 0 | 0 | 0.11938 | 318.6746 | 0.060243 | 0 | 0 | 0.12049 | 318.7597 | 0.060428 | 0 | 0 | 0.12086 | 319.0149 | 0.060981 | 0 | 0 | 0.12196 | 319.2702 | 0.061535 | 0 | 0 | 0.12307 | 319.4404 | 0.061904 | 0 | 0 | 0.12381 | 319.6957 | 0.062458 | 0 | 0 | 0.12492 | 319.8659 | 0.062827 | 0 | 0 | 0.12565 | 320.0361 | 0.063196 | 0 | 0 | 0.12639
2017-03-03 04:00 | 283.2112 | 0.84414 |  | 297.3901 | 0.014077 | 0 | 0 | 0.028154 | 305.7471 | 0.032203 | 0 | 0 | 0.064407 | 312.5846 | 0.047034 | 0 | 0 | 0.094068 | 312.8378 | 0.047583 | 0 | 0 | 0.095166 | 313.0066 | 0.047949 | 0 | 0 | 0.095899 | 313.2599 | 0.048499 | 0 | 0 | 0.096997 | 313.5131 | 0.049048 | 0 | 0 | 0.098096 | 313.7664 | 0.049597 | 0 | 0 | 0.099194 | 314.104 | 0.05033 | 0 | 0 | 0.10066 | 314.3573 | 0.050879 | 0 | 0 | 0.10176 | 314.5261 | 0.051245 | 0 | 0 | 0.10249 | 314.7793 | 0.051794 | 0 | 0 | 0.10359 | 314.9482 | 0.05216 | 0 | 0 | 0.10432 | 315.2014 | 0.05271 | 0 | 0 | 0.10542 | 315.4546 | 0.053259 | 0 | 0 | 0.10652 | 315.6235 | 0.053625 | 0 | 0 | 0.10725 | 315.8767 | 0.054175 | 0 | 0 | 0.10835 | 316.13 | 0.054724 | 0 | 0 | 0.10945 | 316.2144 | 0.054907 | 0 | 0 | 0.10981 | 316.4676 | 0.055456 | 0 | 0 | 0.11091 | 316.7209 | 0.056005 | 0 | 0 | 0.11201 | 316.8897 | 0.056372 | 0 | 0 | 0.11274 | 317.1429 | 0.056921 | 0 | 0 | 0.11384 | 317.3118 | 0.057287 | 0 | 0 | 0.11457 | 317.4806 | 0.057653 | 0 | 0 | 0.11531
2017-03-03 05:00 | 283.5989 | 0.84529 |  | 297.7972 | 0.01496 | 0 | 0 | 0.02992 | 306.1656 | 0.033111 | 0 | 0 | 0.066222 | 313.0124 | 0.047962 | 0 | 0 | 0.095924 | 313.266 | 0.048512 | 0 | 0 | 0.097024 | 313.4351 | 0.048879 | 0 | 0 | 0.097757 | 313.6887 | 0.049429 | 0 | 0 | 0.098857 | 313.9423 | 0.049979 | 0 | 0 | 0.099957 | 314.1959 | 0.050529 | 0 | 0 | 0.10106 | 314.534 | 0.051262 | 0 | 0 | 0.10252 | 314.7876 | 0.051812 | 0 | 0 | 0.10362 | 314.9566 | 0.052179 | 0 | 0 | 0.10436 | 315.2102 | 0.052729 | 0 | 0 | 0.10546 | 315.3793 | 0.053096 | 0 | 0 | 0.10619 | 315.6329 | 0.053646 | 0 | 0 | 0.10729 | 315.8864 | 0.054196 | 0 | 0 | 0.10839 | 316.0555 | 0.054562 | 0 | 0 | 0.10912 | 316.3091 | 0.055112 | 0 | 0 | 0.11022 | 316.5627 | 0.055662 | 0 | 0 | 0.11132 | 316.6472 | 0.055846 | 0 | 0 | 0.11169 | 316.9008 | 0.056396 | 0 | 0 | 0.11279 | 317.1544 | 0.056946 | 0 | 0 | 0.11389 | 317.3234 | 0.057312 | 0 | 0 | 0.11462 | 317.577 | 0.057862 | 0 | 0 | 0.11572 | 317.7461 | 0.058229 | 0 | 0 | 0.11646 | 317.9152 | 0.058596 | 0 | 0 | 0.11719
2017-03-03 06:00 | 289.1115 | 0.86173 |  | 303.5857 | 0.027515 | 0 | 0 | 0.055031 | 312.1168 | 0.046019 | 0 | 0 | 0.092039 | 319.0968 | 0.061159 | 0 | 0 | 0.12232 | 319.3553 | 0.06172 | 0 | 0 | 0.12344 | 319.5277 | 0.062093 | 0 | 0 | 0.12419 | 319.7862 | 0.062654 | 0 | 0 | 0.12531 | 320.0447 | 0.063215 | 0 | 0 | 0.12643 | 320.3032 | 0.063776 | 0 | 0 | 0.12755 | 320.6479 | 0.064523 | 0 | 0 | 0.12905 | 320.9064 | 0.065084 | 0 | 0 | 0.13017 | 321.0788 | 0.065458 | 0 | 0 | 0.13092 | 321.3373 | 0.066018 | 0 | 0 | 0.13204 | 321.5096 | 0.066392 | 0 | 0 | 0.13278 | 321.7681 | 0.066953 | 0 | 0 | 0.13391 | 322.0267 | 0.067514 | 0 | 0 | 0.13503 | 322.199 | 0.067888 | 0 | 0 | 0.13578 | 322.4575 | 0.068448 | 0 | 0 | 0.1369 | 322.716 | 0.069009 | 0 | 0 | 0.13802 | 322.8022 | 0.069196 | 0 | 0 | 0.13839 | 323.0607 | 0.069757 | 0 | 0 | 0.13951 | 323.3192 | 0.070317 | 0 | 0 | 0.14063 | 323.4916 | 0.070691 | 0 | 0 | 0.14138 | 323.7501 | 0.071252 | 0 | 0 | 0.1425 | 323.9225 | 0.071626 | 0 | 0 | 0.14325 | 324.0948 | 0.072 | 0 | 0 | 0.144
2017-03-03 07:00 | 292.3685 | 0.87143 |  | 307.0058 | 0.034934 | 0 | 0 | 0.069867 | 315.633 | 0.053646 | 0 | 0 | 0.10729 | 322.6916 | 0.068956 | 0 | 0 | 0.13791 | 322.953 | 0.069523 | 0 | 0 | 0.13905 | 323.1273 | 0.069901 | 0 | 0 | 0.1398 | 323.3888 | 0.070468 | 0 | 0 | 0.14094 | 323.6502 | 0.071035 | 0 | 0 | 0.14207 | 323.9116 | 0.071602 | 0 | 0 | 0.1432 | 324.2602 | 0.072358 | 0 | 0 | 0.14472 | 324.5216 | 0.072925 | 0 | 0 | 0.14585 | 324.6959 | 0.073303 | 0 | 0 | 0.14661 | 324.9573 | 0.07387 | 0 | 0 | 0.14774 | 325.1316 | 0.074248 | 0 | 0 | 0.1485 | 325.3931 | 0.074815 | 0 | 0 | 0.14963 | 325.6545 | 0.075382 | 0 | 0 | 0.15076 | 325.8288 | 0.075761 | 0 | 0 | 0.15152 | 326.0902 | 0.076328 | 0 | 0 | 0.15266 | 326.3516 | 0.076895 | 0 | 0 | 0.15379 | 326.4388 | 0.077084 | 0 | 0 | 0.15417 | 326.7002 | 0.077651 | 0 | 0 | 0.1553 | 326.9616 | 0.078218 | 0 | 0 | 0.15644 | 327.1359 | 0.078596 | 0 | 0 | 0.15719 | 327.3974 | 0.079163 | 0 | 0 | 0.15833 | 327.5716 | 0.079541 | 0 | 0 | 0.15908 | 327.7459 | 0.079919 | 0 | 0 | 0.15984
2017-03-03 08:00 | 295.0182 | 0.87933 |  | 309.7882 | 0.040968 | 0 | 0 | 0.081937 | 318.4935 | 0.05985 | 0 | 0 | 0.1197 | 325.6161 | 0.075299 | 0 | 0 | 0.1506 | 325.8799 | 0.075871 | 0 | 0 | 0.15174 | 326.0558 | 0.076253 | 0 | 0 | 0.15251 | 326.3196 | 0.076825 | 0 | 0 | 0.15365 | 326.5834 | 0.077397 | 0 | 0 | 0.15479 | 326.8472 | 0.077969 | 0 | 0 | 0.15594 | 327.1989 | 0.078732 | 0 | 0 | 0.15746 | 327.4627 | 0.079305 | 0 | 0 | 0.15861 | 327.6386 | 0.079686 | 0 | 0 | 0.15937 | 327.9024 | 0.080258 | 0 | 0 | 0.16052 | 328.0782 | 0.08064 | 0 | 0 | 0.16128 | 328.342 | 0.081212 | 0 | 0 | 0.16242 | 328.6058 | 0.081784 | 0 | 0 | 0.16357 | 328.7817 | 0.082165 | 0 | 0 | 0.16433 | 329.0455 | 0.082738 | 0 | 0 | 0.16548 | 329.3093 | 0.08331 | 0 | 0 | 0.16662 | 329.3972 | 0.0835 | 0 | 0 | 0.167 | 329.661 | 0.084073 | 0 | 0 | 0.16815 | 329.9248 | 0.084645 | 0 | 0 | 0.16929 | 330.1007 | 0.085026 | 0 | 0 | 0.17005 | 330.3645 | 0.085598 | 0 | 0 | 0.1712 | 330.5404 | 0.08598 | 0 | 0 | 0.17196 | 330.7162 | 0.086361 | 0 | 0 | 0.17272
2017-03-03 09:00 | 293.295 | 0.87419 |  | 307.9787 | 0.037044 | 0 | 0 | 0.074087 | 316.6332 | 0.055815 | 0 | 0 | 0.11163 | 323.7142 | 0.071174 | 0 | 0 | 0.14235 | 323.9765 | 0.071743 | 0 | 0 | 0.14349 | 324.1513 | 0.072122 | 0 | 0 | 0.14424 | 324.4136 | 0.072691 | 0 | 0 | 0.14538 | 324.6758 | 0.07326 | 0 | 0 | 0.14652 | 324.9381 | 0.073829 | 0 | 0 | 0.14766 | 325.2877 | 0.074587 | 0 | 0 | 0.14917 | 325.55 | 0.075156 | 0 | 0 | 0.15031 | 325.7248 | 0.075535 | 0 | 0 | 0.15107 | 325.9871 | 0.076104 | 0 | 0 | 0.15221 | 326.1619 | 0.076483 | 0 | 0 | 0.15297 | 326.4242 | 0.077052 | 0 | 0 | 0.1541 | 326.6865 | 0.077621 | 0 | 0 | 0.15524 | 326.8613 | 0.078 | 0 | 0 | 0.156 | 327.1236 | 0.078569 | 0 | 0 | 0.15714 | 327.3858 | 0.079138 | 0 | 0 | 0.15828 | 327.4732 | 0.079327 | 0 | 0 | 0.15865 | 327.7355 | 0.079896 | 0 | 0 | 0.15979 | 327.9978 | 0.080465 | 0 | 0 | 0.16093 | 328.1726 | 0.080844 | 0 | 0 | 0.16169 | 328.4348 | 0.081413 | 0 | 0 | 0.16283 | 328.6097 | 0.081792 | 0 | 0 | 0.16358 | 328.7845 | 0.082172 | 0 | 0 | 0.16434
2017-03-03 10:00 | 296.6781 | 0.88428 |  | 311.5312 | 0.044749 | 0 | 0 | 0.089498 | 320.2856 | 0.063737 | 0 | 0 | 0.12747 | 327.4482 | 0.079273 | 0 | 0 | 0.15855 | 327.7135 | 0.079848 | 0 | 0 | 0.1597 | 327.8904 | 0.080232 | 0 | 0 | 0.16046 | 328.1556 | 0.080807 | 0 | 0 | 0.16161 | 328.4209 | 0.081383 | 0 | 0 | 0.16277 | 328.6862 | 0.081958 | 0 | 0 | 0.16392 | 329.0399 | 0.082725 | 0 | 0 | 0.16545 | 329.3052 | 0.083301 | 0 | 0 | 0.1666 | 329.4821 | 0.083684 | 0 | 0 | 0.16737 | 329.7473 | 0.08426 | 0 | 0 | 0.16852 | 329.9242 | 0.084643 | 0 | 0 | 0.16929 | 330.1895 | 0.085219 | 0 | 0 | 0.17044 | 330.4548 | 0.085794 | 0 | 0 | 0.17159 | 330.6316 | 0.086178 | 0 | 0 | 0.17236 | 330.8969 | 0.086753 | 0 | 0 | 0.17351 | 331.1622 | 0.087329 | 0 | 0 | 0.17466 | 331.2506 | 0.08752 | 0 | 0 | 0.17504 | 331.5159 | 0.088096 | 0 | 0 | 0.17619 | 331.7812 | 0.088671 | 0 | 0 | 0.17734 | 331.958 | 0.089055 | 0 | 0 | 0.17811 | 332.2233 | 0.08963 | 0 | 0 | 0.17926 | 332.4002 | 0.090014 | 0 | 0 | 0.18003 | 332.577 | 0.090397 | 0 | 0 | 0.18079
2017-03-03 11:00 | 295.2356 | 0.87998 |  | 310.0165 | 0.041464 | 0 | 0 | 0.082927 | 318.7283 | 0.060359 | 0 | 0 | 0.12072 | 325.8561 | 0.07582 | 0 | 0 | 0.15164 | 326.1201 | 0.076392 | 0 | 0 | 0.15278 | 326.2961 | 0.076774 | 0 | 0 | 0.15355 | 326.5601 | 0.077347 | 0 | 0 | 0.15469 | 326.8241 | 0.077919 | 0 | 0 | 0.15584 | 327.0881 | 0.078492 | 0 | 0 | 0.15698 | 327.44 | 0.079255 | 0 | 0 | 0.15851 | 327.704 | 0.079828 | 0 | 0 | 0.15966 | 327.88 | 0.08021 | 0 | 0 | 0.16042 | 328.144 | 0.080782 | 0 | 0 | 0.16156 | 328.32 | 0.081164 | 0 | 0 | 0.16233 | 328.584 | 0.081737 | 0 | 0 | 0.16347 | 328.848 | 0.082309 | 0 | 0 | 0.16462 | 329.024 | 0.082691 | 0 | 0 | 0.16538 | 329.288 | 0.083264 | 0 | 0 | 0.16653 | 329.552 | 0.083836 | 0 | 0 | 0.16767 | 329.64 | 0.084027 | 0 | 0 | 0.16805 | 329.904 | 0.0846 | 0 | 0 | 0.1692 | 330.168 | 0.085172 | 0 | 0 | 0.17034 | 330.344 | 0.085554 | 0 | 0 | 0.17111 | 330.608 | 0.086127 | 0 | 0 | 0.17225 | 330.784 | 0.086508 | 0 | 0 | 0.17302 | 330.96 | 0.08689 | 0 | 0 | 0.17378
2017-03-03 12:00 | 289.4725 | 0.8628 |  | 303.9649 | 0.028338 | 0 | 0 | 0.056676 | 312.5066 | 0.046865 | 0 | 0 | 0.09373 | 319.4953 | 0.062023 | 0 | 0 | 0.12405 | 319.7542 | 0.062585 | 0 | 0 | 0.12517 | 319.9267 | 0.062959 | 0 | 0 | 0.12592 | 320.1856 | 0.06352 | 0 | 0 | 0.12704 | 320.4444 | 0.064082 | 0 | 0 | 0.12816 | 320.7033 | 0.064643 | 0 | 0 | 0.12929 | 321.0484 | 0.065392 | 0 | 0 | 0.13078 | 321.3072 | 0.065953 | 0 | 0 | 0.13191 | 321.4798 | 0.066328 | 0 | 0 | 0.13266 | 321.7386 | 0.066889 | 0 | 0 | 0.13378 | 321.9112 | 0.067263 | 0 | 0 | 0.13453 | 322.17 | 0.067825 | 0 | 0 | 0.13565 | 322.4289 | 0.068386 | 0 | 0 | 0.13677 | 322.6014 | 0.06876 | 0 | 0 | 0.13752 | 322.8603 | 0.069322 | 0 | 0 | 0.13864 | 323.1191 | 0.069883 | 0 | 0 | 0.13977 | 323.2054 | 0.07007 | 0 | 0 | 0.14014 | 323.4642 | 0.070632 | 0 | 0 | 0.14126 | 323.7231 | 0.071193 | 0 | 0 | 0.14239 | 323.8956 | 0.071567 | 0 | 0 | 0.14313 | 324.1545 | 0.072129 | 0 | 0 | 0.14426 | 324.327 | 0.072503 | 0 | 0 | 0.14501 | 324.4996 | 0.072877 | 0 | 0 | 0.14575
2017-03-03 13:00 | 287.306 | 0.85634 |  | 301.6899 | 0.023403 | 0 | 0 | 0.046807 | 310.1677 | 0.041792 | 0 | 0 | 0.083583 | 317.1041 | 0.056837 | 0 | 0 | 0.11367 | 317.361 | 0.057394 | 0 | 0 | 0.11479 | 317.5323 | 0.057765 | 0 | 0 | 0.11553 | 317.7892 | 0.058323 | 0 | 0 | 0.11665 | 318.0461 | 0.05888 | 0 | 0 | 0.11776 | 318.303 | 0.059437 | 0 | 0 | 0.11887 | 318.6455 | 0.06018 | 0 | 0 | 0.12036 | 318.9024 | 0.060737 | 0 | 0 | 0.12147 | 319.0737 | 0.061109 | 0 | 0 | 0.12222 | 319.3306 | 0.061666 | 0 | 0 | 0.12333 | 319.5019 | 0.062037 | 0 | 0 | 0.12407 | 319.7588 | 0.062595 | 0 | 0 | 0.12519 | 320.0157 | 0.063152 | 0 | 0 | 0.1263 | 320.187 | 0.063523 | 0 | 0 | 0.12705 | 320.4439 | 0.064081 | 0 | 0 | 0.12816 | 320.7008 | 0.064638 | 0 | 0 | 0.12928 | 320.7864 | 0.064824 | 0 | 0 | 0.12965 | 321.0433 | 0.065381 | 0 | 0 | 0.13076 | 321.3002 | 0.065938 | 0 | 0 | 0.13188 | 321.4715 | 0.06631 | 0 | 0 | 0.13262 | 321.7284 | 0.066867 | 0 | 0 | 0.13373 | 321.8996 | 0.067238 | 0 | 0 | 0.13448 | 322.0709 | 0.06761 | 0 | 0 | 0.13522
2017-03-03 14:00 | 280.2881 | 0.83543 |  | 294.3207 | 0.0074194 | 0 | 0 | 0.014839 | 302.5914 | 0.025359 | 0 | 0 | 0.050717 | 309.3583 | 0.040036 | 0 | 0 | 0.080072 | 309.609 | 0.04058 | 0 | 0 | 0.08116 | 309.7761 | 0.040942 | 0 | 0 | 0.081884 | 310.0267 | 0.041486 | 0 | 0 | 0.082972 | 310.2773 | 0.042029 | 0 | 0 | 0.084059 | 310.5279 | 0.042573 | 0 | 0 | 0.085146 | 310.8621 | 0.043298 | 0 | 0 | 0.086596 | 311.1127 | 0.043841 | 0 | 0 | 0.087683 | 311.2798 | 0.044204 | 0 | 0 | 0.088408 | 311.5305 | 0.044747 | 0 | 0 | 0.089495 | 311.6975 | 0.04511 | 0 | 0 | 0.09022 | 311.9482 | 0.045653 | 0 | 0 | 0.091307 | 312.1988 | 0.046197 | 0 | 0 | 0.092394 | 312.3659 | 0.04656 | 0 | 0 | 0.093119 | 312.6165 | 0.047103 | 0 | 0 | 0.094206 | 312.8671 | 0.047647 | 0 | 0 | 0.095293 | 312.9507 | 0.047828 | 0 | 0 | 0.095656 | 313.2013 | 0.048372 | 0 | 0 | 0.096743 | 313.4519 | 0.048915 | 0 | 0 | 0.09783 | 313.619 | 0.049278 | 0 | 0 | 0.098555 | 313.8697 | 0.049821 | 0 | 0 | 0.099642 | 314.0367 | 0.050184 | 0 | 0 | 0.10037 | 314.2038 | 0.050546 | 0 | 0 | 0.10109
2017-03-03 15:00 | 281.5327 | 0.83914 |  | 295.6276 | 0.010254 | 0 | 0 | 0.020508 | 303.935 | 0.028273 | 0 | 0 | 0.056546 | 310.732 | 0.043016 | 0 | 0 | 0.086031 | 310.9838 | 0.043562 | 0 | 0 | 0.087123 | 311.1516 | 0.043926 | 0 | 0 | 0.087851 | 311.4033 | 0.044472 | 0 | 0 | 0.088944 | 311.6551 | 0.045018 | 0 | 0 | 0.090036 | 311.9068 | 0.045564 | 0 | 0 | 0.091128 | 312.2425 | 0.046292 | 0 | 0 | 0.092584 | 312.4942 | 0.046838 | 0 | 0 | 0.093676 | 312.6621 | 0.047202 | 0 | 0 | 0.094404 | 312.9138 | 0.047748 | 0 | 0 | 0.095496 | 313.0816 | 0.048112 | 0 | 0 | 0.096224 | 313.3334 | 0.048658 | 0 | 0 | 0.097316 | 313.5851 | 0.049204 | 0 | 0 | 0.098408 | 313.7529 | 0.049568 | 0 | 0 | 0.099136 | 314.0047 | 0.050114 | 0 | 0 | 0.10023 | 314.2564 | 0.05066 | 0 | 0 | 0.10132 | 314.3403 | 0.050842 | 0 | 0 | 0.10168 | 314.5921 | 0.051388 | 0 | 0 | 0.10278 | 314.8438 | 0.051934 | 0 | 0 | 0.10387 | 315.0116 | 0.052298 | 0 | 0 | 0.1046 | 315.2634 | 0.052844 | 0 | 0 | 0.10569 | 315.4312 | 0.053208 | 0 | 0 | 0.10642 | 315.599 | 0.053572 | 0 | 0 | 0.10714
2017-03-03 16:00 | 286.2238 | 0.85312 |  | 300.5535 | 0.020939 | 0 | 0 | 0.041877 | 308.9994 | 0.039258 | 0 | 0 | 0.078515 | 315.9097 | 0.054246 | 0 | 0 | 0.10849 | 316.1656 | 0.054801 | 0 | 0 | 0.1096 | 316.3362 | 0.055171 | 0 | 0 | 0.11034 | 316.5922 | 0.055726 | 0 | 0 | 0.11145 | 316.8481 | 0.056281 | 0 | 0 | 0.11256 | 317.104 | 0.056837 | 0 | 0 | 0.11367 | 317.4453 | 0.057577 | 0 | 0 | 0.11515 | 317.7012 | 0.058132 | 0 | 0 | 0.11626 | 317.8718 | 0.058502 | 0 | 0 | 0.117 | 318.1278 | 0.059057 | 0 | 0 | 0.11811 | 318.2984 | 0.059427 | 0 | 0 | 0.11885 | 318.5543 | 0.059982 | 0 | 0 | 0.11996 | 318.8103 | 0.060537 | 0 | 0 | 0.12107 | 318.9809 | 0.060907 | 0 | 0 | 0.12181 | 319.2368 | 0.061463 | 0 | 0 | 0.12293 | 319.4928 | 0.062018 | 0 | 0 | 0.12404 | 319.5781 | 0.062203 | 0 | 0 | 0.12441 | 319.834 | 0.062758 | 0 | 0 | 0.12552 | 320.0899 | 0.063313 | 0 | 0 | 0.12663 | 320.2606 | 0.063683 | 0 | 0 | 0.12737 | 320.5165 | 0.064238 | 0 | 0 | 0.12848 | 320.6871 | 0.064608 | 0 | 0 | 0.12922 | 320.8577 | 0.064978 | 0 | 0 | 0.12996
2017-03-03 17:00 | 289.316 | 0.86233 |  | 303.8006 | 0.027981 | 0 | 0 | 0.055963 | 312.3377 | 0.046498 | 0 | 0 | 0.092997 | 319.3226 | 0.061649 | 0 | 0 | 0.1233 | 319.5813 | 0.06221 | 0 | 0 | 0.12442 | 319.7538 | 0.062584 | 0 | 0 | 0.12517 | 320.0125 | 0.063145 | 0 | 0 | 0.12629 | 320.2712 | 0.063706 | 0 | 0 | 0.12741 | 320.5299 | 0.064267 | 0 | 0 | 0.12853 | 320.8748 | 0.065015 | 0 | 0 | 0.13003 | 321.1335 | 0.065576 | 0 | 0 | 0.13115 | 321.306 | 0.065951 | 0 | 0 | 0.1319 | 321.5647 | 0.066512 | 0 | 0 | 0.13302 | 321.7371 | 0.066886 | 0 | 0 | 0.13377 | 321.9958 | 0.067447 | 0 | 0 | 0.13489 | 322.2545 | 0.068008 | 0 | 0 | 0.13602 | 322.427 | 0.068382 | 0 | 0 | 0.13676 | 322.6857 | 0.068943 | 0 | 0 | 0.13789 | 322.9444 | 0.069504 | 0 | 0 | 0.13901 | 323.0306 | 0.069691 | 0 | 0 | 0.13938 | 323.2893 | 0.070252 | 0 | 0 | 0.1405 | 323.548 | 0.070814 | 0 | 0 | 0.14163 | 323.7205 | 0.071188 | 0 | 0 | 0.14238 | 323.9792 | 0.071749 | 0 | 0 | 0.1435 | 324.1517 | 0.072123 | 0 | 0 | 0.14425 | 324.3241 | 0.072497 | 0 | 0 | 0.14499
2017-03-03 18:00 | 287.0636 | 0.85562 |  | 301.4354 | 0.022851 | 0 | 0 | 0.045702 | 309.906 | 0.041224 | 0 | 0 | 0.082448 | 316.8365 | 0.056256 | 0 | 0 | 0.11251 | 317.0932 | 0.056813 | 0 | 0 | 0.11363 | 317.2644 | 0.057184 | 0 | 0 | 0.11437 | 317.521 | 0.057741 | 0 | 0 | 0.11548 | 317.7777 | 0.058298 | 0 | 0 | 0.1166 | 318.0344 | 0.058855 | 0 | 0 | 0.11771 | 318.3767 | 0.059597 | 0 | 0 | 0.11919 | 318.6334 | 0.060154 | 0 | 0 | 0.12031 | 318.8045 | 0.060525 | 0 | 0 | 0.12105 | 319.0612 | 0.061082 | 0 | 0 | 0.12216 | 319.2323 | 0.061453 | 0 | 0 | 0.12291 | 319.489 | 0.062009 | 0 | 0 | 0.12402 | 319.7457 | 0.062566 | 0 | 0 | 0.12513 | 319.9168 | 0.062937 | 0 | 0 | 0.12587 | 320.1735 | 0.063494 | 0 | 0 | 0.12699 | 320.4302 | 0.064051 | 0 | 0 | 0.1281 | 320.5157 | 0.064236 | 0 | 0 | 0.12847 | 320.7724 | 0.064793 | 0 | 0 | 0.12959 | 321.0291 | 0.06535 | 0 | 0 | 0.1307 | 321.2002 | 0.065721 | 0 | 0 | 0.13144 | 321.4569 | 0.066278 | 0 | 0 | 0.13256 | 321.628 | 0.066649 | 0 | 0 | 0.1333 | 321.7992 | 0.06702 | 0 | 0 | 0.13404
2017-03-03 19:00 | 283.0735 | 0.84373 |  | 297.2455 | 0.013763 | 0 | 0 | 0.027527 | 305.5984 | 0.031881 | 0 | 0 | 0.063762 | 312.4326 | 0.046704 | 0 | 0 | 0.093408 | 312.6857 | 0.047253 | 0 | 0 | 0.094506 | 312.8544 | 0.047619 | 0 | 0 | 0.095238 | 313.1076 | 0.048168 | 0 | 0 | 0.096336 | 313.3607 | 0.048717 | 0 | 0 | 0.097434 | 313.6138 | 0.049266 | 0 | 0 | 0.098532 | 313.9513 | 0.049998 | 0 | 0 | 0.099996 | 314.2044 | 0.050547 | 0 | 0 | 0.10109 | 314.3732 | 0.050913 | 0 | 0 | 0.10183 | 314.6263 | 0.051462 | 0 | 0 | 0.10292 | 314.795 | 0.051828 | 0 | 0 | 0.10366 | 315.0481 | 0.052377 | 0 | 0 | 0.10475 | 315.3013 | 0.052926 | 0 | 0 | 0.10585 | 315.47 | 0.053292 | 0 | 0 | 0.10658 | 315.7231 | 0.053841 | 0 | 0 | 0.10768 | 315.9762 | 0.05439 | 0 | 0 | 0.10878 | 316.0606 | 0.054573 | 0 | 0 | 0.10915 | 316.3137 | 0.055122 | 0 | 0 | 0.11024 | 316.5668 | 0.055671 | 0 | 0 | 0.11134 | 316.7356 | 0.056037 | 0 | 0 | 0.11207 | 316.9887 | 0.056586 | 0 | 0 | 0.11317 | 317.1575 | 0.056952 | 0 | 0 | 0.1139 | 317.3262 | 0.057318 | 0 | 0 | 0.11464
2017-03-03 20:00 | 285.5689 | 0.85117 |  | 299.8658 | 0.019447 | 0 | 0 | 0.038894 | 308.2923 | 0.037724 | 0 | 0 | 0.075448 | 315.1868 | 0.052678 | 0 | 0 | 0.10536 | 315.4421 | 0.053232 | 0 | 0 | 0.10646 | 315.6123 | 0.053601 | 0 | 0 | 0.1072 | 315.8677 | 0.054155 | 0 | 0 | 0.10831 | 316.123 | 0.054709 | 0 | 0 | 0.10942 | 316.3784 | 0.055263 | 0 | 0 | 0.11053 | 316.7189 | 0.056001 | 0 | 0 | 0.112 | 316.9742 | 0.056555 | 0 | 0 | 0.11311 | 317.1444 | 0.056924 | 0 | 0 | 0.11385 | 317.3998 | 0.057478 | 0 | 0 | 0.11496 | 317.57 | 0.057847 | 0 | 0 | 0.11569 | 317.8254 | 0.058401 | 0 | 0 | 0.1168 | 318.0807 | 0.058955 | 0 | 0 | 0.11791 | 318.251 | 0.059324 | 0 | 0 | 0.11865 | 318.5063 | 0.059878 | 0 | 0 | 0.11976 | 318.7617 | 0.060432 | 0 | 0 | 0.12086 | 318.8468 | 0.060617 | 0 | 0 | 0.12123 | 319.1021 | 0.06117 | 0 | 0 | 0.12234 | 319.3575 | 0.061724 | 0 | 0 | 0.12345 | 319.5277 | 0.062094 | 0 | 0 | 0.12419 | 319.7831 | 0.062647 | 0 | 0 | 0.12529 | 319.9533 | 0.063017 | 0 | 0 | 0.12603 | 320.1235 | 0.063386 | 0 | 0 | 0.12677
2017-03-03 21:00 | 287.5322 | 0.85702 |  | 301.9274 | 0.023919 | 0 | 0 | 0.047837 | 310.4119 | 0.042321 | 0 | 0 | 0.084643 | 317.3538 | 0.057378 | 0 | 0 | 0.11476 | 317.6109 | 0.057936 | 0 | 0 | 0.11587 | 317.7823 | 0.058308 | 0 | 0 | 0.11662 | 318.0394 | 0.058865 | 0 | 0 | 0.11773 | 318.2965 | 0.059423 | 0 | 0 | 0.11885 | 318.5536 | 0.059981 | 0 | 0 | 0.11996 | 318.8964 | 0.060724 | 0 | 0 | 0.12145 | 319.1535 | 0.061282 | 0 | 0 | 0.12256 | 319.3249 | 0.061654 | 0 | 0 | 0.12331 | 319.582 | 0.062211 | 0 | 0 | 0.12442 | 319.7534 | 0.062583 | 0 | 0 | 0.12517 | 320.0105 | 0.063141 | 0 | 0 | 0.12628 | 320.2676 | 0.063698 | 0 | 0 | 0.1274 | 320.439 | 0.06407 | 0 | 0 | 0.12814 | 320.6961 | 0.064628 | 0 | 0 | 0.12926 | 320.9532 | 0.065185 | 0 | 0 | 0.13037 | 321.0389 | 0.065371 | 0 | 0 | 0.13074 | 321.296 | 0.065929 | 0 | 0 | 0.13186 | 321.5531 | 0.066487 | 0 | 0 | 0.13297 | 321.7245 | 0.066858 | 0 | 0 | 0.13372 | 321.9817 | 0.067416 | 0 | 0 | 0.13483 | 322.1531 | 0.067788 | 0 | 0 | 0.13558 | 322.3245 | 0.06816 | 0 | 0 | 0.13632
2017-03-03 22:00 | 292.4493 | 0.87167 |  | 307.0907 | 0.035118 | 0 | 0 | 0.070235 | 315.7202 | 0.053835 | 0 | 0 | 0.10767 | 322.7808 | 0.069149 | 0 | 0 | 0.1383 | 323.0423 | 0.069717 | 0 | 0 | 0.13943 | 323.2166 | 0.070095 | 0 | 0 | 0.14019 | 323.4781 | 0.070662 | 0 | 0 | 0.14132 | 323.7396 | 0.071229 | 0 | 0 | 0.14246 | 324.0011 | 0.071796 | 0 | 0 | 0.14359 | 324.3498 | 0.072553 | 0 | 0 | 0.14511 | 324.6113 | 0.07312 | 0 | 0 | 0.14624 | 324.7857 | 0.073498 | 0 | 0 | 0.147 | 325.0472 | 0.074065 | 0 | 0 | 0.14813 | 325.2215 | 0.074443 | 0 | 0 | 0.14889 | 325.483 | 0.075011 | 0 | 0 | 0.15002 | 325.7445 | 0.075578 | 0 | 0 | 0.15116 | 325.9188 | 0.075956 | 0 | 0 | 0.15191 | 326.1803 | 0.076523 | 0 | 0 | 0.15305 | 326.4418 | 0.07709 | 0 | 0 | 0.15418 | 326.529 | 0.077279 | 0 | 0 | 0.15456 | 326.7905 | 0.077846 | 0 | 0 | 0.15569 | 327.052 | 0.078414 | 0 | 0 | 0.15683 | 327.2263 | 0.078792 | 0 | 0 | 0.15758 | 327.4878 | 0.079359 | 0 | 0 | 0.15872 | 327.6622 | 0.079737 | 0 | 0 | 0.15947 | 327.8365 | 0.080115 | 0 | 0 | 0.16023
2017-03-03 23:00 | 293.9176 | 0.87605 |  | 308.6325 | 0.038462 | 0 | 0 | 0.076924 | 317.3054 | 0.057273 | 0 | 0 | 0.11455 | 324.4014 | 0.072665 | 0 | 0 | 0.14533 | 324.6642 | 0.073235 | 0 | 0 | 0.14647 | 324.8394 | 0.073615 | 0 | 0 | 0.14723 | 325.1022 | 0.074185 | 0 | 0 | 0.14837 | 325.365 | 0.074755 | 0 | 0 | 0.14951 | 325.6279 | 0.075325 | 0 | 0 | 0.15065 | 325.9783 | 0.076085 | 0 | 0 | 0.15217 | 326.2411 | 0.076655 | 0 | 0 | 0.15331 | 326.4163 | 0.077035 | 0 | 0 | 0.15407 | 326.6791 | 0.077605 | 0 | 0 | 0.15521 | 326.8543 | 0.077985 | 0 | 0 | 0.15597 | 327.1172 | 0.078555 | 0 | 0 | 0.15711 | 327.38 | 0.079125 | 0 | 0 | 0.15825 | 327.5552 | 0.079505 | 0 | 0 | 0.15901 | 327.818 | 0.080075 | 0 | 0 | 0.16015 | 328.0808 | 0.080645 | 0 | 0 | 0.16129 | 328.1684 | 0.080835 | 0 | 0 | 0.16167 | 328.4312 | 0.081405 | 0 | 0 | 0.16281 | 328.694 | 0.081975 | 0 | 0 | 0.16395 | 328.8693 | 0.082355 | 0 | 0 | 0.16471 | 329.1321 | 0.082925 | 0 | 0 | 0.16585 | 329.3073 | 0.083305 | 0 | 0 | 0.16661 | 329.4825 | 0.083685 | 0 | 0 | 0.16737
2017-03-04 | 298.681 | 0.89025 |  | 313.6343 | 0.049311 | 0 | 0 | 0.098622 | 322.4478 | 0.068427 | 0 | 0 | 0.13685 | 329.6588 | 0.084068 | 0 | 0 | 0.16814 | 329.9259 | 0.084647 | 0 | 0 | 0.16929 | 330.1039 | 0.085033 | 0 | 0 | 0.17007 | 330.371 | 0.085613 | 0 | 0 | 0.17123 | 330.6381 | 0.086192 | 0 | 0 | 0.17238 | 330.9052 | 0.086771 | 0 | 0 | 0.17354 | 331.2613 | 0.087544 | 0 | 0 | 0.17509 | 331.5283 | 0.088123 | 0 | 0 | 0.17625 | 331.7064 | 0.088509 | 0 | 0 | 0.17702 | 331.9734 | 0.089088 | 0 | 0 | 0.17818 | 332.1515 | 0.089475 | 0 | 0 | 0.17895 | 332.4186 | 0.090054 | 0 | 0 | 0.18011 | 332.6856 | 0.090633 | 0 | 0 | 0.18127 | 332.8637 | 0.091019 | 0 | 0 | 0.18204 | 333.1308 | 0.091599 | 0 | 0 | 0.1832 | 333.3978 | 0.092178 | 0 | 0 | 0.18436 | 333.4869 | 0.092371 | 0 | 0 | 0.18474 | 333.7539 | 0.09295 | 0 | 0 | 0.1859 | 334.021 | 0.093529 | 0 | 0 | 0.18706 | 334.1991 | 0.093916 | 0 | 0 | 0.18783 | 334.4661 | 0.094495 | 0 | 0 | 0.18899 | 334.6442 | 0.094881 | 0 | 0 | 0.18976 | 334.8222 | 0.095267 | 0 | 0 | 0.19053
2017-03-04 01:00 | 290.893 | 0.86704 |  | 305.4565 | 0.031573 | 0 | 0 | 0.063146 | 314.0401 | 0.050191 | 0 | 0 | 0.10038 | 321.0631 | 0.065424 | 0 | 0 | 0.13085 | 321.3232 | 0.065988 | 0 | 0 | 0.13198 | 321.4966 | 0.066364 | 0 | 0 | 0.13273 | 321.7567 | 0.066928 | 0 | 0 | 0.13386 | 322.0168 | 0.067492 | 0 | 0 | 0.13498 | 322.277 | 0.068057 | 0 | 0 | 0.13611 | 322.6238 | 0.068809 | 0 | 0 | 0.13762 | 322.8839 | 0.069373 | 0 | 0 | 0.13875 | 323.0573 | 0.069749 | 0 | 0 | 0.1395 | 323.3174 | 0.070313 | 0 | 0 | 0.14063 | 323.4908 | 0.070689 | 0 | 0 | 0.14138 | 323.7509 | 0.071254 | 0 | 0 | 0.14251 | 324.011 | 0.071818 | 0 | 0 | 0.14364 | 324.1844 | 0.072194 | 0 | 0 | 0.14439 | 324.4445 | 0.072758 | 0 | 0 | 0.14552 | 324.7047 | 0.073322 | 0 | 0 | 0.14664 | 324.7914 | 0.07351 | 0 | 0 | 0.14702 | 325.0515 | 0.074075 | 0 | 0 | 0.14815 | 325.3116 | 0.074639 | 0 | 0 | 0.14928 | 325.485 | 0.075015 | 0 | 0 | 0.15003 | 325.7451 | 0.075579 | 0 | 0 | 0.15116 | 325.9185 | 0.075955 | 0 | 0 | 0.15191 | 326.0919 | 0.076331 | 0 | 0 | 0.15266
2017-03-04 02:00 | 299.1368 | 0.89161 |  | 314.113 | 0.050349 | 0 | 0 | 0.1007 | 322.9399 | 0.069494 | 0 | 0 | 0.13899 | 330.1619 | 0.085159 | 0 | 0 | 0.17032 | 330.4294 | 0.085739 | 0 | 0 | 0.17148 | 330.6077 | 0.086126 | 0 | 0 | 0.17225 | 330.8752 | 0.086706 | 0 | 0 | 0.17341 | 331.1426 | 0.087286 | 0 | 0 | 0.17457 | 331.4101 | 0.087866 | 0 | 0 | 0.17573 | 331.7668 | 0.08864 | 0 | 0 | 0.17728 | 332.0343 | 0.08922 | 0 | 0 | 0.17844 | 332.2126 | 0.089607 | 0 | 0 | 0.17921 | 332.4801 | 0.090187 | 0 | 0 | 0.18037 | 332.6584 | 0.090574 | 0 | 0 | 0.18115 | 332.9259 | 0.091154 | 0 | 0 | 0.18231 | 333.1933 | 0.091734 | 0 | 0 | 0.18347 | 333.3717 | 0.092121 | 0 | 0 | 0.18424 | 333.6391 | 0.092701 | 0 | 0 | 0.1854 | 333.9066 | 0.093281 | 0 | 0 | 0.18656 | 333.9958 | 0.093475 | 0 | 0 | 0.18695 | 334.2633 | 0.094055 | 0 | 0 | 0.18811 | 334.5308 | 0.094635 | 0 | 0 | 0.18927 | 334.7091 | 0.095022 | 0 | 0 | 0.19004 | 334.9766 | 0.095602 | 0 | 0 | 0.1912 | 335.1549 | 0.095989 | 0 | 0 | 0.19198 | 335.3332 | 0.096376 | 0 | 0 | 0.19275
2017-03-04 03:00 | 299.7617 | 0.89347 |  | 314.7692 | 0.051772 | 0 | 0 | 0.10354 | 323.6146 | 0.070958 | 0 | 0 | 0.14192 | 330.8517 | 0.086655 | 0 | 0 | 0.17331 | 331.1197 | 0.087237 | 0 | 0 | 0.17447 | 331.2984 | 0.087624 | 0 | 0 | 0.17525 | 331.5665 | 0.088206 | 0 | 0 | 0.17641 | 331.8345 | 0.088787 | 0 | 0 | 0.17757 | 332.1025 | 0.089368 | 0 | 0 | 0.17874 | 332.4599 | 0.090143 | 0 | 0 | 0.18029 | 332.728 | 0.090725 | 0 | 0 | 0.18145 | 332.9067 | 0.091112 | 0 | 0 | 0.18222 | 333.1747 | 0.091694 | 0 | 0 | 0.18339 | 333.3534 | 0.092081 | 0 | 0 | 0.18416 | 333.6214 | 0.092663 | 0 | 0 | 0.18533 | 333.8895 | 0.093244 | 0 | 0 | 0.18649 | 334.0682 | 0.093632 | 0 | 0 | 0.18726 | 334.3362 | 0.094213 | 0 | 0 | 0.18843 | 334.6042 | 0.094795 | 0 | 0 | 0.18959 | 334.6936 | 0.094988 | 0 | 0 | 0.18998 | 334.9616 | 0.09557 | 0 | 0 | 0.19114 | 335.2297 | 0.096151 | 0 | 0 | 0.1923 | 335.4084 | 0.096539 | 0 | 0 | 0.19308 | 335.6764 | 0.09712 | 0 | 0 | 0.19424 | 335.8551 | 0.097508 | 0 | 0 | 0.19502 | 336.0338 | 0.097895 | 0 | 0 | 0.19579
2017-03-04 04:00 | 289.8265 | 0.86386 |  | 304.3366 | 0.029144 | 0 | 0 | 0.058288 | 312.8887 | 0.047694 | 0 | 0 | 0.095387 | 319.886 | 0.062871 | 0 | 0 | 0.12574 | 320.1451 | 0.063433 | 0 | 0 | 0.12687 | 320.3179 | 0.063807 | 0 | 0 | 0.12761 | 320.5771 | 0.06437 | 0 | 0 | 0.12874 | 320.8362 | 0.064932 | 0 | 0 | 0.12986 | 321.0954 | 0.065494 | 0 | 0 | 0.13099 | 321.4409 | 0.066243 | 0 | 0 | 0.13249 | 321.7001 | 0.066805 | 0 | 0 | 0.13361 | 321.8729 | 0.06718 | 0 | 0 | 0.13436 | 322.132 | 0.067742 | 0 | 0 | 0.13548 | 322.3048 | 0.068117 | 0 | 0 | 0.13623 | 322.5639 | 0.068679 | 0 | 0 | 0.13736 | 322.8231 | 0.069241 | 0 | 0 | 0.13848 | 322.9959 | 0.069616 | 0 | 0 | 0.13923 | 323.255 | 0.070178 | 0 | 0 | 0.14036 | 323.5142 | 0.07074 | 0 | 0 | 0.14148 | 323.6006 | 0.070928 | 0 | 0 | 0.14186 | 323.8597 | 0.07149 | 0 | 0 | 0.14298 | 324.1189 | 0.072052 | 0 | 0 | 0.1441 | 324.2916 | 0.072426 | 0 | 0 | 0.14485 | 324.5508 | 0.072989 | 0 | 0 | 0.14598 | 324.7236 | 0.073363 | 0 | 0 | 0.14673 | 324.8963 | 0.073738 | 0 | 0 | 0.14748
2017-03-04 05:00 | 299.1011 | 0.8915 |  | 314.0755 | 0.050268 | 0 | 0 | 0.10054 | 322.9014 | 0.069411 | 0 | 0 | 0.13882 | 330.1225 | 0.085074 | 0 | 0 | 0.17015 | 330.39 | 0.085654 | 0 | 0 | 0.17131 | 330.5683 | 0.086041 | 0 | 0 | 0.17208 | 330.8357 | 0.086621 | 0 | 0 | 0.17324 | 331.1032 | 0.087201 | 0 | 0 | 0.1744 | 331.3706 | 0.087781 | 0 | 0 | 0.17556 | 331.7272 | 0.088554 | 0 | 0 | 0.17711 | 331.9947 | 0.089134 | 0 | 0 | 0.17827 | 332.173 | 0.089521 | 0 | 0 | 0.17904 | 332.4404 | 0.090101 | 0 | 0 | 0.1802 | 332.6187 | 0.090488 | 0 | 0 | 0.18098 | 332.8862 | 0.091068 | 0 | 0 | 0.18214 | 333.1536 | 0.091648 | 0 | 0 | 0.1833 | 333.3319 | 0.092035 | 0 | 0 | 0.18407 | 333.5994 | 0.092615 | 0 | 0 | 0.18523 | 333.8668 | 0.093195 | 0 | 0 | 0.18639 | 333.956 | 0.093388 | 0 | 0 | 0.18678 | 334.2234 | 0.093969 | 0 | 0 | 0.18794 | 334.4909 | 0.094549 | 0 | 0 | 0.1891 | 334.6692 | 0.094935 | 0 | 0 | 0.18987 | 334.9366 | 0.095515 | 0 | 0 | 0.19103 | 335.1149 | 0.095902 | 0 | 0 | 0.1918 | 335.2932 | 0.096289 | 0 | 0 | 0.19258
2017-03-04 06:00 | 300.4649 | 0.89557 |  | 315.5075 | 0.053374 | 0 | 0 | 0.10675 | 324.3736 | 0.072604 | 0 | 0 | 0.14521 | 331.6277 | 0.088338 | 0 | 0 | 0.17668 | 331.8964 | 0.088921 | 0 | 0 | 0.17784 | 332.0755 | 0.08931 | 0 | 0 | 0.17862 | 332.3442 | 0.089892 | 0 | 0 | 0.17978 | 332.6128 | 0.090475 | 0 | 0 | 0.18095 | 332.8815 | 0.091058 | 0 | 0 | 0.18212 | 333.2397 | 0.091835 | 0 | 0 | 0.18367 | 333.5084 | 0.092418 | 0 | 0 | 0.18484 | 333.6875 | 0.092806 | 0 | 0 | 0.18561 | 333.9562 | 0.093389 | 0 | 0 | 0.18678 | 334.1353 | 0.093777 | 0 | 0 | 0.18755 | 334.404 | 0.09436 | 0 | 0 | 0.18872 | 334.6726 | 0.094943 | 0 | 0 | 0.18989 | 334.8518 | 0.095331 | 0 | 0 | 0.19066 | 335.1204 | 0.095914 | 0 | 0 | 0.19183 | 335.3891 | 0.096497 | 0 | 0 | 0.19299 | 335.4786 | 0.096691 | 0 | 0 | 0.19338 | 335.7473 | 0.097274 | 0 | 0 | 0.19455 | 336.016 | 0.097857 | 0 | 0 | 0.19571 | 336.1951 | 0.098245 | 0 | 0 | 0.19649 | 336.4638 | 0.098828 | 0 | 0 | 0.19766 | 336.6429 | 0.099216 | 0 | 0 | 0.19843 | 336.822 | 0.099605 | 0 | 0 | 0.19921
2017-03-04 07:00 | 293.3805 | 0.87445 |  | 308.0685 | 0.037238 | 0 | 0 | 0.074477 | 316.7256 | 0.056016 | 0 | 0 | 0.11203 | 323.8086 | 0.071379 | 0 | 0 | 0.14276 | 324.0709 | 0.071948 | 0 | 0 | 0.1439 | 324.2458 | 0.072327 | 0 | 0 | 0.14465 | 324.5082 | 0.072896 | 0 | 0 | 0.14579 | 324.7705 | 0.073465 | 0 | 0 | 0.14693 | 325.0328 | 0.074034 | 0 | 0 | 0.14807 | 325.3826 | 0.074793 | 0 | 0 | 0.14959 | 325.6449 | 0.075362 | 0 | 0 | 0.15072 | 325.8198 | 0.075741 | 0 | 0 | 0.15148 | 326.0822 | 0.07631 | 0 | 0 | 0.15262 | 326.2571 | 0.076689 | 0 | 0 | 0.15338 | 326.5194 | 0.077258 | 0 | 0 | 0.15452 | 326.7817 | 0.077827 | 0 | 0 | 0.15565 | 326.9566 | 0.078207 | 0 | 0 | 0.15641 | 327.2189 | 0.078776 | 0 | 0 | 0.15755 | 327.4813 | 0.079345 | 0 | 0 | 0.15869 | 327.5687 | 0.079534 | 0 | 0 | 0.15907 | 327.8311 | 0.080103 | 0 | 0 | 0.16021 | 328.0934 | 0.080672 | 0 | 0 | 0.16134 | 328.2683 | 0.081052 | 0 | 0 | 0.1621 | 328.5306 | 0.081621 | 0 | 0 | 0.16324 | 328.7055 | 0.082 | 0 | 0 | 0.164 | 328.8804 | 0.082379 | 0 | 0 | 0.16476
2017-03-04 08:00 | 290.0481 | 0.86452 |  | 304.5693 | 0.029649 | 0 | 0 | 0.059297 | 313.128 | 0.048213 | 0 | 0 | 0.096425 | 320.1306 | 0.063401 | 0 | 0 | 0.1268 | 320.39 | 0.063964 | 0 | 0 | 0.12793 | 320.5629 | 0.064339 | 0 | 0 | 0.12868 | 320.8222 | 0.064901 | 0 | 0 | 0.1298 | 321.0816 | 0.065464 | 0 | 0 | 0.13093 | 321.3409 | 0.066026 | 0 | 0 | 0.13205 | 321.6867 | 0.066776 | 0 | 0 | 0.13355 | 321.9461 | 0.067339 | 0 | 0 | 0.13468 | 322.119 | 0.067714 | 0 | 0 | 0.13543 | 322.3783 | 0.068277 | 0 | 0 | 0.13655 | 322.5512 | 0.068652 | 0 | 0 | 0.1373 | 322.8106 | 0.069214 | 0 | 0 | 0.13843 | 323.07 | 0.069777 | 0 | 0 | 0.13955 | 323.2429 | 0.070152 | 0 | 0 | 0.1403 | 323.5022 | 0.070714 | 0 | 0 | 0.14143 | 323.7616 | 0.071277 | 0 | 0 | 0.14255 | 323.848 | 0.071464 | 0 | 0 | 0.14293 | 324.1074 | 0.072027 | 0 | 0 | 0.14405 | 324.3667 | 0.072589 | 0 | 0 | 0.14518 | 324.5396 | 0.072964 | 0 | 0 | 0.14593 | 324.799 | 0.073527 | 0 | 0 | 0.14705 | 324.9719 | 0.073902 | 0 | 0 | 0.1478 | 325.1448 | 0.074277 | 0 | 0 | 0.14855
2017-03-04 09:00 | 292.5976 | 0.87212 |  | 307.2464 | 0.035455 | 0 | 0 | 0.070911 | 315.8803 | 0.054182 | 0 | 0 | 0.10836 | 322.9445 | 0.069504 | 0 | 0 | 0.13901 | 323.2061 | 0.070072 | 0 | 0 | 0.14014 | 323.3805 | 0.07045 | 0 | 0 | 0.1409 | 323.6422 | 0.071018 | 0 | 0 | 0.14204 | 323.9038 | 0.071585 | 0 | 0 | 0.14317 | 324.1654 | 0.072153 | 0 | 0 | 0.14431 | 324.5143 | 0.072909 | 0 | 0 | 0.14582 | 324.7759 | 0.073477 | 0 | 0 | 0.14695 | 324.9503 | 0.073855 | 0 | 0 | 0.14771 | 325.212 | 0.074423 | 0 | 0 | 0.14885 | 325.3864 | 0.074801 | 0 | 0 | 0.1496 | 325.648 | 0.075368 | 0 | 0 | 0.15074 | 325.9097 | 0.075936 | 0 | 0 | 0.15187 | 326.0841 | 0.076314 | 0 | 0 | 0.15263 | 326.3457 | 0.076882 | 0 | 0 | 0.15376 | 326.6074 | 0.077449 | 0 | 0 | 0.1549 | 326.6946 | 0.077638 | 0 | 0 | 0.15528 | 326.9562 | 0.078206 | 0 | 0 | 0.15641 | 327.2178 | 0.078773 | 0 | 0 | 0.15755 | 327.3923 | 0.079152 | 0 | 0 | 0.1583 | 327.6539 | 0.079719 | 0 | 0 | 0.15944 | 327.8283 | 0.080098 | 0 | 0 | 0.1602 | 328.0027 | 0.080476 | 0 | 0 | 0.16095
2017-03-04 10:00 | 287.2985 | 0.85632 |  | 301.682 | 0.023386 | 0 | 0 | 0.046772 | 310.1596 | 0.041774 | 0 | 0 | 0.083548 | 317.0958 | 0.056819 | 0 | 0 | 0.11364 | 317.3527 | 0.057376 | 0 | 0 | 0.11475 | 317.5239 | 0.057747 | 0 | 0 | 0.11549 | 317.7808 | 0.058305 | 0 | 0 | 0.11661 | 318.0377 | 0.058862 | 0 | 0 | 0.11772 | 318.2946 | 0.059419 | 0 | 0 | 0.11884 | 318.6372 | 0.060162 | 0 | 0 | 0.12032 | 318.8941 | 0.060719 | 0 | 0 | 0.12144 | 319.0653 | 0.061091 | 0 | 0 | 0.12218 | 319.3222 | 0.061648 | 0 | 0 | 0.1233 | 319.4935 | 0.062019 | 0 | 0 | 0.12404 | 319.7504 | 0.062576 | 0 | 0 | 0.12515 | 320.0073 | 0.063134 | 0 | 0 | 0.12627 | 320.1785 | 0.063505 | 0 | 0 | 0.12701 | 320.4354 | 0.064062 | 0 | 0 | 0.12812 | 320.6923 | 0.06462 | 0 | 0 | 0.12924 | 320.778 | 0.064805 | 0 | 0 | 0.12961 | 321.0349 | 0.065363 | 0 | 0 | 0.13073 | 321.2918 | 0.06592 | 0 | 0 | 0.13184 | 321.463 | 0.066291 | 0 | 0 | 0.13258 | 321.7199 | 0.066848 | 0 | 0 | 0.1337 | 321.8912 | 0.06722 | 0 | 0 | 0.13444 | 322.0625 | 0.067591 | 0 | 0 | 0.13518
2017-03-04 11:00 | 280.7279 | 0.83674 |  | 294.7824 | 0.008421 | 0 | 0 | 0.016842 | 303.0661 | 0.026388 | 0 | 0 | 0.052777 | 309.8437 | 0.041089 | 0 | 0 | 0.082178 | 310.0947 | 0.041633 | 0 | 0 | 0.083267 | 310.262 | 0.041996 | 0 | 0 | 0.083993 | 310.5131 | 0.042541 | 0 | 0 | 0.085081 | 310.7641 | 0.043085 | 0 | 0 | 0.08617 | 311.0151 | 0.04363 | 0 | 0 | 0.087259 | 311.3498 | 0.044356 | 0 | 0 | 0.088711 | 311.6008 | 0.0449 | 0 | 0 | 0.0898 | 311.7682 | 0.045263 | 0 | 0 | 0.090526 | 312.0192 | 0.045808 | 0 | 0 | 0.091615 | 312.1865 | 0.046171 | 0 | 0 | 0.092341 | 312.4376 | 0.046715 | 0 | 0 | 0.09343 | 312.6886 | 0.047259 | 0 | 0 | 0.094519 | 312.8559 | 0.047622 | 0 | 0 | 0.095245 | 313.107 | 0.048167 | 0 | 0 | 0.096334 | 313.358 | 0.048711 | 0 | 0 | 0.097423 | 313.4416 | 0.048893 | 0 | 0 | 0.097786 | 313.6927 | 0.049437 | 0 | 0 | 0.098875 | 313.9437 | 0.049982 | 0 | 0 | 0.099964 | 314.111 | 0.050345 | 0 | 0 | 0.10069 | 314.3621 | 0.050889 | 0 | 0 | 0.10178 | 314.5294 | 0.051252 | 0 | 0 | 0.1025 | 314.6968 | 0.051615 | 0 | 0 | 0.10323
2017-03-04 12:00 | 269.3696 | 0.80288 |  | 282.8556 | 0 | 0 | 0 | 0 | 290.8041 | 0 | 0 | 0 | 0 | 297.3074 | 0.013898 | 0 | 0 | 0.027795 | 297.5483 | 0.01442 | 0 | 0 | 0.02884 | 297.7089 | 0.014768 | 0 | 0 | 0.029537 | 297.9497 | 0.015291 | 0 | 0 | 0.030582 | 298.1906 | 0.015813 | 0 | 0 | 0.031627 | 298.4315 | 0.016336 | 0 | 0 | 0.032672 | 298.7526 | 0.017032 | 0 | 0 | 0.034065 | 298.9935 | 0.017555 | 0 | 0 | 0.03511 | 299.1541 | 0.017903 | 0 | 0 | 0.035806 | 299.3949 | 0.018426 | 0 | 0 | 0.036851 | 299.5555 | 0.018774 | 0 | 0 | 0.037548 | 299.7964 | 0.019296 | 0 | 0 | 0.038592 | 300.0372 | 0.019819 | 0 | 0 | 0.039637 | 300.1978 | 0.020167 | 0 | 0 | 0.040334 | 300.4387 | 0.020689 | 0 | 0 | 0.041379 | 300.6795 | 0.021212 | 0 | 0 | 0.042424 | 300.7598 | 0.021386 | 0 | 0 | 0.042772 | 301.0007 | 0.021908 | 0 | 0 | 0.043817 | 301.2416 | 0.022431 | 0 | 0 | 0.044862 | 301.4021 | 0.022779 | 0 | 0 | 0.045558 | 301.643 | 0.023302 | 0 | 0 | 0.046603 | 301.8036 | 0.02365 | 0 | 0 | 0.0473 | 301.9642 | 0.023998 | 0 | 0 | 0.047996
2017-03-04 13:00 | 275.232 | 0.82036 |  | 289.0114 | 0 | 0 | 0 | 0 | 297.1329 | 0.013519 | 0 | 0 | 0.027038 | 303.7778 | 0.027932 | 0 | 0 | 0.055864 | 304.0239 | 0.028466 | 0 | 0 | 0.056931 | 304.188 | 0.028822 | 0 | 0 | 0.057643 | 304.4341 | 0.029355 | 0 | 0 | 0.058711 | 304.6802 | 0.029889 | 0 | 0 | 0.059778 | 304.9263 | 0.030423 | 0 | 0 | 0.060846 | 305.2544 | 0.031135 | 0 | 0 | 0.06227 | 305.5005 | 0.031669 | 0 | 0 | 0.063337 | 305.6646 | 0.032024 | 0 | 0 | 0.064049 | 305.9107 | 0.032558 | 0 | 0 | 0.065116 | 306.0748 | 0.032914 | 0 | 0 | 0.065828 | 306.3209 | 0.033448 | 0 | 0 | 0.066896 | 306.567 | 0.033982 | 0 | 0 | 0.067963 | 306.7311 | 0.034338 | 0 | 0 | 0.068675 | 306.9772 | 0.034871 | 0 | 0 | 0.069743 | 307.2233 | 0.035405 | 0 | 0 | 0.07081 | 307.3053 | 0.035583 | 0 | 0 | 0.071166 | 307.5514 | 0.036117 | 0 | 0 | 0.072234 | 307.7975 | 0.036651 | 0 | 0 | 0.073302 | 307.9616 | 0.037007 | 0 | 0 | 0.074013 | 308.2077 | 0.03754 | 0 | 0 | 0.075081 | 308.3718 | 0.037896 | 0 | 0 | 0.075793 | 308.5359 | 0.038252 | 0 | 0 | 0.076504
2017-03-04 14:00 | 273.5549 | 0.81536 |  | 287.2504 | 0 | 0 | 0 | 0 | 295.3224 | 0.0095922 | 0 | 0 | 0.019184 | 301.9268 | 0.023917 | 0 | 0 | 0.047834 | 302.1714 | 0.024448 | 0 | 0 | 0.048895 | 302.3345 | 0.024801 | 0 | 0 | 0.049603 | 302.5791 | 0.025332 | 0 | 0 | 0.050664 | 302.8237 | 0.025862 | 0 | 0 | 0.051725 | 303.0683 | 0.026393 | 0 | 0 | 0.052786 | 303.3944 | 0.0271 | 0 | 0 | 0.054201 | 303.639 | 0.027631 | 0 | 0 | 0.055262 | 303.8021 | 0.027985 | 0 | 0 | 0.055969 | 304.0467 | 0.028515 | 0 | 0 | 0.05703 | 304.2098 | 0.028869 | 0 | 0 | 0.057738 | 304.4544 | 0.029399 | 0 | 0 | 0.058799 | 304.699 | 0.02993 | 0 | 0 | 0.05986 | 304.8621 | 0.030284 | 0 | 0 | 0.060567 | 305.1067 | 0.030814 | 0 | 0 | 0.061629 | 305.3513 | 0.031345 | 0 | 0 | 0.06269 | 305.4328 | 0.031522 | 0 | 0 | 0.063043 | 305.6774 | 0.032052 | 0 | 0 | 0.064104 | 305.922 | 0.032583 | 0 | 0 | 0.065166 | 306.0851 | 0.032936 | 0 | 0 | 0.065873 | 306.3297 | 0.033467 | 0 | 0 | 0.066934 | 306.4928 | 0.033821 | 0 | 0 | 0.067641 | 306.6559 | 0.034174 | 0 | 0 | 0.068349
2017-03-04 15:00 | 275.8641 | 0.82224 |  | 289.6751 | 0 | 0 | 0 | 0 | 297.8153 | 0.014999 | 0 | 0 | 0.029999 | 304.4755 | 0.029445 | 0 | 0 | 0.05889 | 304.7221 | 0.02998 | 0 | 0 | 0.05996 | 304.8866 | 0.030337 | 0 | 0 | 0.060674 | 305.1332 | 0.030872 | 0 | 0 | 0.061744 | 305.3799 | 0.031407 | 0 | 0 | 0.062814 | 305.6266 | 0.031942 | 0 | 0 | 0.063884 | 305.9555 | 0.032655 | 0 | 0 | 0.065311 | 306.2022 | 0.03319 | 0 | 0 | 0.066381 | 306.3666 | 0.033547 | 0 | 0 | 0.067094 | 306.6133 | 0.034082 | 0 | 0 | 0.068164 | 306.7777 | 0.034439 | 0 | 0 | 0.068878 | 307.0244 | 0.034974 | 0 | 0 | 0.069948 | 307.2711 | 0.035509 | 0 | 0 | 0.071018 | 307.4355 | 0.035866 | 0 | 0 | 0.071731 | 307.6822 | 0.036401 | 0 | 0 | 0.072801 | 307.9289 | 0.036936 | 0 | 0 | 0.073871 | 308.0111 | 0.037114 | 0 | 0 | 0.074228 | 308.2578 | 0.037649 | 0 | 0 | 0.075298 | 308.5044 | 0.038184 | 0 | 0 | 0.076368 | 308.6689 | 0.038541 | 0 | 0 | 0.077081 | 308.9156 | 0.039076 | 0 | 0 | 0.078151 | 309.08 | 0.039432 | 0 | 0 | 0.078865 | 309.2444 | 0.039789 | 0 | 0 | 0.079578
2017-03-04 16:00 | 276.1928 | 0.82322 |  | 290.0203 | 0 | 0 | 0 | 0 | 298.1702 | 0.015769 | 0 | 0 | 0.031538 | 304.8382 | 0.030232 | 0 | 0 | 0.060464 | 305.0852 | 0.030768 | 0 | 0 | 0.061535 | 305.2498 | 0.031125 | 0 | 0 | 0.06225 | 305.4968 | 0.03166 | 0 | 0 | 0.063321 | 305.7438 | 0.032196 | 0 | 0 | 0.064392 | 305.9907 | 0.032732 | 0 | 0 | 0.065464 | 306.32 | 0.033446 | 0 | 0 | 0.066892 | 306.567 | 0.033982 | 0 | 0 | 0.067963 | 306.7316 | 0.034339 | 0 | 0 | 0.068678 | 306.9786 | 0.034874 | 0 | 0 | 0.069749 | 307.1432 | 0.035232 | 0 | 0 | 0.070463 | 307.3902 | 0.035767 | 0 | 0 | 0.071535 | 307.6372 | 0.036303 | 0 | 0 | 0.072606 | 307.8018 | 0.03666 | 0 | 0 | 0.07332 | 308.0488 | 0.037196 | 0 | 0 | 0.074391 | 308.2958 | 0.037731 | 0 | 0 | 0.075463 | 308.3781 | 0.03791 | 0 | 0 | 0.07582 | 308.625 | 0.038446 | 0 | 0 | 0.076891 | 308.872 | 0.038981 | 0 | 0 | 0.077963 | 309.0367 | 0.039338 | 0 | 0 | 0.078677 | 309.2836 | 0.039874 | 0 | 0 | 0.079748 | 309.4483 | 0.040231 | 0 | 0 | 0.080462 | 309.6129 | 0.040588 | 0 | 0 | 0.081177
2017-03-04 17:00 | 283.5333 | 0.8451 |  | 297.7284 | 0.014811 | 0 | 0 | 0.029621 | 306.0948 | 0.032958 | 0 | 0 | 0.065915 | 312.9401 | 0.047805 | 0 | 0 | 0.09561 | 313.1937 | 0.048355 | 0 | 0 | 0.09671 | 313.3627 | 0.048722 | 0 | 0 | 0.097443 | 313.6162 | 0.049271 | 0 | 0 | 0.098543 | 313.8698 | 0.049821 | 0 | 0 | 0.099643 | 314.1233 | 0.050371 | 0 | 0 | 0.10074 | 314.4613 | 0.051105 | 0 | 0 | 0.10221 | 314.7149 | 0.051654 | 0 | 0 | 0.10331 | 314.8839 | 0.052021 | 0 | 0 | 0.10404 | 315.1374 | 0.052571 | 0 | 0 | 0.10514 | 315.3064 | 0.052938 | 0 | 0 | 0.10588 | 315.56 | 0.053487 | 0 | 0 | 0.10697 | 315.8135 | 0.054037 | 0 | 0 | 0.10807 | 315.9825 | 0.054404 | 0 | 0 | 0.10881 | 316.236 | 0.054954 | 0 | 0 | 0.10991 | 316.4896 | 0.055504 | 0 | 0 | 0.11101 | 316.5741 | 0.055687 | 0 | 0 | 0.11137 | 316.8276 | 0.056237 | 0 | 0 | 0.11247 | 317.0811 | 0.056787 | 0 | 0 | 0.11357 | 317.2502 | 0.057153 | 0 | 0 | 0.11431 | 317.5037 | 0.057703 | 0 | 0 | 0.11541 | 317.6727 | 0.05807 | 0 | 0 | 0.11614 | 317.8417 | 0.058437 | 0 | 0 | 0.11687
2017-03-04 18:00 | 292.4888 | 0.87179 |  | 307.1322 | 0.035208 | 0 | 0 | 0.070415 | 315.763 | 0.053928 | 0 | 0 | 0.10786 | 322.8245 | 0.069244 | 0 | 0 | 0.13849 | 323.086 | 0.069811 | 0 | 0 | 0.13962 | 323.2604 | 0.07019 | 0 | 0 | 0.14038 | 323.5219 | 0.070757 | 0 | 0 | 0.14151 | 323.7834 | 0.071324 | 0 | 0 | 0.14265 | 324.045 | 0.071891 | 0 | 0 | 0.14378 | 324.3937 | 0.072648 | 0 | 0 | 0.1453 | 324.6552 | 0.073215 | 0 | 0 | 0.14643 | 324.8296 | 0.073593 | 0 | 0 | 0.14719 | 325.0911 | 0.074161 | 0 | 0 | 0.14832 | 325.2655 | 0.074539 | 0 | 0 | 0.14908 | 325.527 | 0.075106 | 0 | 0 | 0.15021 | 325.7886 | 0.075673 | 0 | 0 | 0.15135 | 325.9629 | 0.076051 | 0 | 0 | 0.1521 | 326.2245 | 0.076619 | 0 | 0 | 0.15324 | 326.486 | 0.077186 | 0 | 0 | 0.15437 | 326.5732 | 0.077375 | 0 | 0 | 0.15475 | 326.8347 | 0.077942 | 0 | 0 | 0.15588 | 327.0962 | 0.07851 | 0 | 0 | 0.15702 | 327.2706 | 0.078888 | 0 | 0 | 0.15778 | 327.5321 | 0.079455 | 0 | 0 | 0.15891 | 327.7065 | 0.079833 | 0 | 0 | 0.15967 | 327.8809 | 0.080211 | 0 | 0 | 0.16042
2017-03-04 19:00 | 293.3821 | 0.87445 |  | 308.0702 | 0.037242 | 0 | 0 | 0.074484 | 316.7273 | 0.056019 | 0 | 0 | 0.11204 | 323.8103 | 0.071383 | 0 | 0 | 0.14277 | 324.0727 | 0.071952 | 0 | 0 | 0.1439 | 324.2476 | 0.072331 | 0 | 0 | 0.14466 | 324.5099 | 0.0729 | 0 | 0 | 0.1458 | 324.7722 | 0.073469 | 0 | 0 | 0.14694 | 325.0346 | 0.074038 | 0 | 0 | 0.14808 | 325.3844 | 0.074797 | 0 | 0 | 0.14959 | 325.6467 | 0.075366 | 0 | 0 | 0.15073 | 325.8216 | 0.075745 | 0 | 0 | 0.15149 | 326.0839 | 0.076314 | 0 | 0 | 0.15263 | 326.2588 | 0.076693 | 0 | 0 | 0.15339 | 326.5211 | 0.077262 | 0 | 0 | 0.15452 | 326.7835 | 0.077831 | 0 | 0 | 0.15566 | 326.9584 | 0.078211 | 0 | 0 | 0.15642 | 327.2207 | 0.07878 | 0 | 0 | 0.15756 | 327.483 | 0.079349 | 0 | 0 | 0.1587 | 327.5705 | 0.079538 | 0 | 0 | 0.15908 | 327.8328 | 0.080107 | 0 | 0 | 0.16021 | 328.0952 | 0.080676 | 0 | 0 | 0.16135 | 328.2701 | 0.081056 | 0 | 0 | 0.16211 | 328.5324 | 0.081625 | 0 | 0 | 0.16325 | 328.7073 | 0.082004 | 0 | 0 | 0.16401 | 328.8822 | 0.082383 | 0 | 0 | 0.16477
2017-03-04 20:00 | 295.6766 | 0.88129 |  | 310.4795 | 0.042468 | 0 | 0 | 0.084936 | 319.2043 | 0.061392 | 0 | 0 | 0.12278 | 326.3428 | 0.076875 | 0 | 0 | 0.15375 | 326.6072 | 0.077449 | 0 | 0 | 0.1549 | 326.7835 | 0.077831 | 0 | 0 | 0.15566 | 327.0478 | 0.078405 | 0 | 0 | 0.15681 | 327.3122 | 0.078978 | 0 | 0 | 0.15796 | 327.5766 | 0.079552 | 0 | 0 | 0.1591 | 327.9291 | 0.080316 | 0 | 0 | 0.16063 | 328.1935 | 0.08089 | 0 | 0 | 0.16178 | 328.3698 | 0.081272 | 0 | 0 | 0.16254 | 328.6342 | 0.081845 | 0 | 0 | 0.16369 | 328.8104 | 0.082228 | 0 | 0 | 0.16446 | 329.0748 | 0.082801 | 0 | 0 | 0.1656 | 329.3392 | 0.083375 | 0 | 0 | 0.16675 | 329.5155 | 0.083757 | 0 | 0 | 0.16751 | 329.7799 | 0.08433 | 0 | 0 | 0.16866 | 330.0442 | 0.084904 | 0 | 0 | 0.16981 | 330.1324 | 0.085095 | 0 | 0 | 0.17019 | 330.3968 | 0.085668 | 0 | 0 | 0.17134 | 330.6611 | 0.086242 | 0 | 0 | 0.17248 | 330.8374 | 0.086624 | 0 | 0 | 0.17325 | 331.1018 | 0.087198 | 0 | 0 | 0.1744 | 331.278 | 0.08758 | 0 | 0 | 0.17516 | 331.4543 | 0.087962 | 0 | 0 | 0.17592
2017-03-04 21:00 | 305.1294 | 0.90947 |  | 320.4056 | 0.063998 | 0 | 0 | 0.128 | 329.4094 | 0.083527 | 0 | 0 | 0.16705 | 336.7761 | 0.099505 | 0 | 0 | 0.19901 | 337.0489 | 0.1001 | 0 | 0 | 0.20019 | 337.2308 | 0.10049 | 0 | 0 | 0.20098 | 337.5036 | 0.10108 | 0 | 0 | 0.20217 | 337.7765 | 0.10168 | 0 | 0 | 0.20335 | 338.0493 | 0.10227 | 0 | 0 | 0.20453 | 338.4131 | 0.10306 | 0 | 0 | 0.20611 | 338.6859 | 0.10365 | 0 | 0 | 0.2073 | 338.8678 | 0.10404 | 0 | 0 | 0.20808 | 339.1407 | 0.10463 | 0 | 0 | 0.20927 | 339.3226 | 0.10503 | 0 | 0 | 0.21006 | 339.5954 | 0.10562 | 0 | 0 | 0.21124 | 339.8682 | 0.10621 | 0 | 0 | 0.21242 | 340.0501 | 0.10661 | 0 | 0 | 0.21321 | 340.323 | 0.1072 | 0 | 0 | 0.2144 | 340.5958 | 0.10779 | 0 | 0 | 0.21558 | 340.6868 | 0.10799 | 0 | 0 | 0.21598 | 340.9596 | 0.10858 | 0 | 0 | 0.21716 | 341.2325 | 0.10917 | 0 | 0 | 0.21834 | 341.4143 | 0.10957 | 0 | 0 | 0.21913 | 341.6872 | 0.11016 | 0 | 0 | 0.22031 | 341.8691 | 0.11055 | 0 | 0 | 0.2211 | 342.051 | 0.11095 | 0 | 0 | 0.22189
2017-03-04 22:00 | 304.525 | 0.90767 |  | 319.771 | 0.062621 | 0 | 0 | 0.12524 | 328.7569 | 0.082112 | 0 | 0 | 0.16422 | 336.109 | 0.098058 | 0 | 0 | 0.19612 | 336.3813 | 0.098649 | 0 | 0 | 0.1973 | 336.5628 | 0.099043 | 0 | 0 | 0.19809 | 336.8351 | 0.099633 | 0 | 0 | 0.19927 | 337.1074 | 0.10022 | 0 | 0 | 0.20045 | 337.3797 | 0.10081 | 0 | 0 | 0.20163 | 337.7428 | 0.1016 | 0 | 0 | 0.2032 | 338.0151 | 0.10219 | 0 | 0 | 0.20439 | 338.1966 | 0.10259 | 0 | 0 | 0.20517 | 338.4689 | 0.10318 | 0 | 0 | 0.20635 | 338.6504 | 0.10357 | 0 | 0 | 0.20714 | 338.9227 | 0.10416 | 0 | 0 | 0.20832 | 339.195 | 0.10475 | 0 | 0 | 0.2095 | 339.3766 | 0.10515 | 0 | 0 | 0.21029 | 339.6489 | 0.10574 | 0 | 0 | 0.21147 | 339.9212 | 0.10633 | 0 | 0 | 0.21265 | 340.0119 | 0.10652 | 0 | 0 | 0.21305 | 340.2842 | 0.10711 | 0 | 0 | 0.21423 | 340.5565 | 0.1077 | 0 | 0 | 0.21541 | 340.7381 | 0.1081 | 0 | 0 | 0.2162 | 341.0104 | 0.10869 | 0 | 0 | 0.21738 | 341.1919 | 0.10908 | 0 | 0 | 0.21817 | 341.3734 | 0.10948 | 0 | 0 | 0.21895
2017-03-04 23:00 | 303.5169 | 0.90466 |  | 318.7123 | 0.060325 | 0 | 0 | 0.12065 | 327.6685 | 0.079751 | 0 | 0 | 0.1595 | 334.9963 | 0.095645 | 0 | 0 | 0.19129 | 335.2677 | 0.096233 | 0 | 0 | 0.19247 | 335.4486 | 0.096626 | 0 | 0 | 0.19325 | 335.72 | 0.097215 | 0 | 0 | 0.19443 | 335.9914 | 0.097803 | 0 | 0 | 0.19561 | 336.2628 | 0.098392 | 0 | 0 | 0.19678 | 336.6247 | 0.099177 | 0 | 0 | 0.19835 | 336.8961 | 0.099765 | 0 | 0 | 0.19953 | 337.077 | 0.10016 | 0 | 0 | 0.20032 | 337.3484 | 0.10075 | 0 | 0 | 0.20149 | 337.5293 | 0.10114 | 0 | 0 | 0.20228 | 337.8007 | 0.10173 | 0 | 0 | 0.20346 | 338.0721 | 0.10232 | 0 | 0 | 0.20463 | 338.253 | 0.10271 | 0 | 0 | 0.20542 | 338.5244 | 0.1033 | 0 | 0 | 0.20659 | 338.7958 | 0.10389 | 0 | 0 | 0.20777 | 338.8863 | 0.10408 | 0 | 0 | 0.20816 | 339.1577 | 0.10467 | 0 | 0 | 0.20934 | 339.4291 | 0.10526 | 0 | 0 | 0.21052 | 339.61 | 0.10565 | 0 | 0 | 0.2113 | 339.8814 | 0.10624 | 0 | 0 | 0.21248 | 340.0624 | 0.10663 | 0 | 0 | 0.21327 | 340.2433 | 0.10703 | 0 | 0 | 0.21405
2017-03-05 | 301.8482 | 0.89969 |  | 316.9601 | 0.056524 | 0 | 0 | 0.11305 | 325.867 | 0.075843 | 0 | 0 | 0.15169 | 333.1545 | 0.09165 | 0 | 0 | 0.1833 | 333.4244 | 0.092235 | 0 | 0 | 0.18447 | 333.6043 | 0.092626 | 0 | 0 | 0.18525 | 333.8742 | 0.093211 | 0 | 0 | 0.18642 | 334.1441 | 0.093797 | 0 | 0 | 0.18759 | 334.414 | 0.094382 | 0 | 0 | 0.18876 | 334.7739 | 0.095163 | 0 | 0 | 0.19033 | 335.0438 | 0.095748 | 0 | 0 | 0.1915 | 335.2238 | 0.096138 | 0 | 0 | 0.19228 | 335.4937 | 0.096724 | 0 | 0 | 0.19345 | 335.6736 | 0.097114 | 0 | 0 | 0.19423 | 335.9435 | 0.097699 | 0 | 0 | 0.1954 | 336.2134 | 0.098285 | 0 | 0 | 0.19657 | 336.3934 | 0.098675 | 0 | 0 | 0.19735 | 336.6633 | 0.099261 | 0 | 0 | 0.19852 | 336.9332 | 0.099846 | 0 | 0 | 0.19969 | 337.0231 | 0.10004 | 0 | 0 | 0.20008 | 337.293 | 0.10063 | 0 | 0 | 0.20125 | 337.563 | 0.10121 | 0 | 0 | 0.20242 | 337.7429 | 0.1016 | 0 | 0 | 0.2032 | 338.0128 | 0.10219 | 0 | 0 | 0.20438 | 338.1927 | 0.10258 | 0 | 0 | 0.20516 | 338.3727 | 0.10297 | 0 | 0 | 0.20594
2017-03-05 01:00 | 304.9339 | 0.90889 |  | 320.2004 | 0.063553 | 0 | 0 | 0.12711 | 329.1983 | 0.083069 | 0 | 0 | 0.16614 | 336.5603 | 0.099037 | 0 | 0 | 0.19807 | 336.833 | 0.099629 | 0 | 0 | 0.19926 | 337.0148 | 0.10002 | 0 | 0 | 0.20005 | 337.2874 | 0.10061 | 0 | 0 | 0.20123 | 337.5601 | 0.10121 | 0 | 0 | 0.20241 | 337.8328 | 0.1018 | 0 | 0 | 0.20359 | 338.1963 | 0.10259 | 0 | 0 | 0.20517 | 338.469 | 0.10318 | 0 | 0 | 0.20635 | 338.6507 | 0.10357 | 0 | 0 | 0.20714 | 338.9234 | 0.10416 | 0 | 0 | 0.20833 | 339.1052 | 0.10456 | 0 | 0 | 0.20911 | 339.3779 | 0.10515 | 0 | 0 | 0.2103 | 339.6505 | 0.10574 | 0 | 0 | 0.21148 | 339.8323 | 0.10613 | 0 | 0 | 0.21227 | 340.105 | 0.10673 | 0 | 0 | 0.21345 | 340.3776 | 0.10732 | 0 | 0 | 0.21463 | 340.4685 | 0.10751 | 0 | 0 | 0.21503 | 340.7412 | 0.10811 | 0 | 0 | 0.21621 | 341.0138 | 0.1087 | 0 | 0 | 0.21739 | 341.1956 | 0.10909 | 0 | 0 | 0.21818 | 341.4683 | 0.10968 | 0 | 0 | 0.21937 | 341.6501 | 0.11008 | 0 | 0 | 0.22015 | 341.8318 | 0.11047 | 0 | 0 | 0.22094
2017-03-05 02:00 | 305.5302 | 0.91066 |  | 320.8265 | 0.064911 | 0 | 0 | 0.12982 | 329.8421 | 0.084465 | 0 | 0 | 0.16893 | 337.2184 | 0.10046 | 0 | 0 | 0.20093 | 337.4916 | 0.10106 | 0 | 0 | 0.20211 | 337.6738 | 0.10145 | 0 | 0 | 0.2029 | 337.947 | 0.10204 | 0 | 0 | 0.20409 | 338.2201 | 0.10264 | 0 | 0 | 0.20527 | 338.4933 | 0.10323 | 0 | 0 | 0.20646 | 338.8576 | 0.10402 | 0 | 0 | 0.20804 | 339.1308 | 0.10461 | 0 | 0 | 0.20923 | 339.3129 | 0.10501 | 0 | 0 | 0.21002 | 339.5861 | 0.1056 | 0 | 0 | 0.2112 | 339.7683 | 0.106 | 0 | 0 | 0.21199 | 340.0415 | 0.10659 | 0 | 0 | 0.21318 | 340.3147 | 0.10718 | 0 | 0 | 0.21436 | 340.4968 | 0.10758 | 0 | 0 | 0.21515 | 340.77 | 0.10817 | 0 | 0 | 0.21634 | 341.0432 | 0.10876 | 0 | 0 | 0.21752 | 341.1343 | 0.10896 | 0 | 0 | 0.21792 | 341.4075 | 0.10955 | 0 | 0 | 0.2191 | 341.6807 | 0.11014 | 0 | 0 | 0.22029 | 341.8628 | 0.11054 | 0 | 0 | 0.22108 | 342.136 | 0.11113 | 0 | 0 | 0.22226 | 342.3181 | 0.11153 | 0 | 0 | 0.22305 | 342.5003 | 0.11192 | 0 | 0 | 0.22384
2017-03-05 03:00 | 311.6485 | 0.9289 |  | 327.2511 | 0.078846 | 0 | 0 | 0.15769 | 336.4472 | 0.098792 | 0 | 0 | 0.19758 | 343.9713 | 0.11511 | 0 | 0 | 0.23022 | 344.25 | 0.11572 | 0 | 0 | 0.23143 | 344.4357 | 0.11612 | 0 | 0 | 0.23224 | 344.7144 | 0.11672 | 0 | 0 | 0.23345 | 344.9931 | 0.11733 | 0 | 0 | 0.23466 | 345.2718 | 0.11793 | 0 | 0 | 0.23586 | 345.6433 | 0.11874 | 0 | 0 | 0.23748 | 345.922 | 0.11934 | 0 | 0 | 0.23869 | 346.1078 | 0.11975 | 0 | 0 | 0.23949 | 346.3864 | 0.12035 | 0 | 0 | 0.2407 | 346.5722 | 0.12075 | 0 | 0 | 0.24151 | 346.8509 | 0.12136 | 0 | 0 | 0.24271 | 347.1295 | 0.12196 | 0 | 0 | 0.24392 | 347.3153 | 0.12236 | 0 | 0 | 0.24473 | 347.594 | 0.12297 | 0 | 0 | 0.24594 | 347.8727 | 0.12357 | 0 | 0 | 0.24715 | 347.9656 | 0.12378 | 0 | 0 | 0.24755 | 348.2442 | 0.12438 | 0 | 0 | 0.24876 | 348.5229 | 0.12498 | 0 | 0 | 0.24997 | 348.7087 | 0.12539 | 0 | 0 | 0.25077 | 348.9873 | 0.12599 | 0 | 0 | 0.25198 | 349.1731 | 0.12639 | 0 | 0 | 0.25279 | 349.3589 | 0.1268 | 0 | 0 | 0.25359
2017-03-05 04:00 | 314.7392 | 0.93811 |  | 330.4966 | 0.085885 | 0 | 0 | 0.17177 | 339.7839 | 0.10603 | 0 | 0 | 0.21206 | 347.3826 | 0.12251 | 0 | 0 | 0.24502 | 347.664 | 0.12312 | 0 | 0 | 0.24624 | 347.8516 | 0.12353 | 0 | 0 | 0.24706 | 348.1331 | 0.12414 | 0 | 0 | 0.24828 | 348.4145 | 0.12475 | 0 | 0 | 0.2495 | 348.6959 | 0.12536 | 0 | 0 | 0.25072 | 349.0712 | 0.12617 | 0 | 0 | 0.25235 | 349.3526 | 0.12678 | 0 | 0 | 0.25357 | 349.5402 | 0.12719 | 0 | 0 | 0.25438 | 349.8217 | 0.1278 | 0 | 0 | 0.2556 | 350.0093 | 0.12821 | 0 | 0 | 0.25642 | 350.2907 | 0.12882 | 0 | 0 | 0.25764 | 350.5722 | 0.12943 | 0 | 0 | 0.25886 | 350.7598 | 0.12984 | 0 | 0 | 0.25967 | 351.0412 | 0.13045 | 0 | 0 | 0.26089 | 351.3226 | 0.13106 | 0 | 0 | 0.26211 | 351.4165 | 0.13126 | 0 | 0 | 0.26252 | 351.6979 | 0.13187 | 0 | 0 | 0.26374 | 351.9793 | 0.13248 | 0 | 0 | 0.26496 | 352.1669 | 0.13289 | 0 | 0 | 0.26578 | 352.4484 | 0.1335 | 0 | 0 | 0.267 | 352.636 | 0.13391 | 0 | 0 | 0.26781 | 352.8236 | 0.13431 | 0 | 0 | 0.26862
2017-03-05 05:00 | 316.2177 | 0.94252 |  | 332.0491 | 0.089252 | 0 | 0 | 0.1785 | 341.38 | 0.10949 | 0 | 0 | 0.21898 | 349.0144 | 0.12605 | 0 | 0 | 0.2521 | 349.2971 | 0.12666 | 0 | 0 | 0.25333 | 349.4856 | 0.12707 | 0 | 0 | 0.25414 | 349.7684 | 0.12769 | 0 | 0 | 0.25537 | 350.0512 | 0.1283 | 0 | 0 | 0.2566 | 350.3339 | 0.12891 | 0 | 0 | 0.25782 | 350.7109 | 0.12973 | 0 | 0 | 0.25946 | 350.9937 | 0.13034 | 0 | 0 | 0.26069 | 351.1822 | 0.13075 | 0 | 0 | 0.2615 | 351.4649 | 0.13137 | 0 | 0 | 0.26273 | 351.6534 | 0.13177 | 0 | 0 | 0.26355 | 351.9362 | 0.13239 | 0 | 0 | 0.26478 | 352.2189 | 0.133 | 0 | 0 | 0.266 | 352.4075 | 0.13341 | 0 | 0 | 0.26682 | 352.6902 | 0.13402 | 0 | 0 | 0.26805 | 352.973 | 0.13464 | 0 | 0 | 0.26927 | 353.0672 | 0.13484 | 0 | 0 | 0.26968 | 353.35 | 0.13545 | 0 | 0 | 0.27091 | 353.6327 | 0.13607 | 0 | 0 | 0.27213 | 353.8212 | 0.13648 | 0 | 0 | 0.27295 | 354.104 | 0.13709 | 0 | 0 | 0.27418 | 354.2925 | 0.1375 | 0 | 0 | 0.275 | 354.481 | 0.13791 | 0 | 0 | 0.27581
2017-03-05 06:00 | 320.0158 | 0.95384 |  | 336.0373 | 0.097903 | 0 | 0 | 0.19581 | 345.4803 | 0.11838 | 0 | 0 | 0.23677 | 353.2064 | 0.13514 | 0 | 0 | 0.27029 | 353.4925 | 0.13576 | 0 | 0 | 0.27153 | 353.6833 | 0.13618 | 0 | 0 | 0.27235 | 353.9694 | 0.1368 | 0 | 0 | 0.2736 | 354.2556 | 0.13742 | 0 | 0 | 0.27484 | 354.5417 | 0.13804 | 0 | 0 | 0.27608 | 354.9233 | 0.13887 | 0 | 0 | 0.27773 | 355.2094 | 0.13949 | 0 | 0 | 0.27897 | 355.4002 | 0.1399 | 0 | 0 | 0.2798 | 355.6864 | 0.14052 | 0 | 0 | 0.28104 | 355.8771 | 0.14094 | 0 | 0 | 0.28187 | 356.1633 | 0.14156 | 0 | 0 | 0.28311 | 356.4494 | 0.14218 | 0 | 0 | 0.28435 | 356.6402 | 0.14259 | 0 | 0 | 0.28518 | 356.9263 | 0.14321 | 0 | 0 | 0.28642 | 357.2125 | 0.14383 | 0 | 0 | 0.28766 | 357.3079 | 0.14404 | 0 | 0 | 0.28808 | 357.594 | 0.14466 | 0 | 0 | 0.28932 | 357.8802 | 0.14528 | 0 | 0 | 0.29056 | 358.0709 | 0.14569 | 0 | 0 | 0.29139 | 358.3571 | 0.14631 | 0 | 0 | 0.29263 | 358.5479 | 0.14673 | 0 | 0 | 0.29346 | 358.7386 | 0.14714 | 0 | 0 | 0.29428
2017-03-05 07:00 | 321.8367 | 0.95927 |  | 337.9493 | 0.10205 | 0 | 0 | 0.2041 | 347.446 | 0.12265 | 0 | 0 | 0.2453 | 355.2161 | 0.1395 | 0 | 0 | 0.279 | 355.5039 | 0.14013 | 0 | 0 | 0.28025 | 355.6957 | 0.14054 | 0 | 0 | 0.28108 | 355.9835 | 0.14117 | 0 | 0 | 0.28233 | 356.2713 | 0.14179 | 0 | 0 | 0.28358 | 356.5591 | 0.14241 | 0 | 0 | 0.28483 | 356.9428 | 0.14325 | 0 | 0 | 0.28649 | 357.2306 | 0.14387 | 0 | 0 | 0.28774 | 357.4224 | 0.14429 | 0 | 0 | 0.28857 | 357.7102 | 0.14491 | 0 | 0 | 0.28982 | 357.902 | 0.14533 | 0 | 0 | 0.29065 | 358.1898 | 0.14595 | 0 | 0 | 0.2919 | 358.4776 | 0.14658 | 0 | 0 | 0.29315 | 358.6695 | 0.14699 | 0 | 0 | 0.29398 | 358.9572 | 0.14762 | 0 | 0 | 0.29523 | 359.245 | 0.14824 | 0 | 0 | 0.29648 | 359.3409 | 0.14845 | 0 | 0 | 0.2969 | 359.6287 | 0.14907 | 0 | 0 | 0.29815 | 359.9165 | 0.1497 | 0 | 0 | 0.29939 | 360.1084 | 0.15011 | 0 | 0 | 0.30023 | 360.3961 | 0.15074 | 0 | 0 | 0.30147 | 360.588 | 0.15115 | 0 | 0 | 0.30231 | 360.7798 | 0.15157 | 0 | 0 | 0.30314
2017-03-05 08:00 | 311.5036 | 0.92847 |  | 327.099 | 0.078516 | 0 | 0 | 0.15703 | 336.2908 | 0.098453 | 0 | 0 | 0.19691 | 343.8114 | 0.11476 | 0 | 0 | 0.22953 | 344.0899 | 0.11537 | 0 | 0 | 0.23074 | 344.2756 | 0.11577 | 0 | 0 | 0.23154 | 344.5542 | 0.11638 | 0 | 0 | 0.23275 | 344.8327 | 0.11698 | 0 | 0 | 0.23396 | 345.1113 | 0.11758 | 0 | 0 | 0.23517 | 345.4826 | 0.11839 | 0 | 0 | 0.23678 | 345.7612 | 0.11899 | 0 | 0 | 0.23799 | 345.9469 | 0.1194 | 0 | 0 | 0.23879 | 346.2254 | 0.12 | 0 | 0 | 0.24 | 346.4111 | 0.1204 | 0 | 0 | 0.24081 | 346.6896 | 0.12101 | 0 | 0 | 0.24202 | 346.9682 | 0.12161 | 0 | 0 | 0.24322 | 347.1539 | 0.12201 | 0 | 0 | 0.24403 | 347.4324 | 0.12262 | 0 | 0 | 0.24524 | 347.711 | 0.12322 | 0 | 0 | 0.24645 | 347.8038 | 0.12342 | 0 | 0 | 0.24685 | 348.0823 | 0.12403 | 0 | 0 | 0.24806 | 348.3609 | 0.12463 | 0 | 0 | 0.24927 | 348.5466 | 0.12504 | 0 | 0 | 0.25007 | 348.8251 | 0.12564 | 0 | 0 | 0.25128 | 349.0108 | 0.12604 | 0 | 0 | 0.25208 | 349.1965 | 0.12645 | 0 | 0 | 0.25289
2017-03-05 09:00 | 304.0204 | 0.90616 |  | 319.2411 | 0.061472 | 0 | 0 | 0.12294 | 328.2122 | 0.08093 | 0 | 0 | 0.16186 | 335.5521 | 0.09685 | 0 | 0 | 0.1937 | 335.8239 | 0.09744 | 0 | 0 | 0.19488 | 336.0052 | 0.097833 | 0 | 0 | 0.19567 | 336.277 | 0.098423 | 0 | 0 | 0.19685 | 336.5489 | 0.099012 | 0 | 0 | 0.19802 | 336.8207 | 0.099602 | 0 | 0 | 0.1992 | 337.1832 | 0.10039 | 0 | 0 | 0.20078 | 337.455 | 0.10098 | 0 | 0 | 0.20196 | 337.6363 | 0.10137 | 0 | 0 | 0.20274 | 337.9081 | 0.10196 | 0 | 0 | 0.20392 | 338.0893 | 0.10235 | 0 | 0 | 0.20471 | 338.3612 | 0.10294 | 0 | 0 | 0.20589 | 338.633 | 0.10353 | 0 | 0 | 0.20707 | 338.8143 | 0.10393 | 0 | 0 | 0.20785 | 339.0861 | 0.10452 | 0 | 0 | 0.20903 | 339.358 | 0.10511 | 0 | 0 | 0.21021 | 339.4486 | 0.1053 | 0 | 0 | 0.2106 | 339.7204 | 0.10589 | 0 | 0 | 0.21178 | 339.9923 | 0.10648 | 0 | 0 | 0.21296 | 340.1735 | 0.10687 | 0 | 0 | 0.21375 | 340.4454 | 0.10746 | 0 | 0 | 0.21493 | 340.6266 | 0.10786 | 0 | 0 | 0.21571 | 340.8078 | 0.10825 | 0 | 0 | 0.2165
2017-03-05 10:00 | 306.8145 | 0.91449 |  | 322.1751 | 0.067836 | 0 | 0 | 0.13567 | 331.2286 | 0.087473 | 0 | 0 | 0.17495 | 338.6359 | 0.10354 | 0 | 0 | 0.20708 | 338.9103 | 0.10413 | 0 | 0 | 0.20827 | 339.0932 | 0.10453 | 0 | 0 | 0.20906 | 339.3675 | 0.10513 | 0 | 0 | 0.21025 | 339.6419 | 0.10572 | 0 | 0 | 0.21144 | 339.9162 | 0.10632 | 0 | 0 | 0.21263 | 340.282 | 0.10711 | 0 | 0 | 0.21422 | 340.5564 | 0.1077 | 0 | 0 | 0.21541 | 340.7393 | 0.1081 | 0 | 0 | 0.2162 | 341.0136 | 0.1087 | 0 | 0 | 0.21739 | 341.1965 | 0.10909 | 0 | 0 | 0.21819 | 341.4709 | 0.10969 | 0 | 0 | 0.21938 | 341.7452 | 0.11028 | 0 | 0 | 0.22057 | 341.9281 | 0.11068 | 0 | 0 | 0.22136 | 342.2024 | 0.11128 | 0 | 0 | 0.22255 | 342.4768 | 0.11187 | 0 | 0 | 0.22374 | 342.5682 | 0.11207 | 0 | 0 | 0.22414 | 342.8426 | 0.11266 | 0 | 0 | 0.22533 | 343.1169 | 0.11326 | 0 | 0 | 0.22652 | 343.2998 | 0.11366 | 0 | 0 | 0.22731 | 343.5742 | 0.11425 | 0 | 0 | 0.2285 | 343.7571 | 0.11465 | 0 | 0 | 0.22929 | 343.94 | 0.11504 | 0 | 0 | 0.23009
2017-03-05 11:00 | 304.9829 | 0.90903 |  | 320.2517 | 0.063664 | 0 | 0 | 0.12733 | 329.2512 | 0.083184 | 0 | 0 | 0.16637 | 336.6143 | 0.099154 | 0 | 0 | 0.19831 | 336.887 | 0.099746 | 0 | 0 | 0.19949 | 337.0688 | 0.10014 | 0 | 0 | 0.20028 | 337.3415 | 0.10073 | 0 | 0 | 0.20146 | 337.6142 | 0.10132 | 0 | 0 | 0.20265 | 337.887 | 0.10191 | 0 | 0 | 0.20383 | 338.2506 | 0.1027 | 0 | 0 | 0.20541 | 338.5233 | 0.10329 | 0 | 0 | 0.20659 | 338.7051 | 0.10369 | 0 | 0 | 0.20738 | 338.9778 | 0.10428 | 0 | 0 | 0.20856 | 339.1596 | 0.10468 | 0 | 0 | 0.20935 | 339.4323 | 0.10527 | 0 | 0 | 0.21053 | 339.705 | 0.10586 | 0 | 0 | 0.21172 | 339.8868 | 0.10625 | 0 | 0 | 0.2125 | 340.1595 | 0.10684 | 0 | 0 | 0.21369 | 340.4322 | 0.10744 | 0 | 0 | 0.21487 | 340.5231 | 0.10763 | 0 | 0 | 0.21527 | 340.7959 | 0.10822 | 0 | 0 | 0.21645 | 341.0686 | 0.10882 | 0 | 0 | 0.21763 | 341.2504 | 0.10921 | 0 | 0 | 0.21842 | 341.5231 | 0.1098 | 0 | 0 | 0.2196 | 341.7049 | 0.1102 | 0 | 0 | 0.22039 | 341.8867 | 0.11059 | 0 | 0 | 0.22118
2017-03-05 12:00 | 301.3923 | 0.89833 |  | 316.4814 | 0.055486 | 0 | 0 | 0.11097 | 325.3749 | 0.074776 | 0 | 0 | 0.14955 | 332.6513 | 0.090559 | 0 | 0 | 0.18112 | 332.9208 | 0.091143 | 0 | 0 | 0.18229 | 333.1005 | 0.091533 | 0 | 0 | 0.18307 | 333.37 | 0.092117 | 0 | 0 | 0.18423 | 333.6395 | 0.092702 | 0 | 0 | 0.1854 | 333.909 | 0.093287 | 0 | 0 | 0.18657 | 334.2683 | 0.094066 | 0 | 0 | 0.18813 | 334.5378 | 0.09465 | 0 | 0 | 0.1893 | 334.7175 | 0.09504 | 0 | 0 | 0.19008 | 334.987 | 0.095625 | 0 | 0 | 0.19125 | 335.1667 | 0.096014 | 0 | 0 | 0.19203 | 335.4362 | 0.096599 | 0 | 0 | 0.1932 | 335.7057 | 0.097183 | 0 | 0 | 0.19437 | 335.8853 | 0.097573 | 0 | 0 | 0.19515 | 336.1548 | 0.098158 | 0 | 0 | 0.19632 | 336.4243 | 0.098742 | 0 | 0 | 0.19748 | 336.5142 | 0.098937 | 0 | 0 | 0.19787 | 336.7837 | 0.099522 | 0 | 0 | 0.19904 | 337.0532 | 0.10011 | 0 | 0 | 0.20021 | 337.2328 | 0.1005 | 0 | 0 | 0.20099 | 337.5023 | 0.10108 | 0 | 0 | 0.20216 | 337.682 | 0.10147 | 0 | 0 | 0.20294 | 337.8617 | 0.10186 | 0 | 0 | 0.20372
2017-03-05 13:00 | 300.7689 | 0.89647 |  | 315.8268 | 0.054066 | 0 | 0 | 0.10813 | 324.7018 | 0.073316 | 0 | 0 | 0.14663 | 331.9633 | 0.089066 | 0 | 0 | 0.17813 | 332.2322 | 0.08965 | 0 | 0 | 0.1793 | 332.4115 | 0.090038 | 0 | 0 | 0.18008 | 332.6804 | 0.090622 | 0 | 0 | 0.18124 | 332.9494 | 0.091205 | 0 | 0 | 0.18241 | 333.2183 | 0.091788 | 0 | 0 | 0.18358 | 333.5769 | 0.092566 | 0 | 0 | 0.18513 | 333.8458 | 0.09315 | 0 | 0 | 0.1863 | 334.0251 | 0.093538 | 0 | 0 | 0.18708 | 334.2941 | 0.094122 | 0 | 0 | 0.18824 | 334.4734 | 0.094511 | 0 | 0 | 0.18902 | 334.7423 | 0.095094 | 0 | 0 | 0.19019 | 335.0113 | 0.095677 | 0 | 0 | 0.19135 | 335.1906 | 0.096066 | 0 | 0 | 0.19213 | 335.4595 | 0.09665 | 0 | 0 | 0.1933 | 335.7284 | 0.097233 | 0 | 0 | 0.19447 | 335.8181 | 0.097427 | 0 | 0 | 0.19485 | 336.087 | 0.098011 | 0 | 0 | 0.19602 | 336.356 | 0.098594 | 0 | 0 | 0.19719 | 336.5353 | 0.098983 | 0 | 0 | 0.19797 | 336.8042 | 0.099566 | 0 | 0 | 0.19913 | 336.9835 | 0.099955 | 0 | 0 | 0.19991 | 337.1628 | 0.10034 | 0 | 0 | 0.20069
2017-03-05 14:00 | 292.6729 | 0.87234 |  | 307.3255 | 0.035627 | 0 | 0 | 0.071254 | 315.9617 | 0.054359 | 0 | 0 | 0.10872 | 323.0276 | 0.069685 | 0 | 0 | 0.13937 | 323.2893 | 0.070252 | 0 | 0 | 0.1405 | 323.4638 | 0.070631 | 0 | 0 | 0.14126 | 323.7255 | 0.071198 | 0 | 0 | 0.1424 | 323.9872 | 0.071766 | 0 | 0 | 0.14353 | 324.2489 | 0.072334 | 0 | 0 | 0.14467 | 324.5978 | 0.073091 | 0 | 0 | 0.14618 | 324.8595 | 0.073658 | 0 | 0 | 0.14732 | 325.034 | 0.074037 | 0 | 0 | 0.14807 | 325.2957 | 0.074604 | 0 | 0 | 0.14921 | 325.4702 | 0.074983 | 0 | 0 | 0.14997 | 325.7319 | 0.07555 | 0 | 0 | 0.1511 | 325.9936 | 0.076118 | 0 | 0 | 0.15224 | 326.168 | 0.076496 | 0 | 0 | 0.15299 | 326.4297 | 0.077064 | 0 | 0 | 0.15413 | 326.6914 | 0.077632 | 0 | 0 | 0.15526 | 326.7787 | 0.077821 | 0 | 0 | 0.15564 | 327.0404 | 0.078388 | 0 | 0 | 0.15678 | 327.3021 | 0.078956 | 0 | 0 | 0.15791 | 327.4765 | 0.079335 | 0 | 0 | 0.15867 | 327.7382 | 0.079902 | 0 | 0 | 0.1598 | 327.9127 | 0.080281 | 0 | 0 | 0.16056 | 328.0872 | 0.080659 | 0 | 0 | 0.16132
2017-03-05 15:00 | 291.573 | 0.86906 |  | 306.1705 | 0.033122 | 0 | 0 | 0.066243 | 314.7742 | 0.051783 | 0 | 0 | 0.10357 | 321.8136 | 0.067052 | 0 | 0 | 0.1341 | 322.0743 | 0.067617 | 0 | 0 | 0.13523 | 322.2481 | 0.067994 | 0 | 0 | 0.13599 | 322.5088 | 0.06856 | 0 | 0 | 0.13712 | 322.7696 | 0.069125 | 0 | 0 | 0.13825 | 323.0303 | 0.069691 | 0 | 0 | 0.13938 | 323.3779 | 0.070445 | 0 | 0 | 0.14089 | 323.6386 | 0.07101 | 0 | 0 | 0.14202 | 323.8124 | 0.071387 | 0 | 0 | 0.14277 | 324.0731 | 0.071953 | 0 | 0 | 0.14391 | 324.247 | 0.07233 | 0 | 0 | 0.14466 | 324.5077 | 0.072895 | 0 | 0 | 0.14579 | 324.7684 | 0.073461 | 0 | 0 | 0.14692 | 324.9422 | 0.073838 | 0 | 0 | 0.14768 | 325.2029 | 0.074403 | 0 | 0 | 0.14881 | 325.4636 | 0.074969 | 0 | 0 | 0.14994 | 325.5506 | 0.075157 | 0 | 0 | 0.15031 | 325.8113 | 0.075723 | 0 | 0 | 0.15145 | 326.072 | 0.076288 | 0 | 0 | 0.15258 | 326.2458 | 0.076665 | 0 | 0 | 0.15333 | 326.5065 | 0.077231 | 0 | 0 | 0.15446 | 326.6803 | 0.077608 | 0 | 0 | 0.15522 | 326.8541 | 0.077985 | 0 | 0 | 0.15597
2017-03-05 16:00 | 290.1073 | 0.86469 |  | 304.6315 | 0.029784 | 0 | 0 | 0.059567 | 313.1919 | 0.048351 | 0 | 0 | 0.096702 | 320.1959 | 0.063543 | 0 | 0 | 0.12709 | 320.4554 | 0.064106 | 0 | 0 | 0.12821 | 320.6283 | 0.064481 | 0 | 0 | 0.12896 | 320.8877 | 0.065043 | 0 | 0 | 0.13009 | 321.1471 | 0.065606 | 0 | 0 | 0.13121 | 321.4065 | 0.066169 | 0 | 0 | 0.13234 | 321.7524 | 0.066919 | 0 | 0 | 0.13384 | 322.0118 | 0.067481 | 0 | 0 | 0.13496 | 322.1847 | 0.067857 | 0 | 0 | 0.13571 | 322.4441 | 0.068419 | 0 | 0 | 0.13684 | 322.6171 | 0.068794 | 0 | 0 | 0.13759 | 322.8765 | 0.069357 | 0 | 0 | 0.13871 | 323.1359 | 0.06992 | 0 | 0 | 0.13984 | 323.3088 | 0.070295 | 0 | 0 | 0.14059 | 323.5683 | 0.070857 | 0 | 0 | 0.14171 | 323.8277 | 0.07142 | 0 | 0 | 0.14284 | 323.9141 | 0.071608 | 0 | 0 | 0.14322 | 324.1735 | 0.07217 | 0 | 0 | 0.14434 | 324.4329 | 0.072733 | 0 | 0 | 0.14547 | 324.6059 | 0.073108 | 0 | 0 | 0.14622 | 324.8653 | 0.073671 | 0 | 0 | 0.14734 | 325.0382 | 0.074046 | 0 | 0 | 0.14809 | 325.2112 | 0.074421 | 0 | 0 | 0.14884
2017-03-05 17:00 | 298.8641 | 0.89079 |  | 313.8267 | 0.049728 | 0 | 0 | 0.099456 | 322.6455 | 0.068856 | 0 | 0 | 0.13771 | 329.861 | 0.084506 | 0 | 0 | 0.16901 | 330.1282 | 0.085086 | 0 | 0 | 0.17017 | 330.3064 | 0.085472 | 0 | 0 | 0.17094 | 330.5736 | 0.086052 | 0 | 0 | 0.1721 | 330.8408 | 0.086632 | 0 | 0 | 0.17326 | 331.1081 | 0.087211 | 0 | 0 | 0.17442 | 331.4644 | 0.087984 | 0 | 0 | 0.17597 | 331.7316 | 0.088564 | 0 | 0 | 0.17713 | 331.9098 | 0.08895 | 0 | 0 | 0.1779 | 332.177 | 0.08953 | 0 | 0 | 0.17906 | 332.3552 | 0.089916 | 0 | 0 | 0.17983 | 332.6224 | 0.090496 | 0 | 0 | 0.18099 | 332.8897 | 0.091076 | 0 | 0 | 0.18215 | 333.0678 | 0.091462 | 0 | 0 | 0.18292 | 333.3351 | 0.092042 | 0 | 0 | 0.18408 | 333.6023 | 0.092621 | 0 | 0 | 0.18524 | 333.6914 | 0.092815 | 0 | 0 | 0.18563 | 333.9586 | 0.093394 | 0 | 0 | 0.18679 | 334.2259 | 0.093974 | 0 | 0 | 0.18795 | 334.404 | 0.09436 | 0 | 0 | 0.18872 | 334.6713 | 0.09494 | 0 | 0 | 0.18988 | 334.8494 | 0.095326 | 0 | 0 | 0.19065 | 335.0276 | 0.095713 | 0 | 0 | 0.19143
2017-03-05 18:00 | 293.624 | 0.87518 |  | 308.3243 | 0.037793 | 0 | 0 | 0.075586 | 316.9885 | 0.056586 | 0 | 0 | 0.11317 | 324.0774 | 0.071962 | 0 | 0 | 0.14392 | 324.34 | 0.072531 | 0 | 0 | 0.14506 | 324.515 | 0.072911 | 0 | 0 | 0.14582 | 324.7775 | 0.07348 | 0 | 0 | 0.14696 | 325.0401 | 0.07405 | 0 | 0 | 0.1481 | 325.3027 | 0.074619 | 0 | 0 | 0.14924 | 325.6527 | 0.075379 | 0 | 0 | 0.15076 | 325.9153 | 0.075948 | 0 | 0 | 0.1519 | 326.0903 | 0.076328 | 0 | 0 | 0.15266 | 326.3529 | 0.076897 | 0 | 0 | 0.15379 | 326.5279 | 0.077277 | 0 | 0 | 0.15455 | 326.7905 | 0.077846 | 0 | 0 | 0.15569 | 327.053 | 0.078416 | 0 | 0 | 0.15683 | 327.228 | 0.078796 | 0 | 0 | 0.15759 | 327.4906 | 0.079365 | 0 | 0 | 0.15873 | 327.7531 | 0.079934 | 0 | 0 | 0.15987 | 327.8407 | 0.080124 | 0 | 0 | 0.16025 | 328.1032 | 0.080694 | 0 | 0 | 0.16139 | 328.3658 | 0.081263 | 0 | 0 | 0.16253 | 328.5408 | 0.081643 | 0 | 0 | 0.16329 | 328.8034 | 0.082212 | 0 | 0 | 0.16442 | 328.9784 | 0.082592 | 0 | 0 | 0.16518 | 329.1534 | 0.082972 | 0 | 0 | 0.16594
2017-03-05 19:00 | 296.5906 | 0.88402 |  | 311.4393 | 0.04455 | 0 | 0 | 0.0891 | 320.1911 | 0.063532 | 0 | 0 | 0.12706 | 327.3517 | 0.079064 | 0 | 0 | 0.15813 | 327.6169 | 0.079639 | 0 | 0 | 0.15928 | 327.7937 | 0.080022 | 0 | 0 | 0.16004 | 328.0589 | 0.080598 | 0 | 0 | 0.1612 | 328.3241 | 0.081173 | 0 | 0 | 0.16235 | 328.5893 | 0.081748 | 0 | 0 | 0.1635 | 328.9429 | 0.082515 | 0 | 0 | 0.16503 | 329.2081 | 0.08309 | 0 | 0 | 0.16618 | 329.3849 | 0.083474 | 0 | 0 | 0.16695 | 329.6501 | 0.084049 | 0 | 0 | 0.1681 | 329.8269 | 0.084432 | 0 | 0 | 0.16886 | 330.0921 | 0.085008 | 0 | 0 | 0.17002 | 330.3573 | 0.085583 | 0 | 0 | 0.17117 | 330.5341 | 0.085966 | 0 | 0 | 0.17193 | 330.7993 | 0.086542 | 0 | 0 | 0.17308 | 331.0645 | 0.087117 | 0 | 0 | 0.17423 | 331.1529 | 0.087309 | 0 | 0 | 0.17462 | 331.4181 | 0.087884 | 0 | 0 | 0.17577 | 331.6833 | 0.088459 | 0 | 0 | 0.17692 | 331.8602 | 0.088843 | 0 | 0 | 0.17769 | 332.1254 | 0.089418 | 0 | 0 | 0.17884 | 332.3022 | 0.089801 | 0 | 0 | 0.1796 | 332.479 | 0.090185 | 0 | 0 | 0.18037
2017-03-05 20:00 | 282.3702 | 0.84163 |  | 296.507 | 0.012162 | 0 | 0 | 0.024323 | 304.8391 | 0.030234 | 0 | 0 | 0.060468 | 311.6564 | 0.045021 | 0 | 0 | 0.090041 | 311.9088 | 0.045568 | 0 | 0 | 0.091136 | 312.0772 | 0.045933 | 0 | 0 | 0.091867 | 312.3297 | 0.046481 | 0 | 0 | 0.092962 | 312.5821 | 0.047029 | 0 | 0 | 0.094057 | 312.8346 | 0.047576 | 0 | 0 | 0.095152 | 313.1713 | 0.048306 | 0 | 0 | 0.096613 | 313.4238 | 0.048854 | 0 | 0 | 0.097708 | 313.5921 | 0.049219 | 0 | 0 | 0.098438 | 313.8446 | 0.049767 | 0 | 0 | 0.099534 | 314.0129 | 0.050132 | 0 | 0 | 0.10026 | 314.2654 | 0.05068 | 0 | 0 | 0.10136 | 314.5179 | 0.051227 | 0 | 0 | 0.10245 | 314.6862 | 0.051592 | 0 | 0 | 0.10318 | 314.9387 | 0.05214 | 0 | 0 | 0.10428 | 315.1912 | 0.052688 | 0 | 0 | 0.10538 | 315.2754 | 0.05287 | 0 | 0 | 0.10574 | 315.5279 | 0.053418 | 0 | 0 | 0.10684 | 315.7803 | 0.053965 | 0 | 0 | 0.10793 | 315.9487 | 0.054331 | 0 | 0 | 0.10866 | 316.2012 | 0.054878 | 0 | 0 | 0.10976 | 316.3695 | 0.055243 | 0 | 0 | 0.11049 | 316.5378 | 0.055608 | 0 | 0 | 0.11122
2017-03-05 21:00 | 291.4969 | 0.86884 |  | 306.0906 | 0.032948 | 0 | 0 | 0.065897 | 314.692 | 0.051605 | 0 | 0 | 0.10321 | 321.7296 | 0.066869 | 0 | 0 | 0.13374 | 321.9903 | 0.067435 | 0 | 0 | 0.13487 | 322.164 | 0.067812 | 0 | 0 | 0.13562 | 322.4247 | 0.068377 | 0 | 0 | 0.13675 | 322.6853 | 0.068942 | 0 | 0 | 0.13788 | 322.946 | 0.069508 | 0 | 0 | 0.13902 | 323.2935 | 0.070262 | 0 | 0 | 0.14052 | 323.5542 | 0.070827 | 0 | 0 | 0.14165 | 323.7279 | 0.071204 | 0 | 0 | 0.14241 | 323.9886 | 0.071769 | 0 | 0 | 0.14354 | 324.1623 | 0.072146 | 0 | 0 | 0.14429 | 324.423 | 0.072711 | 0 | 0 | 0.14542 | 324.6836 | 0.073277 | 0 | 0 | 0.14655 | 324.8574 | 0.073654 | 0 | 0 | 0.14731 | 325.1181 | 0.074219 | 0 | 0 | 0.14844 | 325.3787 | 0.074784 | 0 | 0 | 0.14957 | 325.4656 | 0.074973 | 0 | 0 | 0.14995 | 325.7263 | 0.075538 | 0 | 0 | 0.15108 | 325.9869 | 0.076103 | 0 | 0 | 0.15221 | 326.1607 | 0.07648 | 0 | 0 | 0.15296 | 326.4213 | 0.077046 | 0 | 0 | 0.15409 | 326.5951 | 0.077423 | 0 | 0 | 0.15485 | 326.7689 | 0.0778 | 0 | 0 | 0.1556
2017-03-05 22:00 | 296.7172 | 0.88439 |  | 311.5722 | 0.044838 | 0 | 0 | 0.089676 | 320.3277 | 0.063829 | 0 | 0 | 0.12766 | 327.4913 | 0.079367 | 0 | 0 | 0.15873 | 327.7567 | 0.079942 | 0 | 0 | 0.15988 | 327.9335 | 0.080326 | 0 | 0 | 0.16065 | 328.1989 | 0.080901 | 0 | 0 | 0.1618 | 328.4642 | 0.081477 | 0 | 0 | 0.16295 | 328.7295 | 0.082052 | 0 | 0 | 0.1641 | 329.0832 | 0.082819 | 0 | 0 | 0.16564 | 329.3486 | 0.083395 | 0 | 0 | 0.16679 | 329.5254 | 0.083779 | 0 | 0 | 0.16756 | 329.7908 | 0.084354 | 0 | 0 | 0.16871 | 329.9676 | 0.084738 | 0 | 0 | 0.16948 | 330.233 | 0.085313 | 0 | 0 | 0.17063 | 330.4983 | 0.085889 | 0 | 0 | 0.17178 | 330.6752 | 0.086272 | 0 | 0 | 0.17254 | 330.9405 | 0.086848 | 0 | 0 | 0.1737 | 331.2058 | 0.087423 | 0 | 0 | 0.17485 | 331.2942 | 0.087615 | 0 | 0 | 0.17523 | 331.5596 | 0.088191 | 0 | 0 | 0.17638 | 331.8249 | 0.088766 | 0 | 0 | 0.17753 | 332.0018 | 0.08915 | 0 | 0 | 0.1783 | 332.2671 | 0.089725 | 0 | 0 | 0.17945 | 332.4439 | 0.090109 | 0 | 0 | 0.18022 | 332.6208 | 0.090492 | 0 | 0 | 0.18098
2017-03-05 23:00 | 296.7874 | 0.8846 |  | 311.6459 | 0.044998 | 0 | 0 | 0.089996 | 320.4035 | 0.063993 | 0 | 0 | 0.12799 | 327.5688 | 0.079535 | 0 | 0 | 0.15907 | 327.8342 | 0.08011 | 0 | 0 | 0.16022 | 328.0111 | 0.080494 | 0 | 0 | 0.16099 | 328.2765 | 0.08107 | 0 | 0 | 0.16214 | 328.5419 | 0.081645 | 0 | 0 | 0.16329 | 328.8072 | 0.082221 | 0 | 0 | 0.16444 | 329.1611 | 0.082988 | 0 | 0 | 0.16598 | 329.4265 | 0.083564 | 0 | 0 | 0.16713 | 329.6034 | 0.083948 | 0 | 0 | 0.1679 | 329.8688 | 0.084523 | 0 | 0 | 0.16905 | 330.0457 | 0.084907 | 0 | 0 | 0.16981 | 330.3111 | 0.085483 | 0 | 0 | 0.17097 | 330.5765 | 0.086058 | 0 | 0 | 0.17212 | 330.7534 | 0.086442 | 0 | 0 | 0.17288 | 331.0188 | 0.087018 | 0 | 0 | 0.17404 | 331.2841 | 0.087593 | 0 | 0 | 0.17519 | 331.3726 | 0.087785 | 0 | 0 | 0.17557 | 331.638 | 0.088361 | 0 | 0 | 0.17672 | 331.9034 | 0.088936 | 0 | 0 | 0.17787 | 332.0803 | 0.08932 | 0 | 0 | 0.17864 | 332.3457 | 0.089896 | 0 | 0 | 0.17979 | 332.5226 | 0.090279 | 0 | 0 | 0.18056 | 332.6995 | 0.090663 | 0 | 0 | 0.18133
2017-03-06 | 299.8671 | 0.89378 |  | 314.8799 | 0.052012 | 0 | 0 | 0.10402 | 323.7283 | 0.071205 | 0 | 0 | 0.14241 | 330.968 | 0.086907 | 0 | 0 | 0.17381 | 331.2361 | 0.087489 | 0 | 0 | 0.17498 | 331.4149 | 0.087877 | 0 | 0 | 0.17575 | 331.683 | 0.088458 | 0 | 0 | 0.17692 | 331.9511 | 0.08904 | 0 | 0 | 0.17808 | 332.2193 | 0.089622 | 0 | 0 | 0.17924 | 332.5768 | 0.090397 | 0 | 0 | 0.18079 | 332.8449 | 0.090979 | 0 | 0 | 0.18196 | 333.0237 | 0.091366 | 0 | 0 | 0.18273 | 333.2918 | 0.091948 | 0 | 0 | 0.1839 | 333.4706 | 0.092336 | 0 | 0 | 0.18467 | 333.7387 | 0.092917 | 0 | 0 | 0.18583 | 334.0068 | 0.093499 | 0 | 0 | 0.187 | 334.1856 | 0.093886 | 0 | 0 | 0.18777 | 334.4537 | 0.094468 | 0 | 0 | 0.18894 | 334.7219 | 0.09505 | 0 | 0 | 0.1901 | 334.8112 | 0.095243 | 0 | 0 | 0.19049 | 335.0794 | 0.095825 | 0 | 0 | 0.19165 | 335.3475 | 0.096407 | 0 | 0 | 0.19281 | 335.5263 | 0.096794 | 0 | 0 | 0.19359 | 335.7944 | 0.097376 | 0 | 0 | 0.19475 | 335.9732 | 0.097764 | 0 | 0 | 0.19553 | 336.1519 | 0.098151 | 0 | 0 | 0.1963
2017-03-06 01:00 | 302.6339 | 0.90203 |  | 317.7852 | 0.058314 | 0 | 0 | 0.11663 | 326.7153 | 0.077683 | 0 | 0 | 0.15537 | 334.0218 | 0.093531 | 0 | 0 | 0.18706 | 334.2924 | 0.094118 | 0 | 0 | 0.18824 | 334.4728 | 0.094509 | 0 | 0 | 0.18902 | 334.7434 | 0.095096 | 0 | 0 | 0.19019 | 335.014 | 0.095683 | 0 | 0 | 0.19137 | 335.2846 | 0.09627 | 0 | 0 | 0.19254 | 335.6454 | 0.097053 | 0 | 0 | 0.19411 | 335.916 | 0.09764 | 0 | 0 | 0.19528 | 336.0964 | 0.098031 | 0 | 0 | 0.19606 | 336.367 | 0.098618 | 0 | 0 | 0.19724 | 336.5474 | 0.099009 | 0 | 0 | 0.19802 | 336.8181 | 0.099596 | 0 | 0 | 0.19919 | 337.0887 | 0.10018 | 0 | 0 | 0.20037 | 337.2691 | 0.10057 | 0 | 0 | 0.20115 | 337.5397 | 0.10116 | 0 | 0 | 0.20232 | 337.8103 | 0.10175 | 0 | 0 | 0.2035 | 337.9005 | 0.10194 | 0 | 0 | 0.20389 | 338.1711 | 0.10253 | 0 | 0 | 0.20506 | 338.4417 | 0.10312 | 0 | 0 | 0.20624 | 338.6221 | 0.10351 | 0 | 0 | 0.20702 | 338.8927 | 0.1041 | 0 | 0 | 0.20819 | 339.0731 | 0.10449 | 0 | 0 | 0.20898 | 339.2535 | 0.10488 | 0 | 0 | 0.20976
2017-03-06 02:00 | 302.472 | 0.90155 |  | 317.6152 | 0.057945 | 0 | 0 | 0.11589 | 326.5405 | 0.077304 | 0 | 0 | 0.15461 | 333.8431 | 0.093144 | 0 | 0 | 0.18629 | 334.1135 | 0.09373 | 0 | 0 | 0.18746 | 334.2938 | 0.094121 | 0 | 0 | 0.18824 | 334.5643 | 0.094708 | 0 | 0 | 0.18942 | 334.8348 | 0.095295 | 0 | 0 | 0.19059 | 335.1052 | 0.095881 | 0 | 0 | 0.19176 | 335.4659 | 0.096663 | 0 | 0 | 0.19333 | 335.7363 | 0.09725 | 0 | 0 | 0.1945 | 335.9166 | 0.097641 | 0 | 0 | 0.19528 | 336.1871 | 0.098228 | 0 | 0 | 0.19646 | 336.3674 | 0.098619 | 0 | 0 | 0.19724 | 336.6379 | 0.099205 | 0 | 0 | 0.19841 | 336.9083 | 0.099792 | 0 | 0 | 0.19958 | 337.0886 | 0.10018 | 0 | 0 | 0.20037 | 337.3591 | 0.10077 | 0 | 0 | 0.20154 | 337.6296 | 0.10136 | 0 | 0 | 0.20271 | 337.7197 | 0.10155 | 0 | 0 | 0.2031 | 337.9902 | 0.10214 | 0 | 0 | 0.20428 | 338.2606 | 0.10273 | 0 | 0 | 0.20545 | 338.441 | 0.10312 | 0 | 0 | 0.20623 | 338.7114 | 0.1037 | 0 | 0 | 0.20741 | 338.8917 | 0.10409 | 0 | 0 | 0.20819 | 339.072 | 0.10449 | 0 | 0 | 0.20897
2017-03-06 03:00 | 306.3749 | 0.91318 |  | 321.7134 | 0.066834 | 0 | 0 | 0.13367 | 330.7539 | 0.086443 | 0 | 0 | 0.17289 | 338.1507 | 0.10249 | 0 | 0 | 0.20497 | 338.4246 | 0.10308 | 0 | 0 | 0.20616 | 338.6073 | 0.10348 | 0 | 0 | 0.20695 | 338.8812 | 0.10407 | 0 | 0 | 0.20814 | 339.1552 | 0.10467 | 0 | 0 | 0.20933 | 339.4291 | 0.10526 | 0 | 0 | 0.21052 | 339.7944 | 0.10605 | 0 | 0 | 0.2121 | 340.0684 | 0.10665 | 0 | 0 | 0.21329 | 340.251 | 0.10704 | 0 | 0 | 0.21408 | 340.5249 | 0.10764 | 0 | 0 | 0.21527 | 340.7076 | 0.10803 | 0 | 0 | 0.21607 | 340.9815 | 0.10863 | 0 | 0 | 0.21725 | 341.2555 | 0.10922 | 0 | 0 | 0.21844 | 341.4381 | 0.10962 | 0 | 0 | 0.21923 | 341.7121 | 0.11021 | 0 | 0 | 0.22042 | 341.986 | 0.11081 | 0 | 0 | 0.22161 | 342.0773 | 0.111 | 0 | 0 | 0.22201 | 342.3513 | 0.1116 | 0 | 0 | 0.2232 | 342.6253 | 0.11219 | 0 | 0 | 0.22438 | 342.8079 | 0.11259 | 0 | 0 | 0.22518 | 343.0818 | 0.11318 | 0 | 0 | 0.22636 | 343.2645 | 0.11358 | 0 | 0 | 0.22716 | 343.4471 | 0.11397 | 0 | 0 | 0.22795
2017-03-06 04:00 | 307.8417 | 0.91755 |  | 323.2537 | 0.070175 | 0 | 0 | 0.14035 | 332.3374 | 0.089878 | 0 | 0 | 0.17976 | 339.7696 | 0.106 | 0 | 0 | 0.212 | 340.0449 | 0.1066 | 0 | 0 | 0.21319 | 340.2284 | 0.10699 | 0 | 0 | 0.21399 | 340.5037 | 0.10759 | 0 | 0 | 0.21518 | 340.7789 | 0.10819 | 0 | 0 | 0.21637 | 341.0542 | 0.10878 | 0 | 0 | 0.21757 | 341.4212 | 0.10958 | 0 | 0 | 0.21916 | 341.6965 | 0.11018 | 0 | 0 | 0.22036 | 341.88 | 0.11058 | 0 | 0 | 0.22115 | 342.1552 | 0.11117 | 0 | 0 | 0.22235 | 342.3388 | 0.11157 | 0 | 0 | 0.22314 | 342.614 | 0.11217 | 0 | 0 | 0.22434 | 342.8893 | 0.11276 | 0 | 0 | 0.22553 | 343.0728 | 0.11316 | 0 | 0 | 0.22633 | 343.3481 | 0.11376 | 0 | 0 | 0.22752 | 343.6233 | 0.11436 | 0 | 0 | 0.22871 | 343.7151 | 0.11456 | 0 | 0 | 0.22911 | 343.9903 | 0.11515 | 0 | 0 | 0.23031 | 344.2656 | 0.11575 | 0 | 0 | 0.2315 | 344.4491 | 0.11615 | 0 | 0 | 0.2323 | 344.7244 | 0.11675 | 0 | 0 | 0.23349 | 344.9079 | 0.11714 | 0 | 0 | 0.23429 | 345.0914 | 0.11754 | 0 | 0 | 0.23508
2017-03-06 05:00 | 310.8451 | 0.9265 |  | 326.4075 | 0.077016 | 0 | 0 | 0.15403 | 335.5799 | 0.096911 | 0 | 0 | 0.19382 | 343.0846 | 0.11319 | 0 | 0 | 0.22638 | 343.3625 | 0.11379 | 0 | 0 | 0.22758 | 343.5478 | 0.11419 | 0 | 0 | 0.22839 | 343.8258 | 0.1148 | 0 | 0 | 0.22959 | 344.1037 | 0.1154 | 0 | 0 | 0.2308 | 344.3817 | 0.116 | 0 | 0 | 0.232 | 344.7523 | 0.11681 | 0 | 0 | 0.23361 | 345.0302 | 0.11741 | 0 | 0 | 0.23482 | 345.2155 | 0.11781 | 0 | 0 | 0.23562 | 345.4935 | 0.11841 | 0 | 0 | 0.23683 | 345.6788 | 0.11882 | 0 | 0 | 0.23763 | 345.9568 | 0.11942 | 0 | 0 | 0.23884 | 346.2347 | 0.12002 | 0 | 0 | 0.24004 | 346.42 | 0.12042 | 0 | 0 | 0.24085 | 346.698 | 0.12103 | 0 | 0 | 0.24205 | 346.9759 | 0.12163 | 0 | 0 | 0.24326 | 347.0686 | 0.12183 | 0 | 0 | 0.24366 | 347.3465 | 0.12243 | 0 | 0 | 0.24486 | 347.6245 | 0.12304 | 0 | 0 | 0.24607 | 347.8098 | 0.12344 | 0 | 0 | 0.24687 | 348.0877 | 0.12404 | 0 | 0 | 0.24808 | 348.273 | 0.12444 | 0 | 0 | 0.24888 | 348.4583 | 0.12484 | 0 | 0 | 0.24969
2017-03-06 06:00 | 304.6179 | 0.90794 |  | 319.8685 | 0.062833 | 0 | 0 | 0.12567 | 328.8572 | 0.082329 | 0 | 0 | 0.16466 | 336.2115 | 0.098281 | 0 | 0 | 0.19656 | 336.4839 | 0.098871 | 0 | 0 | 0.19774 | 336.6655 | 0.099265 | 0 | 0 | 0.19853 | 336.9379 | 0.099856 | 0 | 0 | 0.19971 | 337.2103 | 0.10045 | 0 | 0 | 0.20089 | 337.4826 | 0.10104 | 0 | 0 | 0.20208 | 337.8458 | 0.10183 | 0 | 0 | 0.20365 | 338.1182 | 0.10242 | 0 | 0 | 0.20483 | 338.2998 | 0.10281 | 0 | 0 | 0.20562 | 338.5722 | 0.1034 | 0 | 0 | 0.2068 | 338.7538 | 0.10379 | 0 | 0 | 0.20759 | 339.0262 | 0.10439 | 0 | 0 | 0.20877 | 339.2985 | 0.10498 | 0 | 0 | 0.20995 | 339.4801 | 0.10537 | 0 | 0 | 0.21074 | 339.7525 | 0.10596 | 0 | 0 | 0.21192 | 340.0249 | 0.10655 | 0 | 0 | 0.2131 | 340.1157 | 0.10675 | 0 | 0 | 0.2135 | 340.3881 | 0.10734 | 0 | 0 | 0.21468 | 340.6604 | 0.10793 | 0 | 0 | 0.21586 | 340.842 | 0.10832 | 0 | 0 | 0.21665 | 341.1144 | 0.10892 | 0 | 0 | 0.21783 | 341.296 | 0.10931 | 0 | 0 | 0.21862 | 341.4776 | 0.1097 | 0 | 0 | 0.21941
2017-03-06 07:00 | 307.9131 | 0.91777 |  | 323.3287 | 0.070338 | 0 | 0 | 0.14068 | 332.4146 | 0.090045 | 0 | 0 | 0.18009 | 339.8485 | 0.10617 | 0 | 0 | 0.21234 | 340.1238 | 0.10677 | 0 | 0 | 0.21353 | 340.3073 | 0.10716 | 0 | 0 | 0.21433 | 340.5827 | 0.10776 | 0 | 0 | 0.21552 | 340.858 | 0.10836 | 0 | 0 | 0.21672 | 341.1333 | 0.10896 | 0 | 0 | 0.21791 | 341.5004 | 0.10975 | 0 | 0 | 0.2195 | 341.7758 | 0.11035 | 0 | 0 | 0.2207 | 341.9593 | 0.11075 | 0 | 0 | 0.2215 | 342.2346 | 0.11134 | 0 | 0 | 0.22269 | 342.4182 | 0.11174 | 0 | 0 | 0.22349 | 342.6935 | 0.11234 | 0 | 0 | 0.22468 | 342.9689 | 0.11294 | 0 | 0 | 0.22587 | 343.1524 | 0.11334 | 0 | 0 | 0.22667 | 343.4277 | 0.11393 | 0 | 0 | 0.22787 | 343.7031 | 0.11453 | 0 | 0 | 0.22906 | 343.7948 | 0.11473 | 0 | 0 | 0.22946 | 344.0702 | 0.11533 | 0 | 0 | 0.23065 | 344.3455 | 0.11592 | 0 | 0 | 0.23185 | 344.5291 | 0.11632 | 0 | 0 | 0.23264 | 344.8044 | 0.11692 | 0 | 0 | 0.23384 | 344.9879 | 0.11732 | 0 | 0 | 0.23463 | 345.1715 | 0.11771 | 0 | 0 | 0.23543
2017-03-06 08:00 | 298.6444 | 0.89014 |  | 313.5959 | 0.049227 | 0 | 0 | 0.098455 | 322.4083 | 0.068341 | 0 | 0 | 0.13668 | 329.6184 | 0.08398 | 0 | 0 | 0.16796 | 329.8855 | 0.084559 | 0 | 0 | 0.16912 | 330.0635 | 0.084946 | 0 | 0 | 0.16989 | 330.3305 | 0.085525 | 0 | 0 | 0.17105 | 330.5976 | 0.086104 | 0 | 0 | 0.17221 | 330.8646 | 0.086683 | 0 | 0 | 0.17337 | 331.2207 | 0.087456 | 0 | 0 | 0.17491 | 331.4877 | 0.088035 | 0 | 0 | 0.17607 | 331.6657 | 0.088421 | 0 | 0 | 0.17684 | 331.9328 | 0.089 | 0 | 0 | 0.178 | 332.1108 | 0.089386 | 0 | 0 | 0.17877 | 332.3778 | 0.089965 | 0 | 0 | 0.17993 | 332.6449 | 0.090545 | 0 | 0 | 0.18109 | 332.8229 | 0.090931 | 0 | 0 | 0.18186 | 333.09 | 0.09151 | 0 | 0 | 0.18302 | 333.357 | 0.092089 | 0 | 0 | 0.18418 | 333.446 | 0.092282 | 0 | 0 | 0.18456 | 333.7131 | 0.092862 | 0 | 0 | 0.18572 | 333.9801 | 0.093441 | 0 | 0 | 0.18688 | 334.1581 | 0.093827 | 0 | 0 | 0.18765 | 334.4252 | 0.094406 | 0 | 0 | 0.18881 | 334.6032 | 0.094792 | 0 | 0 | 0.18958 | 334.7812 | 0.095178 | 0 | 0 | 0.19036
2017-03-06 09:00 | 302.4181 | 0.90139 |  | 317.5586 | 0.057823 | 0 | 0 | 0.11565 | 326.4823 | 0.077178 | 0 | 0 | 0.15436 | 333.7836 | 0.093014 | 0 | 0 | 0.18603 | 334.054 | 0.093601 | 0 | 0 | 0.1872 | 334.2343 | 0.093992 | 0 | 0 | 0.18798 | 334.5047 | 0.094579 | 0 | 0 | 0.18916 | 334.7751 | 0.095165 | 0 | 0 | 0.19033 | 335.0455 | 0.095752 | 0 | 0 | 0.1915 | 335.4061 | 0.096534 | 0 | 0 | 0.19307 | 335.6765 | 0.09712 | 0 | 0 | 0.19424 | 335.8568 | 0.097511 | 0 | 0 | 0.19502 | 336.1272 | 0.098098 | 0 | 0 | 0.1962 | 336.3075 | 0.098489 | 0 | 0 | 0.19698 | 336.5779 | 0.099075 | 0 | 0 | 0.19815 | 336.8483 | 0.099662 | 0 | 0 | 0.19932 | 337.0286 | 0.10005 | 0 | 0 | 0.20011 | 337.299 | 0.10064 | 0 | 0 | 0.20128 | 337.5694 | 0.10123 | 0 | 0 | 0.20245 | 337.6595 | 0.10142 | 0 | 0 | 0.20284 | 337.93 | 0.10201 | 0 | 0 | 0.20402 | 338.2004 | 0.10259 | 0 | 0 | 0.20519 | 338.3806 | 0.10299 | 0 | 0 | 0.20597 | 338.6511 | 0.10357 | 0 | 0 | 0.20714 | 338.8313 | 0.10396 | 0 | 0 | 0.20793 | 339.0116 | 0.10435 | 0 | 0 | 0.20871
2017-03-06 10:00 | 296.0163 | 0.88231 |  | 310.8362 | 0.043242 | 0 | 0 | 0.086483 | 319.5711 | 0.062188 | 0 | 0 | 0.12438 | 326.7177 | 0.077689 | 0 | 0 | 0.15538 | 326.9824 | 0.078263 | 0 | 0 | 0.15653 | 327.1589 | 0.078646 | 0 | 0 | 0.15729 | 327.4236 | 0.07922 | 0 | 0 | 0.15844 | 327.6883 | 0.079794 | 0 | 0 | 0.15959 | 327.953 | 0.080368 | 0 | 0 | 0.16074 | 328.3059 | 0.081133 | 0 | 0 | 0.16227 | 328.5706 | 0.081708 | 0 | 0 | 0.16342 | 328.747 | 0.08209 | 0 | 0 | 0.16418 | 329.0117 | 0.082664 | 0 | 0 | 0.16533 | 329.1882 | 0.083047 | 0 | 0 | 0.16609 | 329.4529 | 0.083621 | 0 | 0 | 0.16724 | 329.7176 | 0.084195 | 0 | 0 | 0.16839 | 329.894 | 0.084578 | 0 | 0 | 0.16916 | 330.1587 | 0.085152 | 0 | 0 | 0.1703 | 330.4234 | 0.085726 | 0 | 0 | 0.17145 | 330.5117 | 0.085918 | 0 | 0 | 0.17184 | 330.7764 | 0.086492 | 0 | 0 | 0.17298 | 331.041 | 0.087066 | 0 | 0 | 0.17413 | 331.2175 | 0.087449 | 0 | 0 | 0.1749 | 331.4822 | 0.088023 | 0 | 0 | 0.17605 | 331.6587 | 0.088406 | 0 | 0 | 0.17681 | 331.8351 | 0.088788 | 0 | 0 | 0.17758
2017-03-06 11:00 | 286.8854 | 0.85509 |  | 301.2482 | 0.022445 | 0 | 0 | 0.044891 | 309.7136 | 0.040807 | 0 | 0 | 0.081613 | 316.6398 | 0.05583 | 0 | 0 | 0.11166 | 316.8964 | 0.056386 | 0 | 0 | 0.11277 | 317.0674 | 0.056757 | 0 | 0 | 0.11351 | 317.3239 | 0.057313 | 0 | 0 | 0.11463 | 317.5804 | 0.05787 | 0 | 0 | 0.11574 | 317.837 | 0.058426 | 0 | 0 | 0.11685 | 318.179 | 0.059168 | 0 | 0 | 0.11834 | 318.4355 | 0.059725 | 0 | 0 | 0.11945 | 318.6066 | 0.060096 | 0 | 0 | 0.12019 | 318.8631 | 0.060652 | 0 | 0 | 0.1213 | 319.0341 | 0.061023 | 0 | 0 | 0.12205 | 319.2906 | 0.061579 | 0 | 0 | 0.12316 | 319.5472 | 0.062136 | 0 | 0 | 0.12427 | 319.7182 | 0.062507 | 0 | 0 | 0.12501 | 319.9747 | 0.063063 | 0 | 0 | 0.12613 | 320.2312 | 0.063619 | 0 | 0 | 0.12724 | 320.3167 | 0.063805 | 0 | 0 | 0.12761 | 320.5733 | 0.064361 | 0 | 0 | 0.12872 | 320.8298 | 0.064918 | 0 | 0 | 0.12984 | 321.0008 | 0.065289 | 0 | 0 | 0.13058 | 321.2573 | 0.065845 | 0 | 0 | 0.13169 | 321.4284 | 0.066216 | 0 | 0 | 0.13243 | 321.5994 | 0.066587 | 0 | 0 | 0.13317
2017-03-06 12:00 | 280.508 | 0.83608 |  | 294.5515 | 0.0079202 | 0 | 0 | 0.01584 | 302.8287 | 0.025873 | 0 | 0 | 0.051747 | 309.601 | 0.040562 | 0 | 0 | 0.081125 | 309.8518 | 0.041107 | 0 | 0 | 0.082213 | 310.019 | 0.041469 | 0 | 0 | 0.082938 | 310.2699 | 0.042013 | 0 | 0 | 0.084027 | 310.5207 | 0.042557 | 0 | 0 | 0.085115 | 310.7715 | 0.043101 | 0 | 0 | 0.086203 | 311.106 | 0.043827 | 0 | 0 | 0.087653 | 311.3568 | 0.044371 | 0 | 0 | 0.088742 | 311.524 | 0.044733 | 0 | 0 | 0.089467 | 311.7748 | 0.045277 | 0 | 0 | 0.090555 | 311.942 | 0.04564 | 0 | 0 | 0.09128 | 312.1929 | 0.046184 | 0 | 0 | 0.092368 | 312.4437 | 0.046728 | 0 | 0 | 0.093457 | 312.6109 | 0.047091 | 0 | 0 | 0.094182 | 312.8617 | 0.047635 | 0 | 0 | 0.09527 | 313.1126 | 0.048179 | 0 | 0 | 0.096358 | 313.1962 | 0.04836 | 0 | 0 | 0.096721 | 313.447 | 0.048904 | 0 | 0 | 0.097809 | 313.6978 | 0.049448 | 0 | 0 | 0.098897 | 313.865 | 0.049811 | 0 | 0 | 0.099622 | 314.1158 | 0.050355 | 0 | 0 | 0.10071 | 314.2831 | 0.050718 | 0 | 0 | 0.10144 | 314.4503 | 0.051081 | 0 | 0 | 0.10216
2017-03-06 13:00 | 289.9596 | 0.86425 |  | 304.4763 | 0.029447 | 0 | 0 | 0.058894 | 313.0324 | 0.048005 | 0 | 0 | 0.09601 | 320.0329 | 0.063189 | 0 | 0 | 0.12638 | 320.2921 | 0.063752 | 0 | 0 | 0.1275 | 320.465 | 0.064126 | 0 | 0 | 0.12825 | 320.7243 | 0.064689 | 0 | 0 | 0.12938 | 320.9835 | 0.065251 | 0 | 0 | 0.1305 | 321.2428 | 0.065814 | 0 | 0 | 0.13163 | 321.5885 | 0.066563 | 0 | 0 | 0.13313 | 321.8478 | 0.067126 | 0 | 0 | 0.13425 | 322.0206 | 0.067501 | 0 | 0 | 0.135 | 322.2799 | 0.068063 | 0 | 0 | 0.13613 | 322.4528 | 0.068438 | 0 | 0 | 0.13688 | 322.712 | 0.069 | 0 | 0 | 0.138 | 322.9713 | 0.069563 | 0 | 0 | 0.13913 | 323.1442 | 0.069938 | 0 | 0 | 0.13988 | 323.4034 | 0.0705 | 0 | 0 | 0.141 | 323.6627 | 0.071062 | 0 | 0 | 0.14212 | 323.7492 | 0.07125 | 0 | 0 | 0.1425 | 324.0084 | 0.071812 | 0 | 0 | 0.14362 | 324.2677 | 0.072375 | 0 | 0 | 0.14475 | 324.4406 | 0.072749 | 0 | 0 | 0.1455 | 324.6998 | 0.073312 | 0 | 0 | 0.14662 | 324.8727 | 0.073687 | 0 | 0 | 0.14737 | 325.0455 | 0.074062 | 0 | 0 | 0.14812
2017-03-06 14:00 | 276.9907 | 0.8256 |  | 290.8581 | 0 | 0 | 0 | 0 | 299.0316 | 0.017637 | 0 | 0 | 0.035275 | 305.7189 | 0.032142 | 0 | 0 | 0.064284 | 305.9666 | 0.032679 | 0 | 0 | 0.065359 | 306.1317 | 0.033038 | 0 | 0 | 0.066075 | 306.3794 | 0.033575 | 0 | 0 | 0.06715 | 306.6271 | 0.034112 | 0 | 0 | 0.068224 | 306.8747 | 0.034649 | 0 | 0 | 0.069298 | 307.205 | 0.035365 | 0 | 0 | 0.070731 | 307.4527 | 0.035903 | 0 | 0 | 0.071805 | 307.6178 | 0.036261 | 0 | 0 | 0.072522 | 307.8655 | 0.036798 | 0 | 0 | 0.073596 | 308.0306 | 0.037156 | 0 | 0 | 0.074312 | 308.2783 | 0.037693 | 0 | 0 | 0.075387 | 308.5259 | 0.038231 | 0 | 0 | 0.076461 | 308.691 | 0.038589 | 0 | 0 | 0.077178 | 308.9387 | 0.039126 | 0 | 0 | 0.078252 | 309.1864 | 0.039663 | 0 | 0 | 0.079326 | 309.269 | 0.039842 | 0 | 0 | 0.079685 | 309.5166 | 0.04038 | 0 | 0 | 0.080759 | 309.7643 | 0.040917 | 0 | 0 | 0.081833 | 309.9294 | 0.041275 | 0 | 0 | 0.08255 | 310.1771 | 0.041812 | 0 | 0 | 0.083624 | 310.3422 | 0.04217 | 0 | 0 | 0.08434 | 310.5074 | 0.042528 | 0 | 0 | 0.085057
2017-03-06 15:00 | 269.3697 | 0.80288 |  | 282.8557 | 0 | 0 | 0 | 0 | 290.8042 | 0 | 0 | 0 | 0 | 297.3076 | 0.013898 | 0 | 0 | 0.027796 | 297.5484 | 0.01442 | 0 | 0 | 0.028841 | 297.709 | 0.014769 | 0 | 0 | 0.029537 | 297.9499 | 0.015291 | 0 | 0 | 0.030582 | 298.1907 | 0.015814 | 0 | 0 | 0.031627 | 298.4316 | 0.016336 | 0 | 0 | 0.032672 | 298.7527 | 0.017033 | 0 | 0 | 0.034065 | 298.9936 | 0.017555 | 0 | 0 | 0.03511 | 299.1542 | 0.017903 | 0 | 0 | 0.035807 | 299.395 | 0.018426 | 0 | 0 | 0.036852 | 299.5556 | 0.018774 | 0 | 0 | 0.037548 | 299.7965 | 0.019296 | 0 | 0 | 0.038593 | 300.0374 | 0.019819 | 0 | 0 | 0.039638 | 300.1979 | 0.020167 | 0 | 0 | 0.040334 | 300.4388 | 0.02069 | 0 | 0 | 0.041379 | 300.6797 | 0.021212 | 0 | 0 | 0.042424 | 300.7599 | 0.021386 | 0 | 0 | 0.042772 | 301.0008 | 0.021909 | 0 | 0 | 0.043817 | 301.2417 | 0.022431 | 0 | 0 | 0.044862 | 301.4023 | 0.022779 | 0 | 0 | 0.045559 | 301.6431 | 0.023302 | 0 | 0 | 0.046604 | 301.8037 | 0.02365 | 0 | 0 | 0.0473 | 301.9643 | 0.023998 | 0 | 0 | 0.047997
2017-03-06 16:00 | 274.5724 | 0.81839 |  | 288.3188 | 0 | 0 | 0 | 0 | 296.4209 | 0.011975 | 0 | 0 | 0.02395 | 303.0498 | 0.026353 | 0 | 0 | 0.052706 | 303.2954 | 0.026886 | 0 | 0 | 0.053771 | 303.459 | 0.027241 | 0 | 0 | 0.054481 | 303.7046 | 0.027773 | 0 | 0 | 0.055546 | 303.9501 | 0.028306 | 0 | 0 | 0.056611 | 304.1956 | 0.028838 | 0 | 0 | 0.057676 | 304.5229 | 0.029548 | 0 | 0 | 0.059096 | 304.7685 | 0.030081 | 0 | 0 | 0.060161 | 304.9321 | 0.030436 | 0 | 0 | 0.060871 | 305.1777 | 0.030968 | 0 | 0 | 0.061936 | 305.3413 | 0.031323 | 0 | 0 | 0.062647 | 305.5869 | 0.031856 | 0 | 0 | 0.063712 | 305.8324 | 0.032388 | 0 | 0 | 0.064777 | 305.996 | 0.032743 | 0 | 0 | 0.065487 | 306.2416 | 0.033276 | 0 | 0 | 0.066552 | 306.4871 | 0.033808 | 0 | 0 | 0.067617 | 306.5689 | 0.033986 | 0 | 0 | 0.067972 | 306.8144 | 0.034518 | 0 | 0 | 0.069037 | 307.06 | 0.035051 | 0 | 0 | 0.070102 | 307.2236 | 0.035406 | 0 | 0 | 0.070812 | 307.4692 | 0.035938 | 0 | 0 | 0.071877 | 307.6328 | 0.036294 | 0 | 0 | 0.072587 | 307.7965 | 0.036649 | 0 | 0 | 0.073297
2017-03-06 17:00 | 271.7147 | 0.80987 |  | 285.318 | 0 | 0 | 0 | 0 | 293.3357 | 0.0052831 | 0 | 0 | 0.010566 | 299.8957 | 0.019512 | 0 | 0 | 0.039023 | 300.1386 | 0.020039 | 0 | 0 | 0.040077 | 300.3006 | 0.02039 | 0 | 0 | 0.04078 | 300.5436 | 0.020917 | 0 | 0 | 0.041834 | 300.7865 | 0.021444 | 0 | 0 | 0.042888 | 301.0295 | 0.021971 | 0 | 0 | 0.043942 | 301.3535 | 0.022674 | 0 | 0 | 0.045347 | 301.5964 | 0.023201 | 0 | 0 | 0.046401 | 301.7584 | 0.023552 | 0 | 0 | 0.047104 | 302.0013 | 0.024079 | 0 | 0 | 0.048158 | 302.1633 | 0.02443 | 0 | 0 | 0.04886 | 302.4063 | 0.024957 | 0 | 0 | 0.049914 | 302.6492 | 0.025484 | 0 | 0 | 0.050968 | 302.8112 | 0.025835 | 0 | 0 | 0.051671 | 303.0542 | 0.026362 | 0 | 0 | 0.052725 | 303.2971 | 0.026889 | 0 | 0 | 0.053779 | 303.3781 | 0.027065 | 0 | 0 | 0.05413 | 303.6211 | 0.027592 | 0 | 0 | 0.055184 | 303.8641 | 0.028119 | 0 | 0 | 0.056238 | 304.026 | 0.02847 | 0 | 0 | 0.056941 | 304.269 | 0.028997 | 0 | 0 | 0.057995 | 304.431 | 0.029349 | 0 | 0 | 0.058697 | 304.5929 | 0.0297 | 0 | 0 | 0.0594
2017-03-06 18:00 | 276.3513 | 0.82369 |  | 290.1867 | 0 | 0 | 0 | 0 | 298.3413 | 0.01614 | 0 | 0 | 0.03228 | 305.0132 | 0.030612 | 0 | 0 | 0.061223 | 305.2603 | 0.031148 | 0 | 0 | 0.062295 | 305.425 | 0.031505 | 0 | 0 | 0.06301 | 305.6722 | 0.032041 | 0 | 0 | 0.064082 | 305.9193 | 0.032577 | 0 | 0 | 0.065154 | 306.1664 | 0.033113 | 0 | 0 | 0.066226 | 306.4958 | 0.033827 | 0 | 0 | 0.067655 | 306.743 | 0.034363 | 0 | 0 | 0.068727 | 306.9077 | 0.034721 | 0 | 0 | 0.069441 | 307.1548 | 0.035257 | 0 | 0 | 0.070513 | 307.3195 | 0.035614 | 0 | 0 | 0.071228 | 307.5666 | 0.03615 | 0 | 0 | 0.0723 | 307.8138 | 0.036686 | 0 | 0 | 0.073372 | 307.9785 | 0.037043 | 0 | 0 | 0.074087 | 308.2256 | 0.037579 | 0 | 0 | 0.075158 | 308.4727 | 0.038115 | 0 | 0 | 0.07623 | 308.5551 | 0.038294 | 0 | 0 | 0.076588 | 308.8022 | 0.03883 | 0 | 0 | 0.07766 | 309.0493 | 0.039366 | 0 | 0 | 0.078732 | 309.214 | 0.039723 | 0 | 0 | 0.079446 | 309.4611 | 0.040259 | 0 | 0 | 0.080518 | 309.6259 | 0.040616 | 0 | 0 | 0.081233 | 309.7906 | 0.040974 | 0 | 0 | 0.081947
2017-03-06 19:00 | 287.3216 | 0.85639 |  | 301.7062 | 0.023439 | 0 | 0 | 0.046877 | 310.1845 | 0.041828 | 0 | 0 | 0.083656 | 317.1213 | 0.056874 | 0 | 0 | 0.11375 | 317.3782 | 0.057431 | 0 | 0 | 0.11486 | 317.5494 | 0.057803 | 0 | 0 | 0.11561 | 317.8064 | 0.05836 | 0 | 0 | 0.11672 | 318.0633 | 0.058917 | 0 | 0 | 0.11783 | 318.3202 | 0.059474 | 0 | 0 | 0.11895 | 318.6628 | 0.060217 | 0 | 0 | 0.12043 | 318.9197 | 0.060775 | 0 | 0 | 0.12155 | 319.0909 | 0.061146 | 0 | 0 | 0.12229 | 319.3479 | 0.061703 | 0 | 0 | 0.12341 | 319.5191 | 0.062075 | 0 | 0 | 0.12415 | 319.7761 | 0.062632 | 0 | 0 | 0.12526 | 320.033 | 0.063189 | 0 | 0 | 0.12638 | 320.2043 | 0.063561 | 0 | 0 | 0.12712 | 320.4612 | 0.064118 | 0 | 0 | 0.12824 | 320.7181 | 0.064675 | 0 | 0 | 0.12935 | 320.8037 | 0.064861 | 0 | 0 | 0.12972 | 321.0606 | 0.065418 | 0 | 0 | 0.13084 | 321.3176 | 0.065976 | 0 | 0 | 0.13195 | 321.4888 | 0.066347 | 0 | 0 | 0.13269 | 321.7458 | 0.066904 | 0 | 0 | 0.13381 | 321.917 | 0.067276 | 0 | 0 | 0.13455 | 322.0883 | 0.067647 | 0 | 0 | 0.13529
2017-03-06 20:00 | 279.994 | 0.83455 |  | 294.0118 | 0.0067495 | 0 | 0 | 0.013499 | 302.2739 | 0.02467 | 0 | 0 | 0.04934 | 309.0337 | 0.039332 | 0 | 0 | 0.078664 | 309.2841 | 0.039875 | 0 | 0 | 0.07975 | 309.451 | 0.040237 | 0 | 0 | 0.080474 | 309.7013 | 0.04078 | 0 | 0 | 0.08156 | 309.9517 | 0.041323 | 0 | 0 | 0.082646 | 310.2021 | 0.041866 | 0 | 0 | 0.083732 | 310.5359 | 0.04259 | 0 | 0 | 0.08518 | 310.7863 | 0.043133 | 0 | 0 | 0.086267 | 310.9532 | 0.043495 | 0 | 0 | 0.086991 | 311.2035 | 0.044038 | 0 | 0 | 0.088077 | 311.3704 | 0.0444 | 0 | 0 | 0.088801 | 311.6208 | 0.044943 | 0 | 0 | 0.089887 | 311.8712 | 0.045486 | 0 | 0 | 0.090973 | 312.0381 | 0.045848 | 0 | 0 | 0.091697 | 312.2884 | 0.046392 | 0 | 0 | 0.092783 | 312.5388 | 0.046935 | 0 | 0 | 0.093869 | 312.6223 | 0.047116 | 0 | 0 | 0.094231 | 312.8726 | 0.047659 | 0 | 0 | 0.095317 | 313.123 | 0.048202 | 0 | 0 | 0.096403 | 313.2899 | 0.048564 | 0 | 0 | 0.097127 | 313.5403 | 0.049107 | 0 | 0 | 0.098213 | 313.7072 | 0.049469 | 0 | 0 | 0.098938 | 313.8741 | 0.049831 | 0 | 0 | 0.099662
2017-03-06 21:00 | 291.3732 | 0.86847 |  | 305.9607 | 0.032667 | 0 | 0 | 0.065333 | 314.5585 | 0.051315 | 0 | 0 | 0.10263 | 321.5931 | 0.066573 | 0 | 0 | 0.13315 | 321.8537 | 0.067138 | 0 | 0 | 0.13428 | 322.0274 | 0.067515 | 0 | 0 | 0.13503 | 322.2879 | 0.06808 | 0 | 0 | 0.13616 | 322.5484 | 0.068645 | 0 | 0 | 0.13729 | 322.809 | 0.069211 | 0 | 0 | 0.13842 | 323.1564 | 0.069964 | 0 | 0 | 0.13993 | 323.4169 | 0.070529 | 0 | 0 | 0.14106 | 323.5906 | 0.070906 | 0 | 0 | 0.14181 | 323.8511 | 0.071471 | 0 | 0 | 0.14294 | 324.0248 | 0.071848 | 0 | 0 | 0.1437 | 324.2854 | 0.072413 | 0 | 0 | 0.14483 | 324.5459 | 0.072978 | 0 | 0 | 0.14596 | 324.7196 | 0.073355 | 0 | 0 | 0.14671 | 324.9801 | 0.07392 | 0 | 0 | 0.14784 | 325.2407 | 0.074485 | 0 | 0 | 0.14897 | 325.3275 | 0.074673 | 0 | 0 | 0.14935 | 325.5881 | 0.075238 | 0 | 0 | 0.15048 | 325.8486 | 0.075804 | 0 | 0 | 0.15161 | 326.0223 | 0.07618 | 0 | 0 | 0.15236 | 326.2828 | 0.076745 | 0 | 0 | 0.15349 | 326.4565 | 0.077122 | 0 | 0 | 0.15424 | 326.6302 | 0.077499 | 0 | 0 | 0.155
2017-03-06 22:00 | 292.0129 | 0.87037 |  | 306.6325 | 0.034124 | 0 | 0 | 0.068248 | 315.2492 | 0.052813 | 0 | 0 | 0.10563 | 322.2992 | 0.068105 | 0 | 0 | 0.13621 | 322.5603 | 0.068671 | 0 | 0 | 0.13734 | 322.7344 | 0.069049 | 0 | 0 | 0.1381 | 322.9955 | 0.069615 | 0 | 0 | 0.13923 | 323.2566 | 0.070182 | 0 | 0 | 0.14036 | 323.5177 | 0.070748 | 0 | 0 | 0.1415 | 323.8659 | 0.071503 | 0 | 0 | 0.14301 | 324.127 | 0.072069 | 0 | 0 | 0.14414 | 324.3011 | 0.072447 | 0 | 0 | 0.14489 | 324.5622 | 0.073013 | 0 | 0 | 0.14603 | 324.7363 | 0.073391 | 0 | 0 | 0.14678 | 324.9974 | 0.073957 | 0 | 0 | 0.14791 | 325.2585 | 0.074524 | 0 | 0 | 0.14905 | 325.4326 | 0.074901 | 0 | 0 | 0.1498 | 325.6937 | 0.075467 | 0 | 0 | 0.15093 | 325.9548 | 0.076034 | 0 | 0 | 0.15207 | 326.0418 | 0.076223 | 0 | 0 | 0.15245 | 326.3029 | 0.076789 | 0 | 0 | 0.15358 | 326.564 | 0.077355 | 0 | 0 | 0.15471 | 326.7381 | 0.077733 | 0 | 0 | 0.15547 | 326.9992 | 0.078299 | 0 | 0 | 0.1566 | 327.1733 | 0.078677 | 0 | 0 | 0.15735 | 327.3474 | 0.079054 | 0 | 0 | 0.15811
2017-03-06 23:00 | 289.8867 | 0.86404 |  | 304.3998 | 0.029281 | 0 | 0 | 0.058562 | 312.9538 | 0.047835 | 0 | 0 | 0.095669 | 319.9525 | 0.063015 | 0 | 0 | 0.12603 | 320.2117 | 0.063577 | 0 | 0 | 0.12715 | 320.3845 | 0.063952 | 0 | 0 | 0.1279 | 320.6437 | 0.064514 | 0 | 0 | 0.12903 | 320.9029 | 0.065076 | 0 | 0 | 0.13015 | 321.1621 | 0.065639 | 0 | 0 | 0.13128 | 321.5077 | 0.066388 | 0 | 0 | 0.13278 | 321.7669 | 0.06695 | 0 | 0 | 0.1339 | 321.9397 | 0.067325 | 0 | 0 | 0.13465 | 322.199 | 0.067887 | 0 | 0 | 0.13577 | 322.3718 | 0.068262 | 0 | 0 | 0.13652 | 322.631 | 0.068824 | 0 | 0 | 0.13765 | 322.8902 | 0.069387 | 0 | 0 | 0.13877 | 323.063 | 0.069762 | 0 | 0 | 0.13952 | 323.3222 | 0.070324 | 0 | 0 | 0.14065 | 323.5814 | 0.070886 | 0 | 0 | 0.14177 | 323.6678 | 0.071073 | 0 | 0 | 0.14215 | 323.927 | 0.071636 | 0 | 0 | 0.14327 | 324.1862 | 0.072198 | 0 | 0 | 0.1444 | 324.359 | 0.072573 | 0 | 0 | 0.14515 | 324.6183 | 0.073135 | 0 | 0 | 0.14627 | 324.7911 | 0.07351 | 0 | 0 | 0.14702 | 324.9639 | 0.073885 | 0 | 0 | 0.14777
2017-03-07 | 290.5226 | 0.86593 |  | 305.0675 | 0.030729 | 0 | 0 | 0.061459 | 313.6403 | 0.049324 | 0 | 0 | 0.098647 | 320.6543 | 0.064537 | 0 | 0 | 0.12907 | 320.9141 | 0.065101 | 0 | 0 | 0.1302 | 321.0873 | 0.065476 | 0 | 0 | 0.13095 | 321.347 | 0.06604 | 0 | 0 | 0.13208 | 321.6068 | 0.066603 | 0 | 0 | 0.13321 | 321.8666 | 0.067167 | 0 | 0 | 0.13433 | 322.213 | 0.067918 | 0 | 0 | 0.13584 | 322.4728 | 0.068481 | 0 | 0 | 0.13696 | 322.6459 | 0.068857 | 0 | 0 | 0.13771 | 322.9057 | 0.06942 | 0 | 0 | 0.13884 | 323.0789 | 0.069796 | 0 | 0 | 0.13959 | 323.3387 | 0.07036 | 0 | 0 | 0.14072 | 323.5985 | 0.070923 | 0 | 0 | 0.14185 | 323.7717 | 0.071299 | 0 | 0 | 0.1426 | 324.0314 | 0.071862 | 0 | 0 | 0.14372 | 324.2912 | 0.072426 | 0 | 0 | 0.14485 | 324.3778 | 0.072613 | 0 | 0 | 0.14523 | 324.6376 | 0.073177 | 0 | 0 | 0.14635 | 324.8974 | 0.07374 | 0 | 0 | 0.14748 | 325.0705 | 0.074116 | 0 | 0 | 0.14823 | 325.3303 | 0.074679 | 0 | 0 | 0.14936 | 325.5035 | 0.075055 | 0 | 0 | 0.15011 | 325.6767 | 0.075431 | 0 | 0 | 0.15086
2017-03-07 01:00 | 289.9613 | 0.86426 |  | 304.4782 | 0.029451 | 0 | 0 | 0.058902 | 313.0343 | 0.048009 | 0 | 0 | 0.096019 | 320.0348 | 0.063193 | 0 | 0 | 0.12639 | 320.2941 | 0.063756 | 0 | 0 | 0.12751 | 320.4669 | 0.064131 | 0 | 0 | 0.12826 | 320.7262 | 0.064693 | 0 | 0 | 0.12939 | 320.9855 | 0.065255 | 0 | 0 | 0.13051 | 321.2448 | 0.065818 | 0 | 0 | 0.13164 | 321.5905 | 0.066568 | 0 | 0 | 0.13314 | 321.8497 | 0.06713 | 0 | 0 | 0.13426 | 322.0226 | 0.067505 | 0 | 0 | 0.13501 | 322.2819 | 0.068067 | 0 | 0 | 0.13613 | 322.4547 | 0.068442 | 0 | 0 | 0.13688 | 322.714 | 0.069005 | 0 | 0 | 0.13801 | 322.9733 | 0.069567 | 0 | 0 | 0.13913 | 323.1461 | 0.069942 | 0 | 0 | 0.13988 | 323.4054 | 0.070504 | 0 | 0 | 0.14101 | 323.6647 | 0.071067 | 0 | 0 | 0.14213 | 323.7511 | 0.071254 | 0 | 0 | 0.14251 | 324.0104 | 0.071816 | 0 | 0 | 0.14363 | 324.2697 | 0.072379 | 0 | 0 | 0.14476 | 324.4425 | 0.072754 | 0 | 0 | 0.14551 | 324.7018 | 0.073316 | 0 | 0 | 0.14663 | 324.8746 | 0.073691 | 0 | 0 | 0.14738 | 325.0475 | 0.074066 | 0 | 0 | 0.14813
2017-03-07 02:00 | 295.1629 | 0.87976 |  | 309.9401 | 0.041298 | 0 | 0 | 0.082596 | 318.6498 | 0.060189 | 0 | 0 | 0.12038 | 325.7759 | 0.075646 | 0 | 0 | 0.15129 | 326.0398 | 0.076218 | 0 | 0 | 0.15244 | 326.2157 | 0.0766 | 0 | 0 | 0.1532 | 326.4797 | 0.077172 | 0 | 0 | 0.15434 | 326.7436 | 0.077745 | 0 | 0 | 0.15549 | 327.0075 | 0.078317 | 0 | 0 | 0.15663 | 327.3594 | 0.07908 | 0 | 0 | 0.15816 | 327.6234 | 0.079653 | 0 | 0 | 0.15931 | 327.7993 | 0.080035 | 0 | 0 | 0.16007 | 328.0632 | 0.080607 | 0 | 0 | 0.16121 | 328.2392 | 0.080989 | 0 | 0 | 0.16198 | 328.5031 | 0.081561 | 0 | 0 | 0.16312 | 328.767 | 0.082134 | 0 | 0 | 0.16427 | 328.943 | 0.082515 | 0 | 0 | 0.16503 | 329.2069 | 0.083088 | 0 | 0 | 0.16618 | 329.4709 | 0.08366 | 0 | 0 | 0.16732 | 329.5588 | 0.083851 | 0 | 0 | 0.1677 | 329.8228 | 0.084423 | 0 | 0 | 0.16885 | 330.0867 | 0.084996 | 0 | 0 | 0.16999 | 330.2626 | 0.085378 | 0 | 0 | 0.17076 | 330.5266 | 0.08595 | 0 | 0 | 0.1719 | 330.7025 | 0.086332 | 0 | 0 | 0.17266 | 330.8785 | 0.086713 | 0 | 0 | 0.17343
2017-03-07 03:00 | 290.3435 | 0.8654 |  | 304.8795 | 0.030322 | 0 | 0 | 0.060643 | 313.4469 | 0.048904 | 0 | 0 | 0.097809 | 320.4567 | 0.064108 | 0 | 0 | 0.12822 | 320.7163 | 0.064672 | 0 | 0 | 0.12934 | 320.8894 | 0.065047 | 0 | 0 | 0.13009 | 321.149 | 0.06561 | 0 | 0 | 0.13122 | 321.4086 | 0.066173 | 0 | 0 | 0.13235 | 321.6682 | 0.066736 | 0 | 0 | 0.13347 | 322.0144 | 0.067487 | 0 | 0 | 0.13497 | 322.274 | 0.06805 | 0 | 0 | 0.1361 | 322.4471 | 0.068426 | 0 | 0 | 0.13685 | 322.7067 | 0.068989 | 0 | 0 | 0.13798 | 322.8798 | 0.069364 | 0 | 0 | 0.13873 | 323.1394 | 0.069927 | 0 | 0 | 0.13985 | 323.399 | 0.07049 | 0 | 0 | 0.14098 | 323.5721 | 0.070866 | 0 | 0 | 0.14173 | 323.8317 | 0.071429 | 0 | 0 | 0.14286 | 324.0913 | 0.071992 | 0 | 0 | 0.14398 | 324.1779 | 0.07218 | 0 | 0 | 0.14436 | 324.4375 | 0.072743 | 0 | 0 | 0.14549 | 324.6971 | 0.073306 | 0 | 0 | 0.14661 | 324.8702 | 0.073681 | 0 | 0 | 0.14736 | 325.1298 | 0.074244 | 0 | 0 | 0.14849 | 325.3029 | 0.07462 | 0 | 0 | 0.14924 | 325.476 | 0.074995 | 0 | 0 | 0.14999
2017-03-07 04:00 | 294.5774 | 0.87802 |  | 309.3253 | 0.039965 | 0 | 0 | 0.079929 | 318.0177 | 0.058818 | 0 | 0 | 0.11764 | 325.1296 | 0.074244 | 0 | 0 | 0.14849 | 325.393 | 0.074815 | 0 | 0 | 0.14963 | 325.5686 | 0.075196 | 0 | 0 | 0.15039 | 325.832 | 0.075768 | 0 | 0 | 0.15154 | 326.0954 | 0.076339 | 0 | 0 | 0.15268 | 326.3588 | 0.07691 | 0 | 0 | 0.15382 | 326.7101 | 0.077672 | 0 | 0 | 0.15534 | 326.9735 | 0.078243 | 0 | 0 | 0.15649 | 327.1491 | 0.078624 | 0 | 0 | 0.15725 | 327.4125 | 0.079196 | 0 | 0 | 0.15839 | 327.5881 | 0.079576 | 0 | 0 | 0.15915 | 327.8515 | 0.080148 | 0 | 0 | 0.1603 | 328.1149 | 0.080719 | 0 | 0 | 0.16144 | 328.2905 | 0.0811 | 0 | 0 | 0.1622 | 328.5539 | 0.081671 | 0 | 0 | 0.16334 | 328.8173 | 0.082243 | 0 | 0 | 0.16449 | 328.9051 | 0.082433 | 0 | 0 | 0.16487 | 329.1685 | 0.083004 | 0 | 0 | 0.16601 | 329.4319 | 0.083576 | 0 | 0 | 0.16715 | 329.6075 | 0.083957 | 0 | 0 | 0.16791 | 329.8709 | 0.084528 | 0 | 0 | 0.16906 | 330.0465 | 0.084909 | 0 | 0 | 0.16982 | 330.2221 | 0.08529 | 0 | 0 | 0.17058
2017-03-07 05:00 | 294.1123 | 0.87663 |  | 308.8369 | 0.038905 | 0 | 0 | 0.07781 | 317.5156 | 0.057729 | 0 | 0 | 0.11546 | 324.6163 | 0.073131 | 0 | 0 | 0.14626 | 324.8793 | 0.073701 | 0 | 0 | 0.1474 | 325.0546 | 0.074081 | 0 | 0 | 0.14816 | 325.3176 | 0.074652 | 0 | 0 | 0.1493 | 325.5806 | 0.075222 | 0 | 0 | 0.15044 | 325.8436 | 0.075793 | 0 | 0 | 0.15159 | 326.1942 | 0.076553 | 0 | 0 | 0.15311 | 326.4572 | 0.077124 | 0 | 0 | 0.15425 | 326.6325 | 0.077504 | 0 | 0 | 0.15501 | 326.8955 | 0.078074 | 0 | 0 | 0.15615 | 327.0709 | 0.078455 | 0 | 0 | 0.15691 | 327.3338 | 0.079025 | 0 | 0 | 0.15805 | 327.5968 | 0.079595 | 0 | 0 | 0.15919 | 327.7722 | 0.079976 | 0 | 0 | 0.15995 | 328.0351 | 0.080546 | 0 | 0 | 0.16109 | 328.2981 | 0.081117 | 0 | 0 | 0.16223 | 328.3858 | 0.081307 | 0 | 0 | 0.16261 | 328.6488 | 0.081877 | 0 | 0 | 0.16375 | 328.9118 | 0.082448 | 0 | 0 | 0.1649 | 329.0871 | 0.082828 | 0 | 0 | 0.16566 | 329.3501 | 0.083398 | 0 | 0 | 0.1668 | 329.5254 | 0.083779 | 0 | 0 | 0.16756 | 329.7007 | 0.084159 | 0 | 0 | 0.16832
2017-03-07 06:00 | 303.2487 | 0.90386 |  | 318.4308 | 0.059714 | 0 | 0 | 0.11943 | 327.379 | 0.079123 | 0 | 0 | 0.15825 | 334.7003 | 0.095003 | 0 | 0 | 0.19001 | 334.9715 | 0.095591 | 0 | 0 | 0.19118 | 335.1522 | 0.095983 | 0 | 0 | 0.19197 | 335.4234 | 0.096571 | 0 | 0 | 0.19314 | 335.6945 | 0.097159 | 0 | 0 | 0.19432 | 335.9657 | 0.097748 | 0 | 0 | 0.1955 | 336.3273 | 0.098532 | 0 | 0 | 0.19706 | 336.5984 | 0.09912 | 0 | 0 | 0.19824 | 336.7792 | 0.099512 | 0 | 0 | 0.19902 | 337.0503 | 0.1001 | 0 | 0 | 0.2002 | 337.2311 | 0.10049 | 0 | 0 | 0.20098 | 337.5023 | 0.10108 | 0 | 0 | 0.20216 | 337.7734 | 0.10167 | 0 | 0 | 0.20334 | 337.9542 | 0.10206 | 0 | 0 | 0.20412 | 338.2254 | 0.10265 | 0 | 0 | 0.2053 | 338.4965 | 0.10324 | 0 | 0 | 0.20647 | 338.5869 | 0.10343 | 0 | 0 | 0.20687 | 338.8581 | 0.10402 | 0 | 0 | 0.20804 | 339.1292 | 0.10461 | 0 | 0 | 0.20922 | 339.31 | 0.105 | 0 | 0 | 0.21 | 339.5812 | 0.10559 | 0 | 0 | 0.21118 | 339.7619 | 0.10598 | 0 | 0 | 0.21196 | 339.9427 | 0.10637 | 0 | 0 | 0.21275
2017-03-07 07:00 | 298.9496 | 0.89105 |  | 313.9164 | 0.049923 | 0 | 0 | 0.099845 | 322.7378 | 0.069056 | 0 | 0 | 0.13811 | 329.9553 | 0.084711 | 0 | 0 | 0.16942 | 330.2226 | 0.085291 | 0 | 0 | 0.17058 | 330.4008 | 0.085677 | 0 | 0 | 0.17135 | 330.6681 | 0.086257 | 0 | 0 | 0.17251 | 330.9354 | 0.086837 | 0 | 0 | 0.17367 | 331.2028 | 0.087417 | 0 | 0 | 0.17483 | 331.5592 | 0.08819 | 0 | 0 | 0.17638 | 331.8265 | 0.08877 | 0 | 0 | 0.17754 | 332.0047 | 0.089156 | 0 | 0 | 0.17831 | 332.272 | 0.089736 | 0 | 0 | 0.17947 | 332.4502 | 0.090122 | 0 | 0 | 0.18024 | 332.7175 | 0.090702 | 0 | 0 | 0.1814 | 332.9849 | 0.091282 | 0 | 0 | 0.18256 | 333.1631 | 0.091669 | 0 | 0 | 0.18334 | 333.4304 | 0.092248 | 0 | 0 | 0.1845 | 333.6977 | 0.092828 | 0 | 0 | 0.18566 | 333.7868 | 0.093021 | 0 | 0 | 0.18604 | 334.0541 | 0.093601 | 0 | 0 | 0.1872 | 334.3214 | 0.094181 | 0 | 0 | 0.18836 | 334.4996 | 0.094568 | 0 | 0 | 0.18914 | 334.767 | 0.095147 | 0 | 0 | 0.19029 | 334.9452 | 0.095534 | 0 | 0 | 0.19107 | 335.1234 | 0.09592 | 0 | 0 | 0.19184
2017-03-07 08:00 | 288.9992 | 0.86139 |  | 303.4678 | 0.02726 | 0 | 0 | 0.054519 | 311.9956 | 0.045756 | 0 | 0 | 0.091513 | 318.9729 | 0.06089 | 0 | 0 | 0.12178 | 319.2313 | 0.061451 | 0 | 0 | 0.1229 | 319.4036 | 0.061824 | 0 | 0 | 0.12365 | 319.662 | 0.062385 | 0 | 0 | 0.12477 | 319.9204 | 0.062945 | 0 | 0 | 0.12589 | 320.1788 | 0.063506 | 0 | 0 | 0.12701 | 320.5234 | 0.064253 | 0 | 0 | 0.12851 | 320.7818 | 0.064814 | 0 | 0 | 0.12963 | 320.9541 | 0.065187 | 0 | 0 | 0.13037 | 321.2125 | 0.065748 | 0 | 0 | 0.1315 | 321.3848 | 0.066121 | 0 | 0 | 0.13224 | 321.6432 | 0.066682 | 0 | 0 | 0.13336 | 321.9016 | 0.067242 | 0 | 0 | 0.13448 | 322.0739 | 0.067616 | 0 | 0 | 0.13523 | 322.3323 | 0.068177 | 0 | 0 | 0.13635 | 322.5907 | 0.068737 | 0 | 0 | 0.13747 | 322.6769 | 0.068924 | 0 | 0 | 0.13785 | 322.9353 | 0.069485 | 0 | 0 | 0.13897 | 323.1937 | 0.070045 | 0 | 0 | 0.14009 | 323.366 | 0.070419 | 0 | 0 | 0.14084 | 323.6244 | 0.070979 | 0 | 0 | 0.14196 | 323.7967 | 0.071353 | 0 | 0 | 0.14271 | 323.9689 | 0.071727 | 0 | 0 | 0.14345
2017-03-07 09:00 | 295.6758 | 0.88129 |  | 310.4788 | 0.042466 | 0 | 0 | 0.084933 | 319.2035 | 0.06139 | 0 | 0 | 0.12278 | 326.342 | 0.076874 | 0 | 0 | 0.15375 | 326.6064 | 0.077447 | 0 | 0 | 0.15489 | 326.7826 | 0.077829 | 0 | 0 | 0.15566 | 327.047 | 0.078403 | 0 | 0 | 0.15681 | 327.3114 | 0.078976 | 0 | 0 | 0.15795 | 327.5758 | 0.07955 | 0 | 0 | 0.1591 | 327.9283 | 0.080314 | 0 | 0 | 0.16063 | 328.1927 | 0.080888 | 0 | 0 | 0.16178 | 328.369 | 0.08127 | 0 | 0 | 0.16254 | 328.6333 | 0.081844 | 0 | 0 | 0.16369 | 328.8096 | 0.082226 | 0 | 0 | 0.16445 | 329.074 | 0.082799 | 0 | 0 | 0.1656 | 329.3384 | 0.083373 | 0 | 0 | 0.16675 | 329.5146 | 0.083755 | 0 | 0 | 0.16751 | 329.779 | 0.084329 | 0 | 0 | 0.16866 | 330.0434 | 0.084902 | 0 | 0 | 0.1698 | 330.1315 | 0.085093 | 0 | 0 | 0.17019 | 330.3959 | 0.085667 | 0 | 0 | 0.17133 | 330.6603 | 0.08624 | 0 | 0 | 0.17248 | 330.8366 | 0.086622 | 0 | 0 | 0.17324 | 331.101 | 0.087196 | 0 | 0 | 0.17439 | 331.2772 | 0.087578 | 0 | 0 | 0.17516 | 331.4535 | 0.08796 | 0 | 0 | 0.17592
2017-03-07 10:00 | 288.7225 | 0.86057 |  | 303.1774 | 0.02663 | 0 | 0 | 0.053259 | 311.697 | 0.045109 | 0 | 0 | 0.090217 | 318.6675 | 0.060228 | 0 | 0 | 0.12046 | 318.9257 | 0.060788 | 0 | 0 | 0.12158 | 319.0978 | 0.061161 | 0 | 0 | 0.12232 | 319.356 | 0.061721 | 0 | 0 | 0.12344 | 319.6142 | 0.062281 | 0 | 0 | 0.12456 | 319.8723 | 0.062841 | 0 | 0 | 0.12568 | 320.2166 | 0.063588 | 0 | 0 | 0.12718 | 320.4747 | 0.064148 | 0 | 0 | 0.1283 | 320.6468 | 0.064521 | 0 | 0 | 0.12904 | 320.905 | 0.065081 | 0 | 0 | 0.13016 | 321.0771 | 0.065454 | 0 | 0 | 0.13091 | 321.3353 | 0.066014 | 0 | 0 | 0.13203 | 321.5935 | 0.066574 | 0 | 0 | 0.13315 | 321.7656 | 0.066947 | 0 | 0 | 0.13389 | 322.0237 | 0.067507 | 0 | 0 | 0.13501 | 322.2819 | 0.068067 | 0 | 0 | 0.13613 | 322.368 | 0.068254 | 0 | 0 | 0.13651 | 322.6261 | 0.068814 | 0 | 0 | 0.13763 | 322.8843 | 0.069374 | 0 | 0 | 0.13875 | 323.0564 | 0.069747 | 0 | 0 | 0.13949 | 323.3146 | 0.070307 | 0 | 0 | 0.14061 | 323.4867 | 0.070681 | 0 | 0 | 0.14136 | 323.6588 | 0.071054 | 0 | 0 | 0.14211
2017-03-07 11:00 | 283.1094 | 0.84384 |  | 297.2832 | 0.013845 | 0 | 0 | 0.02769 | 305.6372 | 0.031965 | 0 | 0 | 0.06393 | 312.4722 | 0.04679 | 0 | 0 | 0.09358 | 312.7254 | 0.047339 | 0 | 0 | 0.094678 | 312.8941 | 0.047705 | 0 | 0 | 0.095411 | 313.1473 | 0.048254 | 0 | 0 | 0.096509 | 313.4004 | 0.048803 | 0 | 0 | 0.097607 | 313.6536 | 0.049353 | 0 | 0 | 0.098705 | 313.9911 | 0.050085 | 0 | 0 | 0.10017 | 314.2443 | 0.050634 | 0 | 0 | 0.10127 | 314.413 | 0.051 | 0 | 0 | 0.102 | 314.6662 | 0.051549 | 0 | 0 | 0.1031 | 314.835 | 0.051915 | 0 | 0 | 0.10383 | 315.0881 | 0.052464 | 0 | 0 | 0.10493 | 315.3413 | 0.053013 | 0 | 0 | 0.10603 | 315.51 | 0.053379 | 0 | 0 | 0.10676 | 315.7632 | 0.053928 | 0 | 0 | 0.10786 | 316.0163 | 0.054477 | 0 | 0 | 0.10895 | 316.1007 | 0.05466 | 0 | 0 | 0.10932 | 316.3539 | 0.055209 | 0 | 0 | 0.11042 | 316.607 | 0.055759 | 0 | 0 | 0.11152 | 316.7758 | 0.056125 | 0 | 0 | 0.11225 | 317.0289 | 0.056674 | 0 | 0 | 0.11335 | 317.1977 | 0.05704 | 0 | 0 | 0.11408 | 317.3665 | 0.057406 | 0 | 0 | 0.11481
2017-03-07 12:00 | 275.9417 | 0.82247 |  | 289.7566 | 0 | 0 | 0 | 0 | 297.8991 | 0.015181 | 0 | 0 | 0.030362 | 304.5611 | 0.029631 | 0 | 0 | 0.059262 | 304.8078 | 0.030166 | 0 | 0 | 0.060332 | 304.9723 | 0.030523 | 0 | 0 | 0.061046 | 305.2191 | 0.031058 | 0 | 0 | 0.062116 | 305.4658 | 0.031593 | 0 | 0 | 0.063187 | 305.7126 | 0.032128 | 0 | 0 | 0.064257 | 306.0415 | 0.032842 | 0 | 0 | 0.065684 | 306.2883 | 0.033377 | 0 | 0 | 0.066754 | 306.4528 | 0.033734 | 0 | 0 | 0.067468 | 306.6995 | 0.034269 | 0 | 0 | 0.068538 | 306.864 | 0.034626 | 0 | 0 | 0.069252 | 307.1108 | 0.035161 | 0 | 0 | 0.070322 | 307.3575 | 0.035696 | 0 | 0 | 0.071393 | 307.522 | 0.036053 | 0 | 0 | 0.072106 | 307.7687 | 0.036588 | 0 | 0 | 0.073177 | 308.0155 | 0.037123 | 0 | 0 | 0.074247 | 308.0977 | 0.037302 | 0 | 0 | 0.074604 | 308.3445 | 0.037837 | 0 | 0 | 0.075674 | 308.5912 | 0.038372 | 0 | 0 | 0.076744 | 308.7557 | 0.038729 | 0 | 0 | 0.077458 | 309.0024 | 0.039264 | 0 | 0 | 0.078528 | 309.1669 | 0.039621 | 0 | 0 | 0.079242 | 309.3314 | 0.039978 | 0 | 0 | 0.079956
2017-03-07 13:00 | 273.0326 | 0.8138 |  | 286.7019 | 0 | 0 | 0 | 0 | 294.7585 | 0.0083691 | 0 | 0 | 0.016738 | 301.3503 | 0.022667 | 0 | 0 | 0.045333 | 301.5944 | 0.023196 | 0 | 0 | 0.046392 | 301.7572 | 0.023549 | 0 | 0 | 0.047098 | 302.0013 | 0.024079 | 0 | 0 | 0.048158 | 302.2455 | 0.024608 | 0 | 0 | 0.049217 | 302.4896 | 0.025138 | 0 | 0 | 0.050276 | 302.8151 | 0.025844 | 0 | 0 | 0.051688 | 303.0593 | 0.026373 | 0 | 0 | 0.052747 | 303.222 | 0.026726 | 0 | 0 | 0.053453 | 303.4662 | 0.027256 | 0 | 0 | 0.054512 | 303.6289 | 0.027609 | 0 | 0 | 0.055218 | 303.8731 | 0.028139 | 0 | 0 | 0.056277 | 304.1172 | 0.028668 | 0 | 0 | 0.057336 | 304.28 | 0.029021 | 0 | 0 | 0.058042 | 304.5241 | 0.029551 | 0 | 0 | 0.059101 | 304.7682 | 0.03008 | 0 | 0 | 0.06016 | 304.8496 | 0.030257 | 0 | 0 | 0.060513 | 305.0938 | 0.030786 | 0 | 0 | 0.061573 | 305.3379 | 0.031316 | 0 | 0 | 0.062632 | 305.5007 | 0.031669 | 0 | 0 | 0.063338 | 305.7448 | 0.032198 | 0 | 0 | 0.064397 | 305.9076 | 0.032551 | 0 | 0 | 0.065103 | 306.0703 | 0.032904 | 0 | 0 | 0.065809
2017-03-07 14:00 | 265.9154 | 0.79259 |  | 279.2284 | 0 | 0 | 0 | 0 | 287.075 | 0 | 0 | 0 | 0 | 293.495 | 0.0056285 | 0 | 0 | 0.011257 | 293.7327 | 0.0061442 | 0 | 0 | 0.012288 | 293.8913 | 0.006488 | 0 | 0 | 0.012976 | 294.129 | 0.0070038 | 0 | 0 | 0.014008 | 294.3668 | 0.0075195 | 0 | 0 | 0.015039 | 294.6046 | 0.0080353 | 0 | 0 | 0.016071 | 294.9216 | 0.0087229 | 0 | 0 | 0.017446 | 295.1594 | 0.0092386 | 0 | 0 | 0.018477 | 295.3179 | 0.0095825 | 0 | 0 | 0.019165 | 295.5557 | 0.010098 | 0 | 0 | 0.020196 | 295.7142 | 0.010442 | 0 | 0 | 0.020884 | 295.952 | 0.010958 | 0 | 0 | 0.021916 | 296.1898 | 0.011474 | 0 | 0 | 0.022947 | 296.3483 | 0.011817 | 0 | 0 | 0.023635 | 296.5861 | 0.012333 | 0 | 0 | 0.024666 | 296.8238 | 0.012849 | 0 | 0 | 0.025698 | 296.9031 | 0.013021 | 0 | 0 | 0.026041 | 297.1409 | 0.013536 | 0 | 0 | 0.027073 | 297.3786 | 0.014052 | 0 | 0 | 0.028104 | 297.5372 | 0.014396 | 0 | 0 | 0.028792 | 297.7749 | 0.014912 | 0 | 0 | 0.029823 | 297.9335 | 0.015256 | 0 | 0 | 0.030511 | 298.092 | 0.015599 | 0 | 0 | 0.031199
2017-03-07 15:00 | 268.6368 | 0.8007 |  | 282.0861 | 0 | 0 | 0 | 0 | 290.013 | 0 | 0 | 0 | 0 | 296.4986 | 0.012143 | 0 | 0 | 0.024287 | 296.7389 | 0.012664 | 0 | 0 | 0.025329 | 296.899 | 0.013012 | 0 | 0 | 0.026024 | 297.1392 | 0.013533 | 0 | 0 | 0.027066 | 297.3794 | 0.014054 | 0 | 0 | 0.028108 | 297.6196 | 0.014575 | 0 | 0 | 0.02915 | 297.9399 | 0.01527 | 0 | 0 | 0.030539 | 298.1801 | 0.015791 | 0 | 0 | 0.031581 | 298.3403 | 0.016138 | 0 | 0 | 0.032276 | 298.5805 | 0.016659 | 0 | 0 | 0.033318 | 298.7406 | 0.017006 | 0 | 0 | 0.034013 | 298.9808 | 0.017527 | 0 | 0 | 0.035055 | 299.221 | 0.018048 | 0 | 0 | 0.036097 | 299.3812 | 0.018396 | 0 | 0 | 0.036791 | 299.6214 | 0.018917 | 0 | 0 | 0.037833 | 299.8616 | 0.019438 | 0 | 0 | 0.038875 | 299.9417 | 0.019611 | 0 | 0 | 0.039223 | 300.1819 | 0.020132 | 0 | 0 | 0.040265 | 300.4221 | 0.020653 | 0 | 0 | 0.041307 | 300.5822 | 0.021001 | 0 | 0 | 0.042001 | 300.8224 | 0.021522 | 0 | 0 | 0.043043 | 300.9826 | 0.021869 | 0 | 0 | 0.043738 | 301.1427 | 0.022216 | 0 | 0 | 0.044433
2017-03-07 16:00 | 277.931 | 0.8284 |  | 291.8455 | 0.0020508 | 0 | 0 | 0.0041017 | 300.0467 | 0.019839 | 0 | 0 | 0.039678 | 306.7567 | 0.034393 | 0 | 0 | 0.068787 | 307.0053 | 0.034932 | 0 | 0 | 0.069865 | 307.1709 | 0.035292 | 0 | 0 | 0.070583 | 307.4195 | 0.035831 | 0 | 0 | 0.071661 | 307.668 | 0.03637 | 0 | 0 | 0.072739 | 307.9165 | 0.036909 | 0 | 0 | 0.073818 | 308.2479 | 0.037627 | 0 | 0 | 0.075255 | 308.4964 | 0.038167 | 0 | 0 | 0.076333 | 308.6621 | 0.038526 | 0 | 0 | 0.077052 | 308.9106 | 0.039065 | 0 | 0 | 0.07813 | 309.0763 | 0.039424 | 0 | 0 | 0.078849 | 309.3248 | 0.039963 | 0 | 0 | 0.079927 | 309.5733 | 0.040502 | 0 | 0 | 0.081005 | 309.739 | 0.040862 | 0 | 0 | 0.081723 | 309.9875 | 0.041401 | 0 | 0 | 0.082802 | 310.236 | 0.04194 | 0 | 0 | 0.08388 | 310.3189 | 0.042119 | 0 | 0 | 0.084239 | 310.5674 | 0.042659 | 0 | 0 | 0.085317 | 310.8159 | 0.043198 | 0 | 0 | 0.086395 | 310.9816 | 0.043557 | 0 | 0 | 0.087114 | 311.2301 | 0.044096 | 0 | 0 | 0.088192 | 311.3958 | 0.044455 | 0 | 0 | 0.088911 | 311.5615 | 0.044815 | 0 | 0 | 0.089629
2017-03-07 17:00 | 279.6948 | 0.83366 |  | 293.6977 | 0.0060682 | 0 | 0 | 0.012136 | 301.9509 | 0.023969 | 0 | 0 | 0.047939 | 308.7035 | 0.038616 | 0 | 0 | 0.077232 | 308.9536 | 0.039158 | 0 | 0 | 0.078317 | 309.1204 | 0.03952 | 0 | 0 | 0.07904 | 309.3705 | 0.040062 | 0 | 0 | 0.080125 | 309.6206 | 0.040605 | 0 | 0 | 0.08121 | 309.8706 | 0.041147 | 0 | 0 | 0.082295 | 310.2041 | 0.041871 | 0 | 0 | 0.083741 | 310.4542 | 0.042413 | 0 | 0 | 0.084826 | 310.6209 | 0.042775 | 0 | 0 | 0.085549 | 310.871 | 0.043317 | 0 | 0 | 0.086634 | 311.0378 | 0.043679 | 0 | 0 | 0.087358 | 311.2879 | 0.044221 | 0 | 0 | 0.088443 | 311.538 | 0.044764 | 0 | 0 | 0.089527 | 311.7047 | 0.045125 | 0 | 0 | 0.090251 | 311.9548 | 0.045668 | 0 | 0 | 0.091336 | 312.2049 | 0.04621 | 0 | 0 | 0.092421 | 312.2883 | 0.046391 | 0 | 0 | 0.092782 | 312.5384 | 0.046934 | 0 | 0 | 0.093867 | 312.7885 | 0.047476 | 0 | 0 | 0.094952 | 312.9552 | 0.047838 | 0 | 0 | 0.095675 | 313.2053 | 0.04838 | 0 | 0 | 0.09676 | 313.372 | 0.048742 | 0 | 0 | 0.097484 | 313.5387 | 0.049103 | 0 | 0 | 0.098207
2017-03-07 18:00 | 278.2371 | 0.82931 |  | 292.167 | 0.0027481 | 0 | 0 | 0.0054963 | 300.3772 | 0.020556 | 0 | 0 | 0.041112 | 307.0946 | 0.035126 | 0 | 0 | 0.070252 | 307.3434 | 0.035666 | 0 | 0 | 0.071332 | 307.5093 | 0.036026 | 0 | 0 | 0.072051 | 307.7581 | 0.036565 | 0 | 0 | 0.07313 | 308.0069 | 0.037105 | 0 | 0 | 0.07421 | 308.2557 | 0.037644 | 0 | 0 | 0.075289 | 308.5874 | 0.038364 | 0 | 0 | 0.076728 | 308.8362 | 0.038904 | 0 | 0 | 0.077807 | 309.0021 | 0.039263 | 0 | 0 | 0.078527 | 309.2509 | 0.039803 | 0 | 0 | 0.079606 | 309.4167 | 0.040163 | 0 | 0 | 0.080326 | 309.6655 | 0.040702 | 0 | 0 | 0.081405 | 309.9143 | 0.041242 | 0 | 0 | 0.082484 | 310.0802 | 0.041602 | 0 | 0 | 0.083204 | 310.329 | 0.042141 | 0 | 0 | 0.084283 | 310.5778 | 0.042681 | 0 | 0 | 0.085362 | 310.6607 | 0.042861 | 0 | 0 | 0.085722 | 310.9095 | 0.043401 | 0 | 0 | 0.086801 | 311.1583 | 0.04394 | 0 | 0 | 0.08788 | 311.3241 | 0.0443 | 0 | 0 | 0.0886 | 311.5729 | 0.04484 | 0 | 0 | 0.089679 | 311.7388 | 0.045199 | 0 | 0 | 0.090399 | 311.9047 | 0.045559 | 0 | 0 | 0.091118
2017-03-07 19:00 | 280.7321 | 0.83675 |  | 294.7869 | 0.0084307 | 0 | 0 | 0.016861 | 303.0707 | 0.026398 | 0 | 0 | 0.052797 | 309.8484 | 0.041099 | 0 | 0 | 0.082198 | 310.0994 | 0.041644 | 0 | 0 | 0.083287 | 310.2668 | 0.042006 | 0 | 0 | 0.084013 | 310.5178 | 0.042551 | 0 | 0 | 0.085102 | 310.7688 | 0.043095 | 0 | 0 | 0.086191 | 311.0198 | 0.04364 | 0 | 0 | 0.08728 | 311.3545 | 0.044366 | 0 | 0 | 0.088732 | 311.6056 | 0.04491 | 0 | 0 | 0.089821 | 311.7729 | 0.045273 | 0 | 0 | 0.090547 | 312.0239 | 0.045818 | 0 | 0 | 0.091636 | 312.1913 | 0.046181 | 0 | 0 | 0.092362 | 312.4423 | 0.046725 | 0 | 0 | 0.093451 | 312.6933 | 0.04727 | 0 | 0 | 0.094539 | 312.8607 | 0.047633 | 0 | 0 | 0.095265 | 313.1117 | 0.048177 | 0 | 0 | 0.096354 | 313.3627 | 0.048722 | 0 | 0 | 0.097443 | 313.4464 | 0.048903 | 0 | 0 | 0.097806 | 313.6974 | 0.049448 | 0 | 0 | 0.098895 | 313.9485 | 0.049992 | 0 | 0 | 0.099984 | 314.1158 | 0.050355 | 0 | 0 | 0.10071 | 314.3668 | 0.0509 | 0 | 0 | 0.1018 | 314.5342 | 0.051263 | 0 | 0 | 0.10253 | 314.7015 | 0.051626 | 0 | 0 | 0.10325
2017-03-07 20:00 | 278.1997 | 0.8292 |  | 292.1276 | 0.0026628 | 0 | 0 | 0.0053255 | 300.3367 | 0.020468 | 0 | 0 | 0.040937 | 307.0533 | 0.035036 | 0 | 0 | 0.070073 | 307.302 | 0.035576 | 0 | 0 | 0.071152 | 307.4679 | 0.035936 | 0 | 0 | 0.071871 | 307.7166 | 0.036475 | 0 | 0 | 0.072951 | 307.9654 | 0.037015 | 0 | 0 | 0.07403 | 308.2142 | 0.037554 | 0 | 0 | 0.075109 | 308.5458 | 0.038274 | 0 | 0 | 0.076548 | 308.7946 | 0.038813 | 0 | 0 | 0.077627 | 308.9604 | 0.039173 | 0 | 0 | 0.078346 | 309.2092 | 0.039713 | 0 | 0 | 0.079425 | 309.375 | 0.040072 | 0 | 0 | 0.080145 | 309.6238 | 0.040612 | 0 | 0 | 0.081224 | 309.8726 | 0.041151 | 0 | 0 | 0.082303 | 310.0384 | 0.041511 | 0 | 0 | 0.083022 | 310.2872 | 0.042051 | 0 | 0 | 0.084101 | 310.5359 | 0.04259 | 0 | 0 | 0.085181 | 310.6188 | 0.04277 | 0 | 0 | 0.08554 | 310.8676 | 0.04331 | 0 | 0 | 0.086619 | 311.1164 | 0.043849 | 0 | 0 | 0.087699 | 311.2822 | 0.044209 | 0 | 0 | 0.088418 | 311.531 | 0.044749 | 0 | 0 | 0.089497 | 311.6968 | 0.045108 | 0 | 0 | 0.090217 | 311.8626 | 0.045468 | 0 | 0 | 0.090936
2017-03-07 21:00 | 278.1795 | 0.82914 |  | 292.1064 | 0.0026168 | 0 | 0 | 0.0052336 | 300.3149 | 0.020421 | 0 | 0 | 0.040842 | 307.031 | 0.034988 | 0 | 0 | 0.069976 | 307.2797 | 0.035528 | 0 | 0 | 0.071055 | 307.4456 | 0.035887 | 0 | 0 | 0.071775 | 307.6943 | 0.036427 | 0 | 0 | 0.072854 | 307.943 | 0.036966 | 0 | 0 | 0.073933 | 308.1918 | 0.037506 | 0 | 0 | 0.075012 | 308.5234 | 0.038225 | 0 | 0 | 0.076451 | 308.7722 | 0.038765 | 0 | 0 | 0.07753 | 308.938 | 0.039124 | 0 | 0 | 0.078249 | 309.1868 | 0.039664 | 0 | 0 | 0.079328 | 309.3526 | 0.040024 | 0 | 0 | 0.080047 | 309.6013 | 0.040563 | 0 | 0 | 0.081126 | 309.8501 | 0.041103 | 0 | 0 | 0.082205 | 310.0159 | 0.041462 | 0 | 0 | 0.082925 | 310.2646 | 0.042002 | 0 | 0 | 0.084004 | 310.5134 | 0.042541 | 0 | 0 | 0.085083 | 310.5963 | 0.042721 | 0 | 0 | 0.085443 | 310.845 | 0.043261 | 0 | 0 | 0.086522 | 311.0938 | 0.0438 | 0 | 0 | 0.087601 | 311.2596 | 0.04416 | 0 | 0 | 0.08832 | 311.5084 | 0.0447 | 0 | 0 | 0.089399 | 311.6742 | 0.045059 | 0 | 0 | 0.090118 | 311.84 | 0.045419 | 0 | 0 | 0.090838
2017-03-07 22:00 | 268.3195 | 0.79975 |  | 281.7528 | 0 | 0 | 0 | 0 | 289.6704 | 0 | 0 | 0 | 0 | 296.1484 | 0.011384 | 0 | 0 | 0.022767 | 296.3883 | 0.011904 | 0 | 0 | 0.023808 | 296.5482 | 0.012251 | 0 | 0 | 0.024502 | 296.7882 | 0.012771 | 0 | 0 | 0.025543 | 297.0281 | 0.013292 | 0 | 0 | 0.026584 | 297.268 | 0.013812 | 0 | 0 | 0.027624 | 297.5879 | 0.014506 | 0 | 0 | 0.029012 | 297.8278 | 0.015026 | 0 | 0 | 0.030053 | 297.9878 | 0.015373 | 0 | 0 | 0.030747 | 298.2277 | 0.015894 | 0 | 0 | 0.031788 | 298.3877 | 0.016241 | 0 | 0 | 0.032481 | 298.6276 | 0.016761 | 0 | 0 | 0.033522 | 298.8675 | 0.017282 | 0 | 0 | 0.034563 | 299.0275 | 0.017628 | 0 | 0 | 0.035257 | 299.2674 | 0.018149 | 0 | 0 | 0.036298 | 299.5073 | 0.018669 | 0 | 0 | 0.037339 | 299.5873 | 0.018843 | 0 | 0 | 0.037685 | 299.8272 | 0.019363 | 0 | 0 | 0.038726 | 300.0671 | 0.019884 | 0 | 0 | 0.039767 | 300.2271 | 0.02023 | 0 | 0 | 0.040461 | 300.467 | 0.020751 | 0 | 0 | 0.041502 | 300.627 | 0.021098 | 0 | 0 | 0.042196 | 300.7869 | 0.021445 | 0 | 0 | 0.042889
2017-03-07 23:00 | 269.4185 | 0.80303 |  | 282.9069 | 0 | 0 | 0 | 0 | 290.8569 | 0 | 0 | 0 | 0 | 297.3614 | 0.014015 | 0 | 0 | 0.02803 | 297.6023 | 0.014537 | 0 | 0 | 0.029075 | 297.7629 | 0.014886 | 0 | 0 | 0.029771 | 298.0038 | 0.015408 | 0 | 0 | 0.030816 | 298.2447 | 0.015931 | 0 | 0 | 0.031862 | 298.4857 | 0.016453 | 0 | 0 | 0.032907 | 298.8069 | 0.01715 | 0 | 0 | 0.0343 | 299.0478 | 0.017673 | 0 | 0 | 0.035345 | 299.2084 | 0.018021 | 0 | 0 | 0.036042 | 299.4493 | 0.018543 | 0 | 0 | 0.037087 | 299.6099 | 0.018892 | 0 | 0 | 0.037784 | 299.8508 | 0.019414 | 0 | 0 | 0.038829 | 300.0917 | 0.019937 | 0 | 0 | 0.039874 | 300.2523 | 0.020285 | 0 | 0 | 0.04057 | 300.4932 | 0.020808 | 0 | 0 | 0.041615 | 300.7341 | 0.02133 | 0 | 0 | 0.04266 | 300.8144 | 0.021504 | 0 | 0 | 0.043009 | 301.0553 | 0.022027 | 0 | 0 | 0.044054 | 301.2963 | 0.022549 | 0 | 0 | 0.045099 | 301.4569 | 0.022898 | 0 | 0 | 0.045796 | 301.6978 | 0.02342 | 0 | 0 | 0.046841 | 301.8584 | 0.023769 | 0 | 0 | 0.047537 | 302.019 | 0.024117 | 0 | 0 | 0.048234
2017-03-08 | 276.0951 | 0.82293 |  | 289.9177 | 0 | 0 | 0 | 0 | 298.0647 | 0.01554 | 0 | 0 | 0.03108 | 304.7304 | 0.029998 | 0 | 0 | 0.059996 | 304.9773 | 0.030534 | 0 | 0 | 0.061067 | 305.1419 | 0.030891 | 0 | 0 | 0.061781 | 305.3887 | 0.031426 | 0 | 0 | 0.062852 | 305.6356 | 0.031962 | 0 | 0 | 0.063923 | 305.8825 | 0.032497 | 0 | 0 | 0.064994 | 306.2117 | 0.033211 | 0 | 0 | 0.066422 | 306.4585 | 0.033746 | 0 | 0 | 0.067493 | 306.6231 | 0.034103 | 0 | 0 | 0.068207 | 306.87 | 0.034639 | 0 | 0 | 0.069278 | 307.0346 | 0.034996 | 0 | 0 | 0.069992 | 307.2815 | 0.035531 | 0 | 0 | 0.071063 | 307.5284 | 0.036067 | 0 | 0 | 0.072134 | 307.6929 | 0.036424 | 0 | 0 | 0.072848 | 307.9398 | 0.036959 | 0 | 0 | 0.073919 | 308.1867 | 0.037495 | 0 | 0 | 0.07499 | 308.269 | 0.037673 | 0 | 0 | 0.075347 | 308.5159 | 0.038209 | 0 | 0 | 0.076418 | 308.7627 | 0.038744 | 0 | 0 | 0.077489 | 308.9273 | 0.039101 | 0 | 0 | 0.078203 | 309.1742 | 0.039637 | 0 | 0 | 0.079274 | 309.3388 | 0.039994 | 0 | 0 | 0.079987 | 309.5034 | 0.040351 | 0 | 0 | 0.080701
2017-03-08 01:00 | 279.9288 | 0.83436 |  | 293.9433 | 0.006601 | 0 | 0 | 0.013202 | 302.2034 | 0.024517 | 0 | 0 | 0.049034 | 308.9617 | 0.039176 | 0 | 0 | 0.078352 | 309.212 | 0.039719 | 0 | 0 | 0.079438 | 309.3789 | 0.040081 | 0 | 0 | 0.080161 | 309.6292 | 0.040624 | 0 | 0 | 0.081247 | 309.8795 | 0.041167 | 0 | 0 | 0.082333 | 310.1298 | 0.041709 | 0 | 0 | 0.083419 | 310.4635 | 0.042433 | 0 | 0 | 0.084867 | 310.7139 | 0.042976 | 0 | 0 | 0.085953 | 310.8807 | 0.043338 | 0 | 0 | 0.086676 | 311.131 | 0.043881 | 0 | 0 | 0.087762 | 311.2979 | 0.044243 | 0 | 0 | 0.088486 | 311.5482 | 0.044786 | 0 | 0 | 0.089572 | 311.7985 | 0.045329 | 0 | 0 | 0.090658 | 311.9654 | 0.045691 | 0 | 0 | 0.091382 | 312.2157 | 0.046234 | 0 | 0 | 0.092467 | 312.466 | 0.046777 | 0 | 0 | 0.093553 | 312.5494 | 0.046958 | 0 | 0 | 0.093915 | 312.7997 | 0.047501 | 0 | 0 | 0.095001 | 313.05 | 0.048043 | 0 | 0 | 0.096087 | 313.2169 | 0.048405 | 0 | 0 | 0.096811 | 313.4672 | 0.048948 | 0 | 0 | 0.097897 | 313.6341 | 0.04931 | 0 | 0 | 0.098621 | 313.801 | 0.049672 | 0 | 0 | 0.099344
2017-03-08 02:00 | 277.064 | 0.82582 |  | 290.9351 | 7.615e-05 | 0 | 0 | 0.0001523 | 299.1107 | 0.017809 | 0 | 0 | 0.035618 | 305.7998 | 0.032318 | 0 | 0 | 0.064635 | 306.0475 | 0.032855 | 0 | 0 | 0.06571 | 306.2127 | 0.033213 | 0 | 0 | 0.066427 | 306.4605 | 0.033751 | 0 | 0 | 0.067501 | 306.7082 | 0.034288 | 0 | 0 | 0.068576 | 306.9559 | 0.034825 | 0 | 0 | 0.069651 | 307.2863 | 0.035542 | 0 | 0 | 0.071084 | 307.534 | 0.036079 | 0 | 0 | 0.072158 | 307.6992 | 0.036437 | 0 | 0 | 0.072875 | 307.9469 | 0.036975 | 0 | 0 | 0.07395 | 308.1121 | 0.037333 | 0 | 0 | 0.074666 | 308.3598 | 0.03787 | 0 | 0 | 0.075741 | 308.6076 | 0.038408 | 0 | 0 | 0.076815 | 308.7727 | 0.038766 | 0 | 0 | 0.077532 | 309.0205 | 0.039303 | 0 | 0 | 0.078607 | 309.2682 | 0.039841 | 0 | 0 | 0.079681 | 309.3508 | 0.04002 | 0 | 0 | 0.08004 | 309.5986 | 0.040557 | 0 | 0 | 0.081114 | 309.8463 | 0.041095 | 0 | 0 | 0.082189 | 310.0115 | 0.041453 | 0 | 0 | 0.082906 | 310.2592 | 0.04199 | 0 | 0 | 0.08398 | 310.4244 | 0.042348 | 0 | 0 | 0.084697 | 310.5895 | 0.042707 | 0 | 0 | 0.085413
2017-03-08 03:00 | 278.2367 | 0.82931 |  | 292.1665 | 0.0027471 | 0 | 0 | 0.0054942 | 300.3767 | 0.020555 | 0 | 0 | 0.04111 | 307.0941 | 0.035125 | 0 | 0 | 0.07025 | 307.3429 | 0.035665 | 0 | 0 | 0.071329 | 307.5088 | 0.036024 | 0 | 0 | 0.072049 | 307.7576 | 0.036564 | 0 | 0 | 0.073128 | 308.0064 | 0.037104 | 0 | 0 | 0.074208 | 308.2552 | 0.037643 | 0 | 0 | 0.075287 | 308.5869 | 0.038363 | 0 | 0 | 0.076726 | 308.8357 | 0.038903 | 0 | 0 | 0.077805 | 309.0016 | 0.039262 | 0 | 0 | 0.078525 | 309.2504 | 0.039802 | 0 | 0 | 0.079604 | 309.4162 | 0.040162 | 0 | 0 | 0.080323 | 309.665 | 0.040701 | 0 | 0 | 0.081403 | 309.9138 | 0.041241 | 0 | 0 | 0.082482 | 310.0797 | 0.041601 | 0 | 0 | 0.083201 | 310.3285 | 0.04214 | 0 | 0 | 0.084281 | 310.5773 | 0.04268 | 0 | 0 | 0.08536 | 310.6602 | 0.04286 | 0 | 0 | 0.08572 | 310.909 | 0.043399 | 0 | 0 | 0.086799 | 311.1578 | 0.043939 | 0 | 0 | 0.087878 | 311.3236 | 0.044299 | 0 | 0 | 0.088598 | 311.5724 | 0.044839 | 0 | 0 | 0.089677 | 311.7383 | 0.045198 | 0 | 0 | 0.090397 | 311.9042 | 0.045558 | 0 | 0 | 0.091116
2017-03-08 04:00 | 287.2491 | 0.85617 |  | 301.6301 | 0.023274 | 0 | 0 | 0.046547 | 310.1063 | 0.041658 | 0 | 0 | 0.083317 | 317.0413 | 0.0567 | 0 | 0 | 0.1134 | 317.2981 | 0.057258 | 0 | 0 | 0.11452 | 317.4694 | 0.057629 | 0 | 0 | 0.11526 | 317.7262 | 0.058186 | 0 | 0 | 0.11637 | 317.9831 | 0.058743 | 0 | 0 | 0.11749 | 318.2399 | 0.0593 | 0 | 0 | 0.1186 | 318.5824 | 0.060043 | 0 | 0 | 0.12009 | 318.8392 | 0.0606 | 0 | 0 | 0.1212 | 319.0105 | 0.060972 | 0 | 0 | 0.12194 | 319.2673 | 0.061529 | 0 | 0 | 0.12306 | 319.4386 | 0.0619 | 0 | 0 | 0.1238 | 319.6954 | 0.062457 | 0 | 0 | 0.12491 | 319.9523 | 0.063014 | 0 | 0 | 0.12603 | 320.1235 | 0.063386 | 0 | 0 | 0.12677 | 320.3803 | 0.063943 | 0 | 0 | 0.12789 | 320.6372 | 0.0645 | 0 | 0 | 0.129 | 320.7228 | 0.064686 | 0 | 0 | 0.12937 | 320.9797 | 0.065243 | 0 | 0 | 0.13049 | 321.2365 | 0.0658 | 0 | 0 | 0.1316 | 321.4078 | 0.066171 | 0 | 0 | 0.13234 | 321.6646 | 0.066728 | 0 | 0 | 0.13346 | 321.8358 | 0.0671 | 0 | 0 | 0.1342 | 322.0071 | 0.067471 | 0 | 0 | 0.13494
2017-03-08 05:00 | 291.4003 | 0.86855 |  | 305.9892 | 0.032729 | 0 | 0 | 0.065457 | 314.5878 | 0.051379 | 0 | 0 | 0.10276 | 321.6231 | 0.066638 | 0 | 0 | 0.13328 | 321.8836 | 0.067203 | 0 | 0 | 0.13441 | 322.0573 | 0.06758 | 0 | 0 | 0.13516 | 322.3179 | 0.068145 | 0 | 0 | 0.13629 | 322.5785 | 0.068711 | 0 | 0 | 0.13742 | 322.839 | 0.069276 | 0 | 0 | 0.13855 | 323.1865 | 0.070029 | 0 | 0 | 0.14006 | 323.447 | 0.070594 | 0 | 0 | 0.14119 | 323.6207 | 0.070971 | 0 | 0 | 0.14194 | 323.8813 | 0.071536 | 0 | 0 | 0.14307 | 324.055 | 0.071913 | 0 | 0 | 0.14383 | 324.3156 | 0.072478 | 0 | 0 | 0.14496 | 324.5761 | 0.073044 | 0 | 0 | 0.14609 | 324.7498 | 0.07342 | 0 | 0 | 0.14684 | 325.0104 | 0.073985 | 0 | 0 | 0.14797 | 325.271 | 0.074551 | 0 | 0 | 0.1491 | 325.3578 | 0.074739 | 0 | 0 | 0.14948 | 325.6184 | 0.075304 | 0 | 0 | 0.15061 | 325.8789 | 0.075869 | 0 | 0 | 0.15174 | 326.0527 | 0.076246 | 0 | 0 | 0.15249 | 326.3132 | 0.076811 | 0 | 0 | 0.15362 | 326.4869 | 0.077188 | 0 | 0 | 0.15438 | 326.6606 | 0.077565 | 0 | 0 | 0.15513
2017-03-08 06:00 | 283.4389 | 0.84482 |  | 297.6292 | 0.014596 | 0 | 0 | 0.029191 | 305.9929 | 0.032737 | 0 | 0 | 0.065473 | 312.8359 | 0.047579 | 0 | 0 | 0.095158 | 313.0894 | 0.048129 | 0 | 0 | 0.096257 | 313.2583 | 0.048495 | 0 | 0 | 0.09699 | 313.5118 | 0.049045 | 0 | 0 | 0.09809 | 313.7652 | 0.049595 | 0 | 0 | 0.099189 | 314.0187 | 0.050144 | 0 | 0 | 0.10029 | 314.3566 | 0.050877 | 0 | 0 | 0.10175 | 314.61 | 0.051427 | 0 | 0 | 0.10285 | 314.779 | 0.051794 | 0 | 0 | 0.10359 | 315.0325 | 0.052343 | 0 | 0 | 0.10469 | 315.2014 | 0.05271 | 0 | 0 | 0.10542 | 315.4549 | 0.053259 | 0 | 0 | 0.10652 | 315.7083 | 0.053809 | 0 | 0 | 0.10762 | 315.8773 | 0.054176 | 0 | 0 | 0.10835 | 316.1307 | 0.054725 | 0 | 0 | 0.10945 | 316.3842 | 0.055275 | 0 | 0 | 0.11055 | 316.4686 | 0.055458 | 0 | 0 | 0.11092 | 316.7221 | 0.056008 | 0 | 0 | 0.11202 | 316.9755 | 0.056558 | 0 | 0 | 0.11312 | 317.1445 | 0.056924 | 0 | 0 | 0.11385 | 317.3979 | 0.057474 | 0 | 0 | 0.11495 | 317.5669 | 0.057841 | 0 | 0 | 0.11568 | 317.7359 | 0.058207 | 0 | 0 | 0.11641
2017-03-08 07:00 | 296.3844 | 0.8834 |  | 311.2228 | 0.04408 | 0 | 0 | 0.08816 | 319.9685 | 0.06305 | 0 | 0 | 0.1261 | 327.1241 | 0.07857 | 0 | 0 | 0.15714 | 327.3891 | 0.079145 | 0 | 0 | 0.15829 | 327.5658 | 0.079528 | 0 | 0 | 0.15906 | 327.8308 | 0.080103 | 0 | 0 | 0.16021 | 328.0958 | 0.080678 | 0 | 0 | 0.16136 | 328.3608 | 0.081253 | 0 | 0 | 0.16251 | 328.7142 | 0.082019 | 0 | 0 | 0.16404 | 328.9792 | 0.082594 | 0 | 0 | 0.16519 | 329.1559 | 0.082977 | 0 | 0 | 0.16595 | 329.4209 | 0.083552 | 0 | 0 | 0.1671 | 329.5976 | 0.083935 | 0 | 0 | 0.16787 | 329.8626 | 0.08451 | 0 | 0 | 0.16902 | 330.1276 | 0.085085 | 0 | 0 | 0.17017 | 330.3043 | 0.085468 | 0 | 0 | 0.17094 | 330.5693 | 0.086043 | 0 | 0 | 0.17209 | 330.8343 | 0.086618 | 0 | 0 | 0.17324 | 330.9227 | 0.086809 | 0 | 0 | 0.17362 | 331.1877 | 0.087384 | 0 | 0 | 0.17477 | 331.4527 | 0.087959 | 0 | 0 | 0.17592 | 331.6294 | 0.088342 | 0 | 0 | 0.17668 | 331.8944 | 0.088917 | 0 | 0 | 0.17783 | 332.0711 | 0.0893 | 0 | 0 | 0.1786 | 332.2478 | 0.089683 | 0 | 0 | 0.17937
2017-03-08 08:00 | 281.3568 | 0.83861 |  | 295.4429 | 0.0098535 | 0 | 0 | 0.019707 | 303.7452 | 0.027861 | 0 | 0 | 0.055722 | 310.5379 | 0.042595 | 0 | 0 | 0.085189 | 310.7895 | 0.04314 | 0 | 0 | 0.086281 | 310.9572 | 0.043504 | 0 | 0 | 0.087008 | 311.2088 | 0.04405 | 0 | 0 | 0.0881 | 311.4604 | 0.044595 | 0 | 0 | 0.089191 | 311.712 | 0.045141 | 0 | 0 | 0.090282 | 312.0474 | 0.045869 | 0 | 0 | 0.091737 | 312.299 | 0.046414 | 0 | 0 | 0.092829 | 312.4667 | 0.046778 | 0 | 0 | 0.093556 | 312.7183 | 0.047324 | 0 | 0 | 0.094648 | 312.886 | 0.047688 | 0 | 0 | 0.095375 | 313.1376 | 0.048233 | 0 | 0 | 0.096467 | 313.3892 | 0.048779 | 0 | 0 | 0.097558 | 313.5569 | 0.049143 | 0 | 0 | 0.098286 | 313.8085 | 0.049689 | 0 | 0 | 0.099377 | 314.0601 | 0.050234 | 0 | 0 | 0.10047 | 314.1439 | 0.050416 | 0 | 0 | 0.10083 | 314.3955 | 0.050962 | 0 | 0 | 0.10192 | 314.6471 | 0.051507 | 0 | 0 | 0.10301 | 314.8148 | 0.051871 | 0 | 0 | 0.10374 | 315.0664 | 0.052417 | 0 | 0 | 0.10483 | 315.2341 | 0.052781 | 0 | 0 | 0.10556 | 315.4019 | 0.053145 | 0 | 0 | 0.10629
2017-03-08 09:00 | 286.4427 | 0.85377 |  | 300.7834 | 0.021437 | 0 | 0 | 0.042874 | 309.2357 | 0.03977 | 0 | 0 | 0.07954 | 316.1513 | 0.05477 | 0 | 0 | 0.10954 | 316.4074 | 0.055326 | 0 | 0 | 0.11065 | 316.5782 | 0.055696 | 0 | 0 | 0.11139 | 316.8343 | 0.056251 | 0 | 0 | 0.1125 | 317.0904 | 0.056807 | 0 | 0 | 0.11361 | 317.3466 | 0.057363 | 0 | 0 | 0.11473 | 317.6881 | 0.058103 | 0 | 0 | 0.11621 | 317.9442 | 0.058659 | 0 | 0 | 0.11732 | 318.1149 | 0.059029 | 0 | 0 | 0.11806 | 318.3711 | 0.059585 | 0 | 0 | 0.11917 | 318.5418 | 0.059955 | 0 | 0 | 0.11991 | 318.798 | 0.060511 | 0 | 0 | 0.12102 | 319.0541 | 0.061066 | 0 | 0 | 0.12213 | 319.2248 | 0.061437 | 0 | 0 | 0.12287 | 319.481 | 0.061992 | 0 | 0 | 0.12398 | 319.7371 | 0.062548 | 0 | 0 | 0.1251 | 319.8225 | 0.062733 | 0 | 0 | 0.12547 | 320.0786 | 0.063288 | 0 | 0 | 0.12658 | 320.3348 | 0.063844 | 0 | 0 | 0.12769 | 320.5055 | 0.064214 | 0 | 0 | 0.12843 | 320.7616 | 0.06477 | 0 | 0 | 0.12954 | 320.9324 | 0.06514 | 0 | 0 | 0.13028 | 321.1031 | 0.065511 | 0 | 0 | 0.13102
2017-03-08 10:00 | 277.5524 | 0.82727 |  | 291.448 | 0.0011886 | 0 | 0 | 0.0023773 | 299.638 | 0.018953 | 0 | 0 | 0.037905 | 306.3389 | 0.033487 | 0 | 0 | 0.066974 | 306.5871 | 0.034025 | 0 | 0 | 0.068051 | 306.7526 | 0.034384 | 0 | 0 | 0.068768 | 307.0007 | 0.034922 | 0 | 0 | 0.069845 | 307.2489 | 0.035461 | 0 | 0 | 0.070922 | 307.4971 | 0.035999 | 0 | 0 | 0.071998 | 307.828 | 0.036717 | 0 | 0 | 0.073434 | 308.0762 | 0.037255 | 0 | 0 | 0.07451 | 308.2416 | 0.037614 | 0 | 0 | 0.075228 | 308.4898 | 0.038152 | 0 | 0 | 0.076305 | 308.6553 | 0.038511 | 0 | 0 | 0.077022 | 308.9035 | 0.03905 | 0 | 0 | 0.078099 | 309.1516 | 0.039588 | 0 | 0 | 0.079176 | 309.3171 | 0.039947 | 0 | 0 | 0.079893 | 309.5653 | 0.040485 | 0 | 0 | 0.08097 | 309.8135 | 0.041023 | 0 | 0 | 0.082047 | 309.8962 | 0.041203 | 0 | 0 | 0.082405 | 310.1444 | 0.041741 | 0 | 0 | 0.083482 | 310.3925 | 0.042279 | 0 | 0 | 0.084559 | 310.558 | 0.042638 | 0 | 0 | 0.085276 | 310.8062 | 0.043177 | 0 | 0 | 0.086353 | 310.9716 | 0.043535 | 0 | 0 | 0.087071 | 311.1371 | 0.043894 | 0 | 0 | 0.087789
2017-03-08 11:00 | 271.4934 | 0.80921 |  | 285.0857 | 0 | 0 | 0 | 0 | 293.0969 | 0.0047651 | 0 | 0 | 0.0095301 | 299.6515 | 0.018982 | 0 | 0 | 0.037964 | 299.8943 | 0.019509 | 0 | 0 | 0.039017 | 300.0561 | 0.01986 | 0 | 0 | 0.039719 | 300.2989 | 0.020386 | 0 | 0 | 0.040772 | 300.5416 | 0.020913 | 0 | 0 | 0.041825 | 300.7844 | 0.021439 | 0 | 0 | 0.042879 | 301.1081 | 0.022141 | 0 | 0 | 0.044283 | 301.3509 | 0.022668 | 0 | 0 | 0.045336 | 301.5127 | 0.023019 | 0 | 0 | 0.046038 | 301.7555 | 0.023546 | 0 | 0 | 0.047091 | 301.9173 | 0.023897 | 0 | 0 | 0.047793 | 302.1601 | 0.024423 | 0 | 0 | 0.048846 | 302.4028 | 0.02495 | 0 | 0 | 0.049899 | 302.5647 | 0.025301 | 0 | 0 | 0.050601 | 302.8074 | 0.025827 | 0 | 0 | 0.051654 | 303.0502 | 0.026354 | 0 | 0 | 0.052708 | 303.1311 | 0.026529 | 0 | 0 | 0.053059 | 303.3739 | 0.027056 | 0 | 0 | 0.054112 | 303.6167 | 0.027582 | 0 | 0 | 0.055165 | 303.7785 | 0.027933 | 0 | 0 | 0.055867 | 304.0213 | 0.02846 | 0 | 0 | 0.05692 | 304.1831 | 0.028811 | 0 | 0 | 0.057622 | 304.3449 | 0.029162 | 0 | 0 | 0.058324
2017-03-08 12:00 | 280.6201 | 0.83642 |  | 294.6693 | 0.0081756 | 0 | 0 | 0.016351 | 302.9498 | 0.026136 | 0 | 0 | 0.052272 | 309.7248 | 0.040831 | 0 | 0 | 0.081662 | 309.9757 | 0.041375 | 0 | 0 | 0.08275 | 310.143 | 0.041738 | 0 | 0 | 0.083476 | 310.3939 | 0.042282 | 0 | 0 | 0.084565 | 310.6448 | 0.042827 | 0 | 0 | 0.085653 | 310.8957 | 0.043371 | 0 | 0 | 0.086742 | 311.2303 | 0.044096 | 0 | 0 | 0.088193 | 311.4812 | 0.044641 | 0 | 0 | 0.089281 | 311.6485 | 0.045004 | 0 | 0 | 0.090007 | 311.8994 | 0.045548 | 0 | 0 | 0.091096 | 312.0667 | 0.045911 | 0 | 0 | 0.091821 | 312.3177 | 0.046455 | 0 | 0 | 0.09291 | 312.5686 | 0.046999 | 0 | 0 | 0.093998 | 312.7359 | 0.047362 | 0 | 0 | 0.094724 | 312.9868 | 0.047906 | 0 | 0 | 0.095812 | 313.2377 | 0.04845 | 0 | 0 | 0.096901 | 313.3214 | 0.048632 | 0 | 0 | 0.097264 | 313.5723 | 0.049176 | 0 | 0 | 0.098352 | 313.8232 | 0.04972 | 0 | 0 | 0.099441 | 313.9905 | 0.050083 | 0 | 0 | 0.10017 | 314.2414 | 0.050628 | 0 | 0 | 0.10126 | 314.4087 | 0.05099 | 0 | 0 | 0.10198 | 314.576 | 0.051353 | 0 | 0 | 0.10271
2017-03-08 13:00 | 280.6437 | 0.83649 |  | 294.694 | 0.0082292 | 0 | 0 | 0.016458 | 302.9752 | 0.026191 | 0 | 0 | 0.052382 | 309.7508 | 0.040887 | 0 | 0 | 0.081775 | 310.0017 | 0.041432 | 0 | 0 | 0.082863 | 310.169 | 0.041794 | 0 | 0 | 0.083589 | 310.42 | 0.042339 | 0 | 0 | 0.084678 | 310.6709 | 0.042883 | 0 | 0 | 0.085766 | 310.9218 | 0.043427 | 0 | 0 | 0.086855 | 311.2564 | 0.044153 | 0 | 0 | 0.088306 | 311.5074 | 0.044697 | 0 | 0 | 0.089395 | 311.6747 | 0.04506 | 0 | 0 | 0.090121 | 311.9256 | 0.045605 | 0 | 0 | 0.091209 | 312.0929 | 0.045967 | 0 | 0 | 0.091935 | 312.3439 | 0.046512 | 0 | 0 | 0.093024 | 312.5948 | 0.047056 | 0 | 0 | 0.094112 | 312.7621 | 0.047419 | 0 | 0 | 0.094838 | 313.0131 | 0.047963 | 0 | 0 | 0.095926 | 313.264 | 0.048508 | 0 | 0 | 0.097015 | 313.3477 | 0.048689 | 0 | 0 | 0.097378 | 313.5986 | 0.049233 | 0 | 0 | 0.098467 | 313.8495 | 0.049778 | 0 | 0 | 0.099555 | 314.0168 | 0.05014 | 0 | 0 | 0.10028 | 314.2678 | 0.050685 | 0 | 0 | 0.10137 | 314.4351 | 0.051048 | 0 | 0 | 0.1021 | 314.6024 | 0.05141 | 0 | 0 | 0.10282
2017-03-08 14:00 | 286.1331 | 0.85285 |  | 300.4583 | 0.020732 | 0 | 0 | 0.041464 | 308.9015 | 0.039045 | 0 | 0 | 0.07809 | 315.8096 | 0.054029 | 0 | 0 | 0.10806 | 316.0654 | 0.054584 | 0 | 0 | 0.10917 | 316.236 | 0.054954 | 0 | 0 | 0.10991 | 316.4918 | 0.055509 | 0 | 0 | 0.11102 | 316.7477 | 0.056064 | 0 | 0 | 0.11213 | 317.0035 | 0.056619 | 0 | 0 | 0.11324 | 317.3447 | 0.057359 | 0 | 0 | 0.11472 | 317.6005 | 0.057913 | 0 | 0 | 0.11583 | 317.7711 | 0.058283 | 0 | 0 | 0.11657 | 318.027 | 0.058838 | 0 | 0 | 0.11768 | 318.1975 | 0.059208 | 0 | 0 | 0.11842 | 318.4534 | 0.059763 | 0 | 0 | 0.11953 | 318.7092 | 0.060318 | 0 | 0 | 0.12064 | 318.8798 | 0.060688 | 0 | 0 | 0.12138 | 319.1357 | 0.061243 | 0 | 0 | 0.12249 | 319.3915 | 0.061798 | 0 | 0 | 0.1236 | 319.4768 | 0.061983 | 0 | 0 | 0.12397 | 319.7327 | 0.062538 | 0 | 0 | 0.12508 | 319.9885 | 0.063093 | 0 | 0 | 0.12619 | 320.1591 | 0.063463 | 0 | 0 | 0.12693 | 320.4149 | 0.064018 | 0 | 0 | 0.12804 | 320.5855 | 0.064388 | 0 | 0 | 0.12878 | 320.7561 | 0.064758 | 0 | 0 | 0.12952
2017-03-08 15:00 | 284.5752 | 0.8482 |  | 298.8224 | 0.017184 | 0 | 0 | 0.034367 | 307.2196 | 0.035397 | 0 | 0 | 0.070794 | 314.0901 | 0.050299 | 0 | 0 | 0.1006 | 314.3445 | 0.050851 | 0 | 0 | 0.1017 | 314.5142 | 0.051219 | 0 | 0 | 0.10244 | 314.7686 | 0.051771 | 0 | 0 | 0.10354 | 315.0231 | 0.052323 | 0 | 0 | 0.10465 | 315.2775 | 0.052875 | 0 | 0 | 0.10575 | 315.6168 | 0.053611 | 0 | 0 | 0.10722 | 315.8713 | 0.054163 | 0 | 0 | 0.10833 | 316.0409 | 0.054531 | 0 | 0 | 0.10906 | 316.2954 | 0.055083 | 0 | 0 | 0.11017 | 316.465 | 0.055451 | 0 | 0 | 0.1109 | 316.7195 | 0.056002 | 0 | 0 | 0.112 | 316.974 | 0.056554 | 0 | 0 | 0.11311 | 317.1436 | 0.056922 | 0 | 0 | 0.11384 | 317.3981 | 0.057474 | 0 | 0 | 0.11495 | 317.6525 | 0.058026 | 0 | 0 | 0.11605 | 317.7373 | 0.05821 | 0 | 0 | 0.11642 | 317.9918 | 0.058762 | 0 | 0 | 0.11752 | 318.2463 | 0.059314 | 0 | 0 | 0.11863 | 318.4159 | 0.059682 | 0 | 0 | 0.11936 | 318.6704 | 0.060234 | 0 | 0 | 0.12047 | 318.84 | 0.060602 | 0 | 0 | 0.1212 | 319.0096 | 0.06097 | 0 | 0 | 0.12194
2017-03-08 16:00 | 292.6693 | 0.87233 |  | 307.3218 | 0.035619 | 0 | 0 | 0.071238 | 315.9578 | 0.05435 | 0 | 0 | 0.1087 | 323.0237 | 0.069676 | 0 | 0 | 0.13935 | 323.2854 | 0.070244 | 0 | 0 | 0.14049 | 323.4599 | 0.070622 | 0 | 0 | 0.14124 | 323.7216 | 0.07119 | 0 | 0 | 0.14238 | 323.9832 | 0.071758 | 0 | 0 | 0.14352 | 324.2449 | 0.072325 | 0 | 0 | 0.14465 | 324.5939 | 0.073082 | 0 | 0 | 0.14616 | 324.8556 | 0.07365 | 0 | 0 | 0.1473 | 325.03 | 0.074028 | 0 | 0 | 0.14806 | 325.2917 | 0.074596 | 0 | 0 | 0.14919 | 325.4662 | 0.074974 | 0 | 0 | 0.14995 | 325.7279 | 0.075542 | 0 | 0 | 0.15108 | 325.9896 | 0.076109 | 0 | 0 | 0.15222 | 326.1641 | 0.076488 | 0 | 0 | 0.15298 | 326.4258 | 0.077055 | 0 | 0 | 0.15411 | 326.6875 | 0.077623 | 0 | 0 | 0.15525 | 326.7747 | 0.077812 | 0 | 0 | 0.15562 | 327.0364 | 0.07838 | 0 | 0 | 0.15676 | 327.2981 | 0.078947 | 0 | 0 | 0.15789 | 327.4726 | 0.079326 | 0 | 0 | 0.15865 | 327.7343 | 0.079894 | 0 | 0 | 0.15979 | 327.9087 | 0.080272 | 0 | 0 | 0.16054 | 328.0832 | 0.08065 | 0 | 0 | 0.1613
2017-03-08 17:00 | 293.8373 | 0.87581 |  | 308.5482 | 0.038279 | 0 | 0 | 0.076558 | 317.2187 | 0.057085 | 0 | 0 | 0.11417 | 324.3128 | 0.072472 | 0 | 0 | 0.14494 | 324.5755 | 0.073042 | 0 | 0 | 0.14608 | 324.7507 | 0.073422 | 0 | 0 | 0.14684 | 325.0134 | 0.073992 | 0 | 0 | 0.14798 | 325.2762 | 0.074562 | 0 | 0 | 0.14912 | 325.5389 | 0.075132 | 0 | 0 | 0.15026 | 325.8892 | 0.075892 | 0 | 0 | 0.15178 | 326.152 | 0.076462 | 0 | 0 | 0.15292 | 326.3271 | 0.076841 | 0 | 0 | 0.15368 | 326.5899 | 0.077411 | 0 | 0 | 0.15482 | 326.7651 | 0.077791 | 0 | 0 | 0.15558 | 327.0278 | 0.078361 | 0 | 0 | 0.15672 | 327.2905 | 0.078931 | 0 | 0 | 0.15786 | 327.4657 | 0.079311 | 0 | 0 | 0.15862 | 327.7284 | 0.079881 | 0 | 0 | 0.15976 | 327.9912 | 0.080451 | 0 | 0 | 0.1609 | 328.0788 | 0.080641 | 0 | 0 | 0.16128 | 328.3415 | 0.081211 | 0 | 0 | 0.16242 | 328.6043 | 0.081781 | 0 | 0 | 0.16356 | 328.7794 | 0.08216 | 0 | 0 | 0.16432 | 329.0422 | 0.08273 | 0 | 0 | 0.16546 | 329.2173 | 0.08311 | 0 | 0 | 0.16622 | 329.3925 | 0.08349 | 0 | 0 | 0.16698
2017-03-08 18:00 | 290.1815 | 0.86491 |  | 304.7094 | 0.029953 | 0 | 0 | 0.059905 | 313.272 | 0.048525 | 0 | 0 | 0.09705 | 320.2778 | 0.063721 | 0 | 0 | 0.12744 | 320.5373 | 0.064283 | 0 | 0 | 0.12857 | 320.7103 | 0.064659 | 0 | 0 | 0.12932 | 320.9698 | 0.065221 | 0 | 0 | 0.13044 | 321.2293 | 0.065784 | 0 | 0 | 0.13157 | 321.4887 | 0.066347 | 0 | 0 | 0.13269 | 321.8347 | 0.067097 | 0 | 0 | 0.13419 | 322.0942 | 0.06766 | 0 | 0 | 0.13532 | 322.2671 | 0.068035 | 0 | 0 | 0.13607 | 322.5266 | 0.068598 | 0 | 0 | 0.1372 | 322.6996 | 0.068973 | 0 | 0 | 0.13795 | 322.9591 | 0.069536 | 0 | 0 | 0.13907 | 323.2186 | 0.070099 | 0 | 0 | 0.1402 | 323.3915 | 0.070474 | 0 | 0 | 0.14095 | 323.651 | 0.071037 | 0 | 0 | 0.14207 | 323.9105 | 0.0716 | 0 | 0 | 0.1432 | 323.997 | 0.071787 | 0 | 0 | 0.14357 | 324.2565 | 0.07235 | 0 | 0 | 0.1447 | 324.5159 | 0.072913 | 0 | 0 | 0.14583 | 324.6889 | 0.073288 | 0 | 0 | 0.14658 | 324.9484 | 0.073851 | 0 | 0 | 0.1477 | 325.1214 | 0.074226 | 0 | 0 | 0.14845 | 325.2944 | 0.074601 | 0 | 0 | 0.1492
2017-03-08 19:00 | 297.3815 | 0.88637 |  | 312.2699 | 0.046351 | 0 | 0 | 0.092702 | 321.045 | 0.065384 | 0 | 0 | 0.13077 | 328.2246 | 0.080957 | 0 | 0 | 0.16191 | 328.4905 | 0.081534 | 0 | 0 | 0.16307 | 328.6678 | 0.081918 | 0 | 0 | 0.16384 | 328.9337 | 0.082495 | 0 | 0 | 0.16499 | 329.1996 | 0.083072 | 0 | 0 | 0.16614 | 329.4655 | 0.083649 | 0 | 0 | 0.1673 | 329.8201 | 0.084418 | 0 | 0 | 0.16884 | 330.086 | 0.084994 | 0 | 0 | 0.16999 | 330.2633 | 0.085379 | 0 | 0 | 0.17076 | 330.5292 | 0.085956 | 0 | 0 | 0.17191 | 330.7065 | 0.08634 | 0 | 0 | 0.17268 | 330.9724 | 0.086917 | 0 | 0 | 0.17383 | 331.2383 | 0.087494 | 0 | 0 | 0.17499 | 331.4156 | 0.087878 | 0 | 0 | 0.17576 | 331.6815 | 0.088455 | 0 | 0 | 0.17691 | 331.9474 | 0.089032 | 0 | 0 | 0.17806 | 332.036 | 0.089224 | 0 | 0 | 0.17845 | 332.3019 | 0.089801 | 0 | 0 | 0.1796 | 332.5678 | 0.090378 | 0 | 0 | 0.18076 | 332.7451 | 0.090762 | 0 | 0 | 0.18152 | 333.011 | 0.091339 | 0 | 0 | 0.18268 | 333.1883 | 0.091723 | 0 | 0 | 0.18345 | 333.3656 | 0.092108 | 0 | 0 | 0.18422
2017-03-08 20:00 | 293.9265 | 0.87608 |  | 308.6419 | 0.038482 | 0 | 0 | 0.076964 | 317.315 | 0.057294 | 0 | 0 | 0.11459 | 324.4113 | 0.072686 | 0 | 0 | 0.14537 | 324.6741 | 0.073256 | 0 | 0 | 0.14651 | 324.8493 | 0.073636 | 0 | 0 | 0.14727 | 325.1121 | 0.074206 | 0 | 0 | 0.14841 | 325.3749 | 0.074776 | 0 | 0 | 0.14955 | 325.6378 | 0.075346 | 0 | 0 | 0.15069 | 325.9882 | 0.076106 | 0 | 0 | 0.15221 | 326.251 | 0.076676 | 0 | 0 | 0.15335 | 326.4262 | 0.077056 | 0 | 0 | 0.15411 | 326.6891 | 0.077626 | 0 | 0 | 0.15525 | 326.8643 | 0.078007 | 0 | 0 | 0.15601 | 327.1271 | 0.078577 | 0 | 0 | 0.15715 | 327.3899 | 0.079147 | 0 | 0 | 0.15829 | 327.5651 | 0.079527 | 0 | 0 | 0.15905 | 327.828 | 0.080097 | 0 | 0 | 0.16019 | 328.0908 | 0.080667 | 0 | 0 | 0.16133 | 328.1784 | 0.080857 | 0 | 0 | 0.16171 | 328.4412 | 0.081427 | 0 | 0 | 0.16285 | 328.704 | 0.081997 | 0 | 0 | 0.16399 | 328.8792 | 0.082377 | 0 | 0 | 0.16475 | 329.1421 | 0.082947 | 0 | 0 | 0.16589 | 329.3173 | 0.083327 | 0 | 0 | 0.16665 | 329.4925 | 0.083707 | 0 | 0 | 0.16741
2017-03-08 21:00 | 284.6707 | 0.84849 |  | 298.9227 | 0.017401 | 0 | 0 | 0.034802 | 307.3227 | 0.035621 | 0 | 0 | 0.071242 | 314.1955 | 0.050528 | 0 | 0 | 0.10106 | 314.45 | 0.05108 | 0 | 0 | 0.10216 | 314.6197 | 0.051448 | 0 | 0 | 0.1029 | 314.8743 | 0.052 | 0 | 0 | 0.104 | 315.1288 | 0.052552 | 0 | 0 | 0.1051 | 315.3834 | 0.053104 | 0 | 0 | 0.10621 | 315.7228 | 0.053841 | 0 | 0 | 0.10768 | 315.9773 | 0.054393 | 0 | 0 | 0.10879 | 316.147 | 0.054761 | 0 | 0 | 0.10952 | 316.4016 | 0.055313 | 0 | 0 | 0.11063 | 316.5713 | 0.055681 | 0 | 0 | 0.11136 | 316.8258 | 0.056233 | 0 | 0 | 0.11247 | 317.0804 | 0.056785 | 0 | 0 | 0.11357 | 317.2501 | 0.057153 | 0 | 0 | 0.11431 | 317.5046 | 0.057705 | 0 | 0 | 0.11541 | 317.7591 | 0.058257 | 0 | 0 | 0.11651 | 317.844 | 0.058442 | 0 | 0 | 0.11688 | 318.0985 | 0.058994 | 0 | 0 | 0.11799 | 318.3531 | 0.059546 | 0 | 0 | 0.11909 | 318.5228 | 0.059914 | 0 | 0 | 0.11983 | 318.7773 | 0.060466 | 0 | 0 | 0.12093 | 318.947 | 0.060834 | 0 | 0 | 0.12167 | 319.1167 | 0.061202 | 0 | 0 | 0.1224
2017-03-08 22:00 | 295.2418 | 0.88 |  | 310.023 | 0.041478 | 0 | 0 | 0.082955 | 318.7349 | 0.060374 | 0 | 0 | 0.12075 | 325.8629 | 0.075835 | 0 | 0 | 0.15167 | 326.1269 | 0.076407 | 0 | 0 | 0.15281 | 326.3029 | 0.076789 | 0 | 0 | 0.15358 | 326.5669 | 0.077362 | 0 | 0 | 0.15472 | 326.8309 | 0.077934 | 0 | 0 | 0.15587 | 327.0949 | 0.078507 | 0 | 0 | 0.15701 | 327.4469 | 0.07927 | 0 | 0 | 0.15854 | 327.7109 | 0.079843 | 0 | 0 | 0.15969 | 327.8869 | 0.080225 | 0 | 0 | 0.16045 | 328.1509 | 0.080797 | 0 | 0 | 0.16159 | 328.3269 | 0.081179 | 0 | 0 | 0.16236 | 328.5909 | 0.081752 | 0 | 0 | 0.1635 | 328.8549 | 0.082324 | 0 | 0 | 0.16465 | 329.0309 | 0.082706 | 0 | 0 | 0.16541 | 329.2949 | 0.083279 | 0 | 0 | 0.16656 | 329.5589 | 0.083851 | 0 | 0 | 0.1677 | 329.6469 | 0.084042 | 0 | 0 | 0.16808 | 329.9109 | 0.084615 | 0 | 0 | 0.16923 | 330.1749 | 0.085187 | 0 | 0 | 0.17037 | 330.3509 | 0.085569 | 0 | 0 | 0.17114 | 330.6149 | 0.086142 | 0 | 0 | 0.17228 | 330.7909 | 0.086523 | 0 | 0 | 0.17305 | 330.9669 | 0.086905 | 0 | 0 | 0.17381
2017-03-08 23:00 | 290.51 | 0.86589 |  | 305.0543 | 0.030701 | 0 | 0 | 0.061401 | 313.6267 | 0.049294 | 0 | 0 | 0.098588 | 320.6404 | 0.064507 | 0 | 0 | 0.12901 | 320.9002 | 0.06507 | 0 | 0 | 0.13014 | 321.0734 | 0.065446 | 0 | 0 | 0.13089 | 321.3331 | 0.066009 | 0 | 0 | 0.13202 | 321.5929 | 0.066573 | 0 | 0 | 0.13315 | 321.8527 | 0.067136 | 0 | 0 | 0.13427 | 322.199 | 0.067888 | 0 | 0 | 0.13578 | 322.4588 | 0.068451 | 0 | 0 | 0.1369 | 322.632 | 0.068827 | 0 | 0 | 0.13765 | 322.8917 | 0.06939 | 0 | 0 | 0.13878 | 323.0649 | 0.069766 | 0 | 0 | 0.13953 | 323.3247 | 0.070329 | 0 | 0 | 0.14066 | 323.5845 | 0.070893 | 0 | 0 | 0.14179 | 323.7576 | 0.071268 | 0 | 0 | 0.14254 | 324.0174 | 0.071832 | 0 | 0 | 0.14366 | 324.2772 | 0.072395 | 0 | 0 | 0.14479 | 324.3638 | 0.072583 | 0 | 0 | 0.14517 | 324.6235 | 0.073146 | 0 | 0 | 0.14629 | 324.8833 | 0.07371 | 0 | 0 | 0.14742 | 325.0565 | 0.074085 | 0 | 0 | 0.14817 | 325.3162 | 0.074649 | 0 | 0 | 0.1493 | 325.4894 | 0.075024 | 0 | 0 | 0.15005 | 325.6626 | 0.0754 | 0 | 0 | 0.1508
2017-03-09 | 292.0137 | 0.87038 |  | 306.6333 | 0.034125 | 0 | 0 | 0.068251 | 315.25 | 0.052815 | 0 | 0 | 0.10563 | 322.3 | 0.068107 | 0 | 0 | 0.13621 | 322.5611 | 0.068673 | 0 | 0 | 0.13735 | 322.7352 | 0.069051 | 0 | 0 | 0.1381 | 322.9963 | 0.069617 | 0 | 0 | 0.13923 | 323.2574 | 0.070183 | 0 | 0 | 0.14037 | 323.5185 | 0.07075 | 0 | 0 | 0.1415 | 323.8667 | 0.071505 | 0 | 0 | 0.14301 | 324.1278 | 0.072071 | 0 | 0 | 0.14414 | 324.3019 | 0.072449 | 0 | 0 | 0.1449 | 324.563 | 0.073015 | 0 | 0 | 0.14603 | 324.7371 | 0.073393 | 0 | 0 | 0.14679 | 324.9982 | 0.073959 | 0 | 0 | 0.14792 | 325.2593 | 0.074525 | 0 | 0 | 0.14905 | 325.4334 | 0.074903 | 0 | 0 | 0.14981 | 325.6945 | 0.075469 | 0 | 0 | 0.15094 | 325.9556 | 0.076036 | 0 | 0 | 0.15207 | 326.0426 | 0.076224 | 0 | 0 | 0.15245 | 326.3037 | 0.076791 | 0 | 0 | 0.15358 | 326.5649 | 0.077357 | 0 | 0 | 0.15471 | 326.7389 | 0.077735 | 0 | 0 | 0.15547 | 327 | 0.078301 | 0 | 0 | 0.1566 | 327.1741 | 0.078679 | 0 | 0 | 0.15736 | 327.3482 | 0.079056 | 0 | 0 | 0.15811
2017-03-09 01:00 | 284.1738 | 0.84701 |  | 298.4008 | 0.016269 | 0 | 0 | 0.032539 | 306.7862 | 0.034457 | 0 | 0 | 0.068914 | 313.647 | 0.049338 | 0 | 0 | 0.098676 | 313.9011 | 0.049889 | 0 | 0 | 0.099779 | 314.0705 | 0.050257 | 0 | 0 | 0.10051 | 314.3246 | 0.050808 | 0 | 0 | 0.10162 | 314.5787 | 0.051359 | 0 | 0 | 0.10272 | 314.8328 | 0.05191 | 0 | 0 | 0.10382 | 315.1716 | 0.052645 | 0 | 0 | 0.10529 | 315.4257 | 0.053196 | 0 | 0 | 0.10639 | 315.5951 | 0.053564 | 0 | 0 | 0.10713 | 315.8492 | 0.054115 | 0 | 0 | 0.10823 | 316.0186 | 0.054482 | 0 | 0 | 0.10896 | 316.2727 | 0.055033 | 0 | 0 | 0.11007 | 316.5268 | 0.055585 | 0 | 0 | 0.11117 | 316.6962 | 0.055952 | 0 | 0 | 0.1119 | 316.9503 | 0.056503 | 0 | 0 | 0.11301 | 317.2044 | 0.057054 | 0 | 0 | 0.11411 | 317.2891 | 0.057238 | 0 | 0 | 0.11448 | 317.5432 | 0.057789 | 0 | 0 | 0.11558 | 317.7973 | 0.05834 | 0 | 0 | 0.11668 | 317.9667 | 0.058708 | 0 | 0 | 0.11742 | 318.2208 | 0.059259 | 0 | 0 | 0.11852 | 318.3902 | 0.059626 | 0 | 0 | 0.11925 | 318.5596 | 0.059994 | 0 | 0 | 0.11999
2017-03-09 02:00 | 283.7567 | 0.84576 |  | 297.9629 | 0.015319 | 0 | 0 | 0.030639 | 306.336 | 0.033481 | 0 | 0 | 0.066961 | 313.1867 | 0.04834 | 0 | 0 | 0.09668 | 313.4404 | 0.04889 | 0 | 0 | 0.09778 | 313.6096 | 0.049257 | 0 | 0 | 0.098514 | 313.8633 | 0.049807 | 0 | 0 | 0.099615 | 314.117 | 0.050358 | 0 | 0 | 0.10072 | 314.3708 | 0.050908 | 0 | 0 | 0.10182 | 314.7091 | 0.051642 | 0 | 0 | 0.10328 | 314.9628 | 0.052192 | 0 | 0 | 0.10438 | 315.132 | 0.052559 | 0 | 0 | 0.10512 | 315.3857 | 0.053109 | 0 | 0 | 0.10622 | 315.5548 | 0.053476 | 0 | 0 | 0.10695 | 315.8086 | 0.054027 | 0 | 0 | 0.10805 | 316.0623 | 0.054577 | 0 | 0 | 0.10915 | 316.2315 | 0.054944 | 0 | 0 | 0.10989 | 316.4852 | 0.055494 | 0 | 0 | 0.11099 | 316.7389 | 0.056045 | 0 | 0 | 0.11209 | 316.8235 | 0.056228 | 0 | 0 | 0.11246 | 317.0772 | 0.056778 | 0 | 0 | 0.11356 | 317.3309 | 0.057329 | 0 | 0 | 0.11466 | 317.5001 | 0.057696 | 0 | 0 | 0.11539 | 317.7538 | 0.058246 | 0 | 0 | 0.11649 | 317.923 | 0.058613 | 0 | 0 | 0.11723 | 318.0921 | 0.05898 | 0 | 0 | 0.11796
2017-03-09 03:00 | 290.4425 | 0.86569 |  | 304.9834 | 0.030547 | 0 | 0 | 0.061094 | 313.5538 | 0.049136 | 0 | 0 | 0.098272 | 320.5659 | 0.064345 | 0 | 0 | 0.12869 | 320.8256 | 0.064909 | 0 | 0 | 0.12982 | 320.9987 | 0.065284 | 0 | 0 | 0.13057 | 321.2585 | 0.065847 | 0 | 0 | 0.13169 | 321.5182 | 0.066411 | 0 | 0 | 0.13282 | 321.7779 | 0.066974 | 0 | 0 | 0.13395 | 322.1241 | 0.067725 | 0 | 0 | 0.13545 | 322.3839 | 0.068288 | 0 | 0 | 0.13658 | 322.557 | 0.068664 | 0 | 0 | 0.13733 | 322.8167 | 0.069227 | 0 | 0 | 0.13845 | 322.9898 | 0.069603 | 0 | 0 | 0.13921 | 323.2495 | 0.070166 | 0 | 0 | 0.14033 | 323.5093 | 0.070729 | 0 | 0 | 0.14146 | 323.6824 | 0.071105 | 0 | 0 | 0.14221 | 323.9421 | 0.071668 | 0 | 0 | 0.14334 | 324.2018 | 0.072232 | 0 | 0 | 0.14446 | 324.2884 | 0.072419 | 0 | 0 | 0.14484 | 324.5481 | 0.072983 | 0 | 0 | 0.14597 | 324.8078 | 0.073546 | 0 | 0 | 0.14709 | 324.9809 | 0.073922 | 0 | 0 | 0.14784 | 325.2406 | 0.074485 | 0 | 0 | 0.14897 | 325.4138 | 0.07486 | 0 | 0 | 0.14972 | 325.5869 | 0.075236 | 0 | 0 | 0.15047
2017-03-09 04:00 | 289.9974 | 0.86437 |  | 304.5161 | 0.029533 | 0 | 0 | 0.059066 | 313.0733 | 0.048094 | 0 | 0 | 0.096188 | 320.0746 | 0.06328 | 0 | 0 | 0.12656 | 320.3339 | 0.063842 | 0 | 0 | 0.12768 | 320.5068 | 0.064217 | 0 | 0 | 0.12843 | 320.7661 | 0.06478 | 0 | 0 | 0.12956 | 321.0254 | 0.065342 | 0 | 0 | 0.13068 | 321.2848 | 0.065905 | 0 | 0 | 0.13181 | 321.6305 | 0.066654 | 0 | 0 | 0.13331 | 321.8898 | 0.067217 | 0 | 0 | 0.13443 | 322.0627 | 0.067592 | 0 | 0 | 0.13518 | 322.322 | 0.068154 | 0 | 0 | 0.13631 | 322.4949 | 0.068529 | 0 | 0 | 0.13706 | 322.7542 | 0.069092 | 0 | 0 | 0.13818 | 323.0135 | 0.069654 | 0 | 0 | 0.13931 | 323.1864 | 0.070029 | 0 | 0 | 0.14006 | 323.4457 | 0.070592 | 0 | 0 | 0.14118 | 323.705 | 0.071154 | 0 | 0 | 0.14231 | 323.7914 | 0.071341 | 0 | 0 | 0.14268 | 324.0507 | 0.071904 | 0 | 0 | 0.14381 | 324.31 | 0.072466 | 0 | 0 | 0.14493 | 324.4829 | 0.072841 | 0 | 0 | 0.14568 | 324.7422 | 0.073404 | 0 | 0 | 0.14681 | 324.9151 | 0.073779 | 0 | 0 | 0.14756 | 325.088 | 0.074154 | 0 | 0 | 0.14831
2017-03-09 05:00 | 291.573 | 0.86906 |  | 306.1705 | 0.033122 | 0 | 0 | 0.066243 | 314.7742 | 0.051783 | 0 | 0 | 0.10357 | 321.8136 | 0.067052 | 0 | 0 | 0.1341 | 322.0743 | 0.067617 | 0 | 0 | 0.13523 | 322.2482 | 0.067994 | 0 | 0 | 0.13599 | 322.5089 | 0.06856 | 0 | 0 | 0.13712 | 322.7696 | 0.069125 | 0 | 0 | 0.13825 | 323.0303 | 0.069691 | 0 | 0 | 0.13938 | 323.3779 | 0.070445 | 0 | 0 | 0.14089 | 323.6387 | 0.07101 | 0 | 0 | 0.14202 | 323.8125 | 0.071387 | 0 | 0 | 0.14277 | 324.0732 | 0.071953 | 0 | 0 | 0.14391 | 324.247 | 0.07233 | 0 | 0 | 0.14466 | 324.5077 | 0.072895 | 0 | 0 | 0.14579 | 324.7684 | 0.073461 | 0 | 0 | 0.14692 | 324.9422 | 0.073838 | 0 | 0 | 0.14768 | 325.203 | 0.074403 | 0 | 0 | 0.14881 | 325.4637 | 0.074969 | 0 | 0 | 0.14994 | 325.5506 | 0.075157 | 0 | 0 | 0.15031 | 325.8113 | 0.075723 | 0 | 0 | 0.15145 | 326.072 | 0.076288 | 0 | 0 | 0.15258 | 326.2458 | 0.076665 | 0 | 0 | 0.15333 | 326.5066 | 0.077231 | 0 | 0 | 0.15446 | 326.6804 | 0.077608 | 0 | 0 | 0.15522 | 326.8542 | 0.077985 | 0 | 0 | 0.15597
2017-03-09 06:00 | 298.7732 | 0.89052 |  | 313.7312 | 0.049521 | 0 | 0 | 0.099042 | 322.5473 | 0.068643 | 0 | 0 | 0.13729 | 329.7606 | 0.084289 | 0 | 0 | 0.16858 | 330.0277 | 0.084868 | 0 | 0 | 0.16974 | 330.2058 | 0.085254 | 0 | 0 | 0.17051 | 330.473 | 0.085834 | 0 | 0 | 0.17167 | 330.7401 | 0.086413 | 0 | 0 | 0.17283 | 331.0073 | 0.086993 | 0 | 0 | 0.17399 | 331.3635 | 0.087765 | 0 | 0 | 0.17553 | 331.6307 | 0.088345 | 0 | 0 | 0.17669 | 331.8088 | 0.088731 | 0 | 0 | 0.17746 | 332.0759 | 0.089311 | 0 | 0 | 0.17862 | 332.254 | 0.089697 | 0 | 0 | 0.17939 | 332.5212 | 0.090276 | 0 | 0 | 0.18055 | 332.7883 | 0.090856 | 0 | 0 | 0.18171 | 332.9665 | 0.091242 | 0 | 0 | 0.18248 | 333.2336 | 0.091822 | 0 | 0 | 0.18364 | 333.5008 | 0.092401 | 0 | 0 | 0.1848 | 333.5898 | 0.092594 | 0 | 0 | 0.18519 | 333.857 | 0.093174 | 0 | 0 | 0.18635 | 334.1241 | 0.093753 | 0 | 0 | 0.18751 | 334.3022 | 0.094139 | 0 | 0 | 0.18828 | 334.5694 | 0.094719 | 0 | 0 | 0.18944 | 334.7475 | 0.095105 | 0 | 0 | 0.19021 | 334.9256 | 0.095492 | 0 | 0 | 0.19098
2017-03-09 07:00 | 297.2164 | 0.88588 |  | 312.0965 | 0.045975 | 0 | 0 | 0.09195 | 320.8667 | 0.064998 | 0 | 0 | 0.13 | 328.0424 | 0.080562 | 0 | 0 | 0.16112 | 328.3081 | 0.081138 | 0 | 0 | 0.16228 | 328.4853 | 0.081523 | 0 | 0 | 0.16305 | 328.7511 | 0.082099 | 0 | 0 | 0.1642 | 329.0168 | 0.082675 | 0 | 0 | 0.16535 | 329.2826 | 0.083252 | 0 | 0 | 0.1665 | 329.637 | 0.08402 | 0 | 0 | 0.16804 | 329.9027 | 0.084597 | 0 | 0 | 0.16919 | 330.0799 | 0.084981 | 0 | 0 | 0.16996 | 330.3457 | 0.085558 | 0 | 0 | 0.17112 | 330.5228 | 0.085942 | 0 | 0 | 0.17188 | 330.7886 | 0.086518 | 0 | 0 | 0.17304 | 331.0544 | 0.087095 | 0 | 0 | 0.17419 | 331.2315 | 0.087479 | 0 | 0 | 0.17496 | 331.4973 | 0.088056 | 0 | 0 | 0.17611 | 331.7631 | 0.088632 | 0 | 0 | 0.17726 | 331.8517 | 0.088824 | 0 | 0 | 0.17765 | 332.1174 | 0.089401 | 0 | 0 | 0.1788 | 332.3832 | 0.089977 | 0 | 0 | 0.17995 | 332.5604 | 0.090361 | 0 | 0 | 0.18072 | 332.8261 | 0.090938 | 0 | 0 | 0.18188 | 333.0033 | 0.091322 | 0 | 0 | 0.18264 | 333.1805 | 0.091706 | 0 | 0 | 0.18341
2017-03-09 08:00 | 289.7199 | 0.86354 |  | 304.2246 | 0.028901 | 0 | 0 | 0.057802 | 312.7737 | 0.047444 | 0 | 0 | 0.094888 | 319.7683 | 0.062615 | 0 | 0 | 0.12523 | 320.0274 | 0.063177 | 0 | 0 | 0.12635 | 320.2001 | 0.063552 | 0 | 0 | 0.1271 | 320.4591 | 0.064114 | 0 | 0 | 0.12823 | 320.7182 | 0.064676 | 0 | 0 | 0.12935 | 320.9773 | 0.065238 | 0 | 0 | 0.13048 | 321.3227 | 0.065987 | 0 | 0 | 0.13197 | 321.5817 | 0.066549 | 0 | 0 | 0.1331 | 321.7545 | 0.066923 | 0 | 0 | 0.13385 | 322.0135 | 0.067485 | 0 | 0 | 0.13497 | 322.1862 | 0.06786 | 0 | 0 | 0.13572 | 322.4453 | 0.068422 | 0 | 0 | 0.13684 | 322.7043 | 0.068984 | 0 | 0 | 0.13797 | 322.8771 | 0.069358 | 0 | 0 | 0.13872 | 323.1361 | 0.06992 | 0 | 0 | 0.13984 | 323.3952 | 0.070482 | 0 | 0 | 0.14096 | 323.4815 | 0.070669 | 0 | 0 | 0.14134 | 323.7406 | 0.071231 | 0 | 0 | 0.14246 | 323.9997 | 0.071793 | 0 | 0 | 0.14359 | 324.1724 | 0.072168 | 0 | 0 | 0.14434 | 324.4314 | 0.07273 | 0 | 0 | 0.14546 | 324.6041 | 0.073104 | 0 | 0 | 0.14621 | 324.7768 | 0.073479 | 0 | 0 | 0.14696
2017-03-09 09:00 | 284.8304 | 0.84896 |  | 299.0904 | 0.017765 | 0 | 0 | 0.03553 | 307.4951 | 0.035995 | 0 | 0 | 0.07199 | 314.3717 | 0.05091 | 0 | 0 | 0.10182 | 314.6264 | 0.051463 | 0 | 0 | 0.10293 | 314.7962 | 0.051831 | 0 | 0 | 0.10366 | 315.0509 | 0.052383 | 0 | 0 | 0.10477 | 315.3056 | 0.052936 | 0 | 0 | 0.10587 | 315.5603 | 0.053488 | 0 | 0 | 0.10698 | 315.8999 | 0.054225 | 0 | 0 | 0.10845 | 316.1546 | 0.054777 | 0 | 0 | 0.10955 | 316.3244 | 0.055145 | 0 | 0 | 0.11029 | 316.579 | 0.055698 | 0 | 0 | 0.1114 | 316.7488 | 0.056066 | 0 | 0 | 0.11213 | 317.0035 | 0.056619 | 0 | 0 | 0.11324 | 317.2582 | 0.057171 | 0 | 0 | 0.11434 | 317.428 | 0.057539 | 0 | 0 | 0.11508 | 317.6827 | 0.058092 | 0 | 0 | 0.11618 | 317.9374 | 0.058644 | 0 | 0 | 0.11729 | 318.0223 | 0.058828 | 0 | 0 | 0.11766 | 318.277 | 0.059381 | 0 | 0 | 0.11876 | 318.5317 | 0.059933 | 0 | 0 | 0.11987 | 318.7015 | 0.060301 | 0 | 0 | 0.1206 | 318.9561 | 0.060854 | 0 | 0 | 0.12171 | 319.1259 | 0.061222 | 0 | 0 | 0.12244 | 319.2957 | 0.06159 | 0 | 0 | 0.12318
2017-03-09 10:00 | 283.2582 | 0.84428 |  | 297.4394 | 0.014184 | 0 | 0 | 0.028368 | 305.7978 | 0.032313 | 0 | 0 | 0.064627 | 312.6364 | 0.047146 | 0 | 0 | 0.094293 | 312.8897 | 0.047696 | 0 | 0 | 0.095391 | 313.0586 | 0.048062 | 0 | 0 | 0.096124 | 313.3119 | 0.048611 | 0 | 0 | 0.097223 | 313.5651 | 0.049161 | 0 | 0 | 0.098321 | 313.8184 | 0.04971 | 0 | 0 | 0.09942 | 314.1561 | 0.050443 | 0 | 0 | 0.10089 | 314.4094 | 0.050992 | 0 | 0 | 0.10198 | 314.5783 | 0.051358 | 0 | 0 | 0.10272 | 314.8316 | 0.051908 | 0 | 0 | 0.10382 | 315.0004 | 0.052274 | 0 | 0 | 0.10455 | 315.2537 | 0.052823 | 0 | 0 | 0.10565 | 315.507 | 0.053373 | 0 | 0 | 0.10675 | 315.6758 | 0.053739 | 0 | 0 | 0.10748 | 315.9291 | 0.054288 | 0 | 0 | 0.10858 | 316.1824 | 0.054838 | 0 | 0 | 0.10968 | 316.2668 | 0.055021 | 0 | 0 | 0.11004 | 316.5201 | 0.05557 | 0 | 0 | 0.11114 | 316.7734 | 0.056119 | 0 | 0 | 0.11224 | 316.9423 | 0.056486 | 0 | 0 | 0.11297 | 317.1955 | 0.057035 | 0 | 0 | 0.11407 | 317.3644 | 0.057401 | 0 | 0 | 0.1148 | 317.5332 | 0.057768 | 0 | 0 | 0.11554
2017-03-09 11:00 | 267.7087 | 0.79793 |  | 281.1115 | 0 | 0 | 0 | 0 | 289.011 | 0 | 0 | 0 | 0 | 295.4743 | 0.0099216 | 0 | 0 | 0.019843 | 295.7136 | 0.010441 | 0 | 0 | 0.020882 | 295.8732 | 0.010787 | 0 | 0 | 0.021574 | 296.1126 | 0.011306 | 0 | 0 | 0.022612 | 296.352 | 0.011825 | 0 | 0 | 0.023651 | 296.5914 | 0.012345 | 0 | 0 | 0.024689 | 296.9105 | 0.013037 | 0 | 0 | 0.026074 | 297.1499 | 0.013556 | 0 | 0 | 0.027112 | 297.3095 | 0.013902 | 0 | 0 | 0.027804 | 297.5489 | 0.014421 | 0 | 0 | 0.028843 | 297.7085 | 0.014768 | 0 | 0 | 0.029535 | 297.9478 | 0.015287 | 0 | 0 | 0.030574 | 298.1872 | 0.015806 | 0 | 0 | 0.031612 | 298.3468 | 0.016152 | 0 | 0 | 0.032304 | 298.5862 | 0.016671 | 0 | 0 | 0.033343 | 298.8256 | 0.017191 | 0 | 0 | 0.034381 | 298.9054 | 0.017364 | 0 | 0 | 0.034727 | 299.1447 | 0.017883 | 0 | 0 | 0.035766 | 299.3841 | 0.018402 | 0 | 0 | 0.036804 | 299.5437 | 0.018748 | 0 | 0 | 0.037496 | 299.7831 | 0.019267 | 0 | 0 | 0.038535 | 299.9427 | 0.019614 | 0 | 0 | 0.039227 | 300.1023 | 0.01996 | 0 | 0 | 0.039919
2017-03-09 12:00 | 252.6698 | 0.75311 |  | 265.3197 | 0 | 0 | 0 | 0 | 272.7754 | 0 | 0 | 0 | 0 | 278.8756 | 0 | 0 | 0 | 0 | 279.1015 | 0 | 0 | 0 | 0 | 279.2521 | 0 | 0 | 0 | 0 | 279.4781 | 0 | 0 | 0 | 0 | 279.704 | 0 | 0 | 0 | 0 | 279.9299 | 0 | 0 | 0 | 0 | 280.2312 | 0 | 0 | 0 | 0 | 280.4571 | 0 | 0 | 0 | 0 | 280.6077 | 0 | 0 | 0 | 0 | 280.8337 | 0 | 0 | 0 | 0 | 280.9843 | 0 | 0 | 0 | 0 | 281.2102 | 0 | 0 | 0 | 0 | 281.4362 | 0 | 0 | 0 | 0 | 281.5868 | 0 | 0 | 0 | 0 | 281.8127 | 0 | 0 | 0 | 0 | 282.0386 | 0 | 0 | 0 | 0 | 282.114 | 0 | 0 | 0 | 0 | 282.3399 | 0 | 0 | 0 | 0 | 282.5658 | 0 | 0 | 0 | 0 | 282.7164 | 0 | 0 | 0 | 0 | 282.9424 | 0 | 0 | 0 | 0 | 283.093 | 0 | 0 | 0 | 0 | 283.2436 | 0 | 0 | 0 | 0
2017-03-09 13:00 | 249.8778 | 0.74479 |  | 262.3879 | 0 | 0 | 0 | 0 | 269.7613 | 0 | 0 | 0 | 0 | 275.794 | 0 | 0 | 0 | 0 | 276.0175 | 0 | 0 | 0 | 0 | 276.1664 | 0 | 0 | 0 | 0 | 276.3899 | 0 | 0 | 0 | 0 | 276.6133 | 0 | 0 | 0 | 0 | 276.8367 | 0 | 0 | 0 | 0 | 277.1347 | 0 | 0 | 0 | 0 | 277.3581 | 0 | 0 | 0 | 0 | 277.507 | 0 | 0 | 0 | 0 | 277.7305 | 0 | 0 | 0 | 0 | 277.8794 | 0 | 0 | 0 | 0 | 278.1029 | 0 | 0 | 0 | 0 | 278.3263 | 0 | 0 | 0 | 0 | 278.4753 | 0 | 0 | 0 | 0 | 278.6987 | 0 | 0 | 0 | 0 | 278.9221 | 0 | 0 | 0 | 0 | 278.9966 | 0 | 0 | 0 | 0 | 279.2201 | 0 | 0 | 0 | 0 | 279.4435 | 0 | 0 | 0 | 0 | 279.5924 | 0 | 0 | 0 | 0 | 279.8159 | 0 | 0 | 0 | 0 | 279.9648 | 0 | 0 | 0 | 0 | 280.1138 | 0 | 0 | 0 | 0
2017-03-09 14:00 | 247.7038 | 0.73831 |  | 260.1051 | 0 | 0 | 0 | 0 | 267.4143 | 0 | 0 | 0 | 0 | 273.3946 | 0 | 0 | 0 | 0 | 273.616 | 0 | 0 | 0 | 0 | 273.7637 | 0 | 0 | 0 | 0 | 273.9852 | 0 | 0 | 0 | 0 | 274.2067 | 0 | 0 | 0 | 0 | 274.4282 | 0 | 0 | 0 | 0 | 274.7235 | 0 | 0 | 0 | 0 | 274.945 | 0 | 0 | 0 | 0 | 275.0927 | 0 | 0 | 0 | 0 | 275.3141 | 0 | 0 | 0 | 0 | 275.4618 | 0 | 0 | 0 | 0 | 275.6833 | 0 | 0 | 0 | 0 | 275.9048 | 0 | 0 | 0 | 0 | 276.0525 | 0 | 0 | 0 | 0 | 276.2739 | 0 | 0 | 0 | 0 | 276.4954 | 0 | 0 | 0 | 0 | 276.5693 | 0 | 0 | 0 | 0 | 276.7908 | 0 | 0 | 0 | 0 | 277.0123 | 0 | 0 | 0 | 0 | 277.1599 | 0 | 0 | 0 | 0 | 277.3814 | 0 | 0 | 0 | 0 | 277.5291 | 0 | 0 | 0 | 0 | 277.6767 | 0 | 0 | 0 | 0
2017-03-09 15:00 | 247.4702 | 0.73761 |  | 259.8597 | 0 | 0 | 0 | 0 | 267.1621 | 0 | 0 | 0 | 0 | 273.1367 | 0 | 0 | 0 | 0 | 273.358 | 0 | 0 | 0 | 0 | 273.5055 | 0 | 0 | 0 | 0 | 273.7268 | 0 | 0 | 0 | 0 | 273.9481 | 0 | 0 | 0 | 0 | 274.1694 | 0 | 0 | 0 | 0 | 274.4644 | 0 | 0 | 0 | 0 | 274.6857 | 0 | 0 | 0 | 0 | 274.8332 | 0 | 0 | 0 | 0 | 275.0545 | 0 | 0 | 0 | 0 | 275.202 | 0 | 0 | 0 | 0 | 275.4233 | 0 | 0 | 0 | 0 | 275.6446 | 0 | 0 | 0 | 0 | 275.7921 | 0 | 0 | 0 | 0 | 276.0134 | 0 | 0 | 0 | 0 | 276.2347 | 0 | 0 | 0 | 0 | 276.3084 | 0 | 0 | 0 | 0 | 276.5297 | 0 | 0 | 0 | 0 | 276.751 | 0 | 0 | 0 | 0 | 276.8985 | 0 | 0 | 0 | 0 | 277.1198 | 0 | 0 | 0 | 0 | 277.2673 | 0 | 0 | 0 | 0 | 277.4148 | 0 | 0 | 0 | 0
2017-03-09 16:00 | 261.639 | 0.77984 |  | 274.7379 | 0 | 0 | 0 | 0 | 282.4583 | 0 | 0 | 0 | 0 | 288.775 | 0 | 0 | 0 | 0 | 289.0089 | 0 | 0 | 0 | 0 | 289.1649 | 0 | 0 | 0 | 0 | 289.3989 | 0 | 0 | 0 | 0 | 289.6328 | 0 | 0 | 0 | 0 | 289.8668 | 0 | 0 | 0 | 0 | 290.1787 | 0 | 0 | 0 | 0 | 290.4126 | 0 | 0 | 0 | 0 | 290.5686 | 0 | 0 | 0 | 0 | 290.8026 | 0 | 0 | 0 | 0 | 290.9585 | 0.00012697 | 0 | 0 | 0.00025394 | 291.1925 | 0.00063441 | 0 | 0 | 0.0012688 | 291.4264 | 0.0011419 | 0 | 0 | 0.0022837 | 291.5824 | 0.0014801 | 0 | 0 | 0.0029603 | 291.8164 | 0.0019876 | 0 | 0 | 0.0039752 | 292.0503 | 0.002495 | 0 | 0 | 0.0049901 | 292.1283 | 0.0026642 | 0 | 0 | 0.0053284 | 292.3623 | 0.0031716 | 0 | 0 | 0.0063432 | 292.5962 | 0.0036791 | 0 | 0 | 0.0073581 | 292.7522 | 0.0040174 | 0 | 0 | 0.0080347 | 292.9861 | 0.0045248 | 0 | 0 | 0.0090496 | 293.1421 | 0.0048631 | 0 | 0 | 0.0097262 | 293.2981 | 0.0052014 | 0 | 0 | 0.010403
2017-03-09 17:00 | 258.5982 | 0.77078 |  | 271.5449 | 0 | 0 | 0 | 0 | 279.1755 | 0 | 0 | 0 | 0 | 285.4188 | 0 | 0 | 0 | 0 | 285.6501 | 0 | 0 | 0 | 0 | 285.8042 | 0 | 0 | 0 | 0 | 286.0355 | 0 | 0 | 0 | 0 | 286.2667 | 0 | 0 | 0 | 0 | 286.4979 | 0 | 0 | 0 | 0 | 286.8062 | 0 | 0 | 0 | 0 | 287.0375 | 0 | 0 | 0 | 0 | 287.1916 | 0 | 0 | 0 | 0 | 287.4229 | 0 | 0 | 0 | 0 | 287.577 | 0 | 0 | 0 | 0 | 287.8083 | 0 | 0 | 0 | 0 | 288.0395 | 0 | 0 | 0 | 0 | 288.1936 | 0 | 0 | 0 | 0 | 288.4249 | 0 | 0 | 0 | 0 | 288.6561 | 0 | 0 | 0 | 0 | 288.7332 | 0 | 0 | 0 | 0 | 288.9644 | 0 | 0 | 0 | 0 | 289.1957 | 0 | 0 | 0 | 0 | 289.3498 | 0 | 0 | 0 | 0 | 289.581 | 0 | 0 | 0 | 0 | 289.7352 | 0 | 0 | 0 | 0 | 289.8894 | 0 | 0 | 0 | 0
2017-03-09 18:00 | 259.1963 | 0.77256 |  | 272.1729 | 0 | 0 | 0 | 0 | 279.8213 | 0 | 0 | 0 | 0 | 286.079 | 0 | 0 | 0 | 0 | 286.3108 | 0 | 0 | 0 | 0 | 286.4653 | 0 | 0 | 0 | 0 | 286.6971 | 0 | 0 | 0 | 0 | 286.9288 | 0 | 0 | 0 | 0 | 287.1606 | 0 | 0 | 0 | 0 | 287.4696 | 0 | 0 | 0 | 0 | 287.7014 | 0 | 0 | 0 | 0 | 287.8559 | 0 | 0 | 0 | 0 | 288.0877 | 0 | 0 | 0 | 0 | 288.2422 | 0 | 0 | 0 | 0 | 288.474 | 0 | 0 | 0 | 0 | 288.7057 | 0 | 0 | 0 | 0 | 288.8602 | 0 | 0 | 0 | 0 | 289.092 | 0 | 0 | 0 | 0 | 289.3238 | 0 | 0 | 0 | 0 | 289.401 | 0 | 0 | 0 | 0 | 289.6328 | 0 | 0 | 0 | 0 | 289.8646 | 0 | 0 | 0 | 0 | 290.0191 | 0 | 0 | 0 | 0 | 290.2508 | 0 | 0 | 0 | 0 | 290.4054 | 0 | 0 | 0 | 0 | 290.5599 | 0 | 0 | 0 | 0
2017-03-09 19:00 | 253.0289 | 0.75418 |  | 265.6968 | 0 | 0 | 0 | 0 | 273.1631 | 0 | 0 | 0 | 0 | 279.272 | 0 | 0 | 0 | 0 | 279.4982 | 0 | 0 | 0 | 0 | 279.649 | 0 | 0 | 0 | 0 | 279.8753 | 0 | 0 | 0 | 0 | 280.1015 | 0 | 0 | 0 | 0 | 280.3278 | 0 | 0 | 0 | 0 | 280.6295 | 0 | 0 | 0 | 0 | 280.8557 | 0 | 0 | 0 | 0 | 281.0066 | 0 | 0 | 0 | 0 | 281.2328 | 0 | 0 | 0 | 0 | 281.3836 | 0 | 0 | 0 | 0 | 281.6099 | 0 | 0 | 0 | 0 | 281.8362 | 0 | 0 | 0 | 0 | 281.987 | 0 | 0 | 0 | 0 | 282.2132 | 0 | 0 | 0 | 0 | 282.4395 | 0 | 0 | 0 | 0 | 282.5149 | 0 | 0 | 0 | 0 | 282.7412 | 0 | 0 | 0 | 0 | 282.9674 | 0 | 0 | 0 | 0 | 283.1183 | 0 | 0 | 0 | 0 | 283.3445 | 0 | 0 | 0 | 0 | 283.4953 | 0 | 0 | 0 | 0 | 283.6462 | 0 | 0 | 0 | 0
2017-03-09 20:00 | 252.8833 | 0.75374 |  | 265.5438 | 0 | 0 | 0 | 0 | 273.0058 | 0 | 0 | 0 | 0 | 279.1112 | 0 | 0 | 0 | 0 | 279.3373 | 0 | 0 | 0 | 0 | 279.488 | 0 | 0 | 0 | 0 | 279.7142 | 0 | 0 | 0 | 0 | 279.9403 | 0 | 0 | 0 | 0 | 280.1664 | 0 | 0 | 0 | 0 | 280.4679 | 0 | 0 | 0 | 0 | 280.694 | 0 | 0 | 0 | 0 | 280.8448 | 0 | 0 | 0 | 0 | 281.0709 | 0 | 0 | 0 | 0 | 281.2217 | 0 | 0 | 0 | 0 | 281.4478 | 0 | 0 | 0 | 0 | 281.6739 | 0 | 0 | 0 | 0 | 281.8246 | 0 | 0 | 0 | 0 | 282.0508 | 0 | 0 | 0 | 0 | 282.2769 | 0 | 0 | 0 | 0 | 282.3523 | 0 | 0 | 0 | 0 | 282.5784 | 0 | 0 | 0 | 0 | 282.8045 | 0 | 0 | 0 | 0 | 282.9553 | 0 | 0 | 0 | 0 | 283.1814 | 0 | 0 | 0 | 0 | 283.3321 | 0 | 0 | 0 | 0 | 283.4829 | 0 | 0 | 0 | 0
2017-03-09 21:00 | 263.8728 | 0.7865 |  | 277.0835 | 0 | 0 | 0 | 0 | 284.8698 | 0 | 0 | 0 | 0 | 291.2404 | 0.00073843 | 0 | 0 | 0.0014769 | 291.4764 | 0.0012502 | 0 | 0 | 0.0025004 | 291.6337 | 0.0015914 | 0 | 0 | 0.0031828 | 291.8696 | 0.0021032 | 0 | 0 | 0.0042063 | 292.1056 | 0.0026149 | 0 | 0 | 0.0052299 | 292.3415 | 0.0031267 | 0 | 0 | 0.0062534 | 292.6561 | 0.0038091 | 0 | 0 | 0.0076181 | 292.8921 | 0.0043208 | 0 | 0 | 0.0086417 | 293.0494 | 0.004662 | 0 | 0 | 0.0093241 | 293.2853 | 0.0051738 | 0 | 0 | 0.010348 | 293.4426 | 0.005515 | 0 | 0 | 0.01103 | 293.6786 | 0.0060268 | 0 | 0 | 0.012054 | 293.9145 | 0.0065385 | 0 | 0 | 0.013077 | 294.0718 | 0.0068797 | 0 | 0 | 0.013759 | 294.3078 | 0.0073915 | 0 | 0 | 0.014783 | 294.5437 | 0.0079033 | 0 | 0 | 0.015807 | 294.6224 | 0.0080739 | 0 | 0 | 0.016148 | 294.8583 | 0.0085856 | 0 | 0 | 0.017171 | 295.0943 | 0.0090974 | 0 | 0 | 0.018195 | 295.2516 | 0.0094386 | 0 | 0 | 0.018877 | 295.4875 | 0.0099504 | 0 | 0 | 0.019901 | 295.6448 | 0.010292 | 0 | 0 | 0.020583 | 295.8021 | 0.010633 | 0 | 0 | 0.021265
2017-03-09 22:00 | 253.2487 | 0.75483 |  | 265.9276 | 0 | 0 | 0 | 0 | 273.4004 | 0 | 0 | 0 | 0 | 279.5146 | 0 | 0 | 0 | 0 | 279.741 | 0 | 0 | 0 | 0 | 279.892 | 0 | 0 | 0 | 0 | 280.1184 | 0 | 0 | 0 | 0 | 280.3449 | 0 | 0 | 0 | 0 | 280.5713 | 0 | 0 | 0 | 0 | 280.8733 | 0 | 0 | 0 | 0 | 281.0997 | 0 | 0 | 0 | 0 | 281.2507 | 0 | 0 | 0 | 0 | 281.4771 | 0 | 0 | 0 | 0 | 281.6281 | 0 | 0 | 0 | 0 | 281.8545 | 0 | 0 | 0 | 0 | 282.081 | 0 | 0 | 0 | 0 | 282.232 | 0 | 0 | 0 | 0 | 282.4584 | 0 | 0 | 0 | 0 | 282.6849 | 0 | 0 | 0 | 0 | 282.7603 | 0 | 0 | 0 | 0 | 282.9868 | 0 | 0 | 0 | 0 | 283.2132 | 0 | 0 | 0 | 0 | 283.3642 | 0 | 0 | 0 | 0 | 283.5907 | 0 | 0 | 0 | 0 | 283.7416 | 0 | 0 | 0 | 0 | 283.8926 | 0 | 0 | 0 | 0
2017-03-09 23:00 | 256.6927 | 0.7651 |  | 269.5439 | 0 | 0 | 0 | 0 | 277.1184 | 0 | 0 | 0 | 0 | 283.3157 | 0 | 0 | 0 | 0 | 283.5452 | 0 | 0 | 0 | 0 | 283.6982 | 0 | 0 | 0 | 0 | 283.9278 | 0 | 0 | 0 | 0 | 284.1573 | 0 | 0 | 0 | 0 | 284.3868 | 0 | 0 | 0 | 0 | 284.6929 | 0 | 0 | 0 | 0 | 284.9224 | 0 | 0 | 0 | 0 | 285.0754 | 0 | 0 | 0 | 0 | 285.305 | 0 | 0 | 0 | 0 | 285.458 | 0 | 0 | 0 | 0 | 285.6875 | 0 | 0 | 0 | 0 | 285.917 | 0 | 0 | 0 | 0 | 286.0701 | 0 | 0 | 0 | 0 | 286.2996 | 0 | 0 | 0 | 0 | 286.5291 | 0 | 0 | 0 | 0 | 286.6056 | 0 | 0 | 0 | 0 | 286.8352 | 0 | 0 | 0 | 0 | 287.0647 | 0 | 0 | 0 | 0 | 287.2177 | 0 | 0 | 0 | 0 | 287.4472 | 0 | 0 | 0 | 0 | 287.6002 | 0 | 0 | 0 | 0 | 287.7533 | 0 | 0 | 0 | 0
2017-03-10 | 264.6067 | 0.78869 |  | 277.8541 | 0 | 0 | 0 | 0 | 285.6621 | 0 | 0 | 0 | 0 | 292.0505 | 0.0024954 | 0 | 0 | 0.0049907 | 292.2871 | 0.0030086 | 0 | 0 | 0.0060171 | 292.4448 | 0.0033507 | 0 | 0 | 0.0067014 | 292.6814 | 0.0038639 | 0 | 0 | 0.0077278 | 292.918 | 0.0043771 | 0 | 0 | 0.0087542 | 293.1546 | 0.0048903 | 0 | 0 | 0.0097806 | 293.4701 | 0.0055746 | 0 | 0 | 0.011149 | 293.7067 | 0.0060878 | 0 | 0 | 0.012176 | 293.8644 | 0.0064299 | 0 | 0 | 0.01286 | 294.1011 | 0.0069431 | 0 | 0 | 0.013886 | 294.2588 | 0.0072852 | 0 | 0 | 0.01457 | 294.4954 | 0.0077984 | 0 | 0 | 0.015597 | 294.732 | 0.0083116 | 0 | 0 | 0.016623 | 294.8897 | 0.0086537 | 0 | 0 | 0.017307 | 295.1263 | 0.0091669 | 0 | 0 | 0.018334 | 295.363 | 0.0096801 | 0 | 0 | 0.01936 | 295.4418 | 0.0098512 | 0 | 0 | 0.019702 | 295.6784 | 0.010364 | 0 | 0 | 0.020729 | 295.915 | 0.010878 | 0 | 0 | 0.021755 | 296.0728 | 0.01122 | 0 | 0 | 0.022439 | 296.3094 | 0.011733 | 0 | 0 | 0.023466 | 296.4671 | 0.012075 | 0 | 0 | 0.02415 | 296.6248 | 0.012417 | 0 | 0 | 0.024834
2017-03-10 01:00 | 276.2409 | 0.82336 |  | 290.0708 | 0 | 0 | 0 | 0 | 298.2221 | 0.015882 | 0 | 0 | 0.031763 | 304.8914 | 0.030347 | 0 | 0 | 0.060694 | 305.1384 | 0.030883 | 0 | 0 | 0.061766 | 305.303 | 0.03124 | 0 | 0 | 0.06248 | 305.55 | 0.031776 | 0 | 0 | 0.063552 | 305.797 | 0.032312 | 0 | 0 | 0.064623 | 306.0441 | 0.032847 | 0 | 0 | 0.065695 | 306.3734 | 0.033562 | 0 | 0 | 0.067124 | 306.6204 | 0.034098 | 0 | 0 | 0.068195 | 306.7851 | 0.034455 | 0 | 0 | 0.06891 | 307.0321 | 0.034991 | 0 | 0 | 0.069981 | 307.1968 | 0.035348 | 0 | 0 | 0.070695 | 307.4438 | 0.035883 | 0 | 0 | 0.071767 | 307.6908 | 0.036419 | 0 | 0 | 0.072838 | 307.8555 | 0.036776 | 0 | 0 | 0.073553 | 308.1025 | 0.037312 | 0 | 0 | 0.074624 | 308.3495 | 0.037848 | 0 | 0 | 0.075696 | 308.4318 | 0.038026 | 0 | 0 | 0.076053 | 308.6788 | 0.038562 | 0 | 0 | 0.077125 | 308.9258 | 0.039098 | 0 | 0 | 0.078196 | 309.0905 | 0.039455 | 0 | 0 | 0.07891 | 309.3375 | 0.039991 | 0 | 0 | 0.079982 | 309.5022 | 0.040348 | 0 | 0 | 0.080696 | 309.6669 | 0.040705 | 0 | 0 | 0.081411
2017-03-10 02:00 | 289.5211 | 0.86295 |  | 304.0159 | 0.028448 | 0 | 0 | 0.056897 | 312.5591 | 0.046979 | 0 | 0 | 0.093957 | 319.549 | 0.06214 | 0 | 0 | 0.12428 | 319.8079 | 0.062701 | 0 | 0 | 0.1254 | 319.9804 | 0.063075 | 0 | 0 | 0.12615 | 320.2393 | 0.063637 | 0 | 0 | 0.12727 | 320.4982 | 0.064199 | 0 | 0 | 0.1284 | 320.7571 | 0.06476 | 0 | 0 | 0.12952 | 321.1023 | 0.065509 | 0 | 0 | 0.13102 | 321.3612 | 0.06607 | 0 | 0 | 0.13214 | 321.5337 | 0.066445 | 0 | 0 | 0.13289 | 321.7926 | 0.067006 | 0 | 0 | 0.13401 | 321.9652 | 0.06738 | 0 | 0 | 0.13476 | 322.2241 | 0.067942 | 0 | 0 | 0.13588 | 322.483 | 0.068503 | 0 | 0 | 0.13701 | 322.6556 | 0.068878 | 0 | 0 | 0.13776 | 322.9145 | 0.069439 | 0 | 0 | 0.13888 | 323.1733 | 0.070001 | 0 | 0 | 0.14 | 323.2596 | 0.070188 | 0 | 0 | 0.14038 | 323.5185 | 0.07075 | 0 | 0 | 0.1415 | 323.7774 | 0.071311 | 0 | 0 | 0.14262 | 323.95 | 0.071685 | 0 | 0 | 0.14337 | 324.2089 | 0.072247 | 0 | 0 | 0.14449 | 324.3815 | 0.072621 | 0 | 0 | 0.14524 | 324.5541 | 0.072996 | 0 | 0 | 0.14599
2017-03-10 03:00 | 282.2943 | 0.84141 |  | 296.4272 | 0.011989 | 0 | 0 | 0.023977 | 304.7572 | 0.030056 | 0 | 0 | 0.060112 | 311.5725 | 0.044839 | 0 | 0 | 0.089677 | 311.825 | 0.045386 | 0 | 0 | 0.090772 | 311.9932 | 0.045751 | 0 | 0 | 0.091502 | 312.2457 | 0.046299 | 0 | 0 | 0.092597 | 312.4981 | 0.046846 | 0 | 0 | 0.093692 | 312.7505 | 0.047394 | 0 | 0 | 0.094787 | 313.0871 | 0.048124 | 0 | 0 | 0.096248 | 313.3395 | 0.048671 | 0 | 0 | 0.097343 | 313.5078 | 0.049036 | 0 | 0 | 0.098073 | 313.7602 | 0.049584 | 0 | 0 | 0.099168 | 313.9285 | 0.049949 | 0 | 0 | 0.099898 | 314.1809 | 0.050496 | 0 | 0 | 0.10099 | 314.4333 | 0.051044 | 0 | 0 | 0.10209 | 314.6016 | 0.051409 | 0 | 0 | 0.10282 | 314.854 | 0.051956 | 0 | 0 | 0.10391 | 315.1064 | 0.052504 | 0 | 0 | 0.10501 | 315.1906 | 0.052686 | 0 | 0 | 0.10537 | 315.443 | 0.053234 | 0 | 0 | 0.10647 | 315.6954 | 0.053781 | 0 | 0 | 0.10756 | 315.8637 | 0.054146 | 0 | 0 | 0.10829 | 316.1161 | 0.054694 | 0 | 0 | 0.10939 | 316.2844 | 0.055059 | 0 | 0 | 0.11012 | 316.4527 | 0.055424 | 0 | 0 | 0.11085
2017-03-10 04:00 | 291.8083 | 0.86976 |  | 306.4176 | 0.033658 | 0 | 0 | 0.067315 | 315.0283 | 0.052334 | 0 | 0 | 0.10467 | 322.0734 | 0.067615 | 0 | 0 | 0.13523 | 322.3343 | 0.068181 | 0 | 0 | 0.13636 | 322.5083 | 0.068558 | 0 | 0 | 0.13712 | 322.7692 | 0.069124 | 0 | 0 | 0.13825 | 323.0301 | 0.06969 | 0 | 0 | 0.13938 | 323.291 | 0.070256 | 0 | 0 | 0.14051 | 323.6389 | 0.071011 | 0 | 0 | 0.14202 | 323.8999 | 0.071577 | 0 | 0 | 0.14315 | 324.0738 | 0.071954 | 0 | 0 | 0.14391 | 324.3348 | 0.07252 | 0 | 0 | 0.14504 | 324.5087 | 0.072897 | 0 | 0 | 0.14579 | 324.7696 | 0.073463 | 0 | 0 | 0.14693 | 325.0306 | 0.074029 | 0 | 0 | 0.14806 | 325.2045 | 0.074407 | 0 | 0 | 0.14881 | 325.4654 | 0.074972 | 0 | 0 | 0.14994 | 325.7264 | 0.075538 | 0 | 0 | 0.15108 | 325.8134 | 0.075727 | 0 | 0 | 0.15145 | 326.0743 | 0.076293 | 0 | 0 | 0.15259 | 326.3352 | 0.076859 | 0 | 0 | 0.15372 | 326.5092 | 0.077236 | 0 | 0 | 0.15447 | 326.7701 | 0.077802 | 0 | 0 | 0.1556 | 326.944 | 0.07818 | 0 | 0 | 0.15636 | 327.118 | 0.078557 | 0 | 0 | 0.15711
2017-03-10 05:00 | 294.4796 | 0.87773 |  | 309.2227 | 0.039742 | 0 | 0 | 0.079484 | 317.9122 | 0.058589 | 0 | 0 | 0.11718 | 325.0217 | 0.07401 | 0 | 0 | 0.14802 | 325.2851 | 0.074581 | 0 | 0 | 0.14916 | 325.4606 | 0.074962 | 0 | 0 | 0.14992 | 325.7239 | 0.075533 | 0 | 0 | 0.15107 | 325.9872 | 0.076104 | 0 | 0 | 0.15221 | 326.2506 | 0.076675 | 0 | 0 | 0.15335 | 326.6016 | 0.077437 | 0 | 0 | 0.15487 | 326.865 | 0.078008 | 0 | 0 | 0.15602 | 327.0405 | 0.078389 | 0 | 0 | 0.15678 | 327.3038 | 0.07896 | 0 | 0 | 0.15792 | 327.4794 | 0.079341 | 0 | 0 | 0.15868 | 327.7427 | 0.079912 | 0 | 0 | 0.15982 | 328.006 | 0.080483 | 0 | 0 | 0.16097 | 328.1815 | 0.080864 | 0 | 0 | 0.16173 | 328.4449 | 0.081435 | 0 | 0 | 0.16287 | 328.7082 | 0.082006 | 0 | 0 | 0.16401 | 328.796 | 0.082196 | 0 | 0 | 0.16439 | 329.0593 | 0.082767 | 0 | 0 | 0.16553 | 329.3226 | 0.083339 | 0 | 0 | 0.16668 | 329.4981 | 0.083719 | 0 | 0 | 0.16744 | 329.7615 | 0.08429 | 0 | 0 | 0.16858 | 329.937 | 0.084671 | 0 | 0 | 0.16934 | 330.1125 | 0.085052 | 0 | 0 | 0.1701
2017-03-10 06:00 | 288.8537 | 0.86096 |  | 303.3151 | 0.026928 | 0 | 0 | 0.053857 | 311.8386 | 0.045416 | 0 | 0 | 0.090831 | 318.8123 | 0.060542 | 0 | 0 | 0.12108 | 319.0706 | 0.061102 | 0 | 0 | 0.1222 | 319.2428 | 0.061476 | 0 | 0 | 0.12295 | 319.5011 | 0.062036 | 0 | 0 | 0.12407 | 319.7594 | 0.062596 | 0 | 0 | 0.12519 | 320.0177 | 0.063156 | 0 | 0 | 0.12631 | 320.362 | 0.063903 | 0 | 0 | 0.12781 | 320.6203 | 0.064463 | 0 | 0 | 0.12893 | 320.7925 | 0.064837 | 0 | 0 | 0.12967 | 321.0508 | 0.065397 | 0 | 0 | 0.13079 | 321.223 | 0.065771 | 0 | 0 | 0.13154 | 321.4813 | 0.066331 | 0 | 0 | 0.13266 | 321.7396 | 0.066891 | 0 | 0 | 0.13378 | 321.9118 | 0.067264 | 0 | 0 | 0.13453 | 322.17 | 0.067825 | 0 | 0 | 0.13565 | 322.4283 | 0.068385 | 0 | 0 | 0.13677 | 322.5144 | 0.068572 | 0 | 0 | 0.13714 | 322.7727 | 0.069132 | 0 | 0 | 0.13826 | 323.031 | 0.069692 | 0 | 0 | 0.13938 | 323.2032 | 0.070066 | 0 | 0 | 0.14013 | 323.4615 | 0.070626 | 0 | 0 | 0.14125 | 323.6337 | 0.070999 | 0 | 0 | 0.142 | 323.8059 | 0.071373 | 0 | 0 | 0.14275
2017-03-10 07:00 | 292.9645 | 0.87321 |  | 307.6317 | 0.036291 | 0 | 0 | 0.072582 | 316.2765 | 0.055042 | 0 | 0 | 0.11008 | 323.3495 | 0.070383 | 0 | 0 | 0.14077 | 323.6115 | 0.070951 | 0 | 0 | 0.1419 | 323.7861 | 0.07133 | 0 | 0 | 0.14266 | 324.0481 | 0.071898 | 0 | 0 | 0.1438 | 324.31 | 0.072466 | 0 | 0 | 0.14493 | 324.572 | 0.073035 | 0 | 0 | 0.14607 | 324.9213 | 0.073792 | 0 | 0 | 0.14758 | 325.1832 | 0.07436 | 0 | 0 | 0.14872 | 325.3579 | 0.074739 | 0 | 0 | 0.14948 | 325.6198 | 0.075307 | 0 | 0 | 0.15061 | 325.7945 | 0.075686 | 0 | 0 | 0.15137 | 326.0564 | 0.076254 | 0 | 0 | 0.15251 | 326.3184 | 0.076823 | 0 | 0 | 0.15365 | 326.4931 | 0.077201 | 0 | 0 | 0.1544 | 326.755 | 0.07777 | 0 | 0 | 0.15554 | 327.017 | 0.078338 | 0 | 0 | 0.15668 | 327.1043 | 0.078527 | 0 | 0 | 0.15705 | 327.3663 | 0.079095 | 0 | 0 | 0.15819 | 327.6282 | 0.079664 | 0 | 0 | 0.15933 | 327.8029 | 0.080042 | 0 | 0 | 0.16008 | 328.0648 | 0.080611 | 0 | 0 | 0.16122 | 328.2395 | 0.080989 | 0 | 0 | 0.16198 | 328.4141 | 0.081368 | 0 | 0 | 0.16274
2017-03-10 08:00 | 291.7684 | 0.86964 |  | 306.3757 | 0.033567 | 0 | 0 | 0.067134 | 314.9852 | 0.052241 | 0 | 0 | 0.10448 | 322.0293 | 0.067519 | 0 | 0 | 0.13504 | 322.2902 | 0.068085 | 0 | 0 | 0.13617 | 322.4641 | 0.068463 | 0 | 0 | 0.13693 | 322.725 | 0.069028 | 0 | 0 | 0.13806 | 322.9859 | 0.069594 | 0 | 0 | 0.13919 | 323.2468 | 0.07016 | 0 | 0 | 0.14032 | 323.5947 | 0.070915 | 0 | 0 | 0.14183 | 323.8556 | 0.071481 | 0 | 0 | 0.14296 | 324.0295 | 0.071858 | 0 | 0 | 0.14372 | 324.2904 | 0.072424 | 0 | 0 | 0.14485 | 324.4643 | 0.072801 | 0 | 0 | 0.1456 | 324.7252 | 0.073367 | 0 | 0 | 0.14673 | 324.9861 | 0.073933 | 0 | 0 | 0.14787 | 325.16 | 0.07431 | 0 | 0 | 0.14862 | 325.4209 | 0.074876 | 0 | 0 | 0.14975 | 325.6818 | 0.075442 | 0 | 0 | 0.15088 | 325.7688 | 0.07563 | 0 | 0 | 0.15126 | 326.0297 | 0.076196 | 0 | 0 | 0.15239 | 326.2906 | 0.076762 | 0 | 0 | 0.15352 | 326.4645 | 0.077139 | 0 | 0 | 0.15428 | 326.7254 | 0.077705 | 0 | 0 | 0.15541 | 326.8993 | 0.078082 | 0 | 0 | 0.15616 | 327.0732 | 0.07846 | 0 | 0 | 0.15692
2017-03-10 09:00 | 288.7518 | 0.86065 |  | 303.208 | 0.026696 | 0 | 0 | 0.053392 | 311.7285 | 0.045177 | 0 | 0 | 0.090354 | 318.6998 | 0.060298 | 0 | 0 | 0.1206 | 318.958 | 0.060858 | 0 | 0 | 0.12172 | 319.1301 | 0.061231 | 0 | 0 | 0.12246 | 319.3883 | 0.061791 | 0 | 0 | 0.12358 | 319.6465 | 0.062351 | 0 | 0 | 0.1247 | 319.9047 | 0.062911 | 0 | 0 | 0.12582 | 320.249 | 0.063658 | 0 | 0 | 0.12732 | 320.5072 | 0.064218 | 0 | 0 | 0.12844 | 320.6793 | 0.064591 | 0 | 0 | 0.12918 | 320.9375 | 0.065151 | 0 | 0 | 0.1303 | 321.1096 | 0.065525 | 0 | 0 | 0.13105 | 321.3678 | 0.066085 | 0 | 0 | 0.13217 | 321.626 | 0.066645 | 0 | 0 | 0.13329 | 321.7981 | 0.067018 | 0 | 0 | 0.13404 | 322.0563 | 0.067578 | 0 | 0 | 0.13516 | 322.3145 | 0.068138 | 0 | 0 | 0.13628 | 322.4006 | 0.068325 | 0 | 0 | 0.13665 | 322.6588 | 0.068885 | 0 | 0 | 0.13777 | 322.917 | 0.069445 | 0 | 0 | 0.13889 | 323.0891 | 0.069818 | 0 | 0 | 0.13964 | 323.3473 | 0.070378 | 0 | 0 | 0.14076 | 323.5194 | 0.070752 | 0 | 0 | 0.1415 | 323.6916 | 0.071125 | 0 | 0 | 0.14225
2017-03-10 10:00 | 274.2931 | 0.81756 |  | 288.0255 | 0 | 0 | 0 | 0 | 296.1193 | 0.011321 | 0 | 0 | 0.022641 | 302.7416 | 0.025684 | 0 | 0 | 0.051369 | 302.9868 | 0.026216 | 0 | 0 | 0.052433 | 303.1503 | 0.026571 | 0 | 0 | 0.053142 | 303.3956 | 0.027103 | 0 | 0 | 0.054206 | 303.6409 | 0.027635 | 0 | 0 | 0.05527 | 303.8861 | 0.028167 | 0 | 0 | 0.056334 | 304.2132 | 0.028876 | 0 | 0 | 0.057752 | 304.4584 | 0.029408 | 0 | 0 | 0.058816 | 304.6219 | 0.029763 | 0 | 0 | 0.059526 | 304.8672 | 0.030295 | 0 | 0 | 0.06059 | 305.0307 | 0.03065 | 0 | 0 | 0.061299 | 305.276 | 0.031181 | 0 | 0 | 0.062363 | 305.5212 | 0.031713 | 0 | 0 | 0.063427 | 305.6848 | 0.032068 | 0 | 0 | 0.064136 | 305.93 | 0.0326 | 0 | 0 | 0.0652 | 306.1753 | 0.033132 | 0 | 0 | 0.066264 | 306.257 | 0.033309 | 0 | 0 | 0.066619 | 306.5023 | 0.033841 | 0 | 0 | 0.067683 | 306.7476 | 0.034373 | 0 | 0 | 0.068747 | 306.9111 | 0.034728 | 0 | 0 | 0.069456 | 307.1564 | 0.03526 | 0 | 0 | 0.07052 | 307.3199 | 0.035615 | 0 | 0 | 0.071229 | 307.4834 | 0.035969 | 0 | 0 | 0.071939
2017-03-10 11:00 | 277.7397 | 0.82783 |  | 291.6447 | 0.0016152 | 0 | 0 | 0.0032304 | 299.8402 | 0.019391 | 0 | 0 | 0.038783 | 306.5456 | 0.033935 | 0 | 0 | 0.067871 | 306.794 | 0.034474 | 0 | 0 | 0.068948 | 306.9595 | 0.034833 | 0 | 0 | 0.069666 | 307.2079 | 0.035372 | 0 | 0 | 0.070744 | 307.4562 | 0.03591 | 0 | 0 | 0.071821 | 307.7046 | 0.036449 | 0 | 0 | 0.072898 | 308.0357 | 0.037167 | 0 | 0 | 0.074335 | 308.2841 | 0.037706 | 0 | 0 | 0.075412 | 308.4496 | 0.038065 | 0 | 0 | 0.07613 | 308.698 | 0.038604 | 0 | 0 | 0.077208 | 308.8636 | 0.038963 | 0 | 0 | 0.077926 | 309.1119 | 0.039502 | 0 | 0 | 0.079003 | 309.3603 | 0.04004 | 0 | 0 | 0.080081 | 309.5258 | 0.040399 | 0 | 0 | 0.080799 | 309.7742 | 0.040938 | 0 | 0 | 0.081876 | 310.0225 | 0.041477 | 0 | 0 | 0.082953 | 310.1053 | 0.041656 | 0 | 0 | 0.083313 | 310.3536 | 0.042195 | 0 | 0 | 0.08439 | 310.602 | 0.042734 | 0 | 0 | 0.085467 | 310.7676 | 0.043093 | 0 | 0 | 0.086185 | 311.0159 | 0.043631 | 0 | 0 | 0.087263 | 311.1815 | 0.043991 | 0 | 0 | 0.087981 | 311.347 | 0.04435 | 0 | 0 | 0.088699
2017-03-10 12:00 | 275.574 | 0.82138 |  | 289.3706 | 0 | 0 | 0 | 0 | 297.5022 | 0.01432 | 0 | 0 | 0.02864 | 304.1553 | 0.028751 | 0 | 0 | 0.057502 | 304.4017 | 0.029285 | 0 | 0 | 0.05857 | 304.566 | 0.029642 | 0 | 0 | 0.059283 | 304.8124 | 0.030176 | 0 | 0 | 0.060352 | 305.0588 | 0.03071 | 0 | 0 | 0.061421 | 305.3052 | 0.031245 | 0 | 0 | 0.06249 | 305.6338 | 0.031958 | 0 | 0 | 0.063915 | 305.8802 | 0.032492 | 0 | 0 | 0.064984 | 306.0445 | 0.032848 | 0 | 0 | 0.065697 | 306.2909 | 0.033383 | 0 | 0 | 0.066766 | 306.4552 | 0.033739 | 0 | 0 | 0.067478 | 306.7016 | 0.034274 | 0 | 0 | 0.068547 | 306.948 | 0.034808 | 0 | 0 | 0.069616 | 307.1123 | 0.035164 | 0 | 0 | 0.070329 | 307.3587 | 0.035699 | 0 | 0 | 0.071398 | 307.6051 | 0.036233 | 0 | 0 | 0.072467 | 307.6872 | 0.036411 | 0 | 0 | 0.072823 | 307.9336 | 0.036946 | 0 | 0 | 0.073892 | 308.18 | 0.03748 | 0 | 0 | 0.074961 | 308.3443 | 0.037837 | 0 | 0 | 0.075673 | 308.5907 | 0.038371 | 0 | 0 | 0.076742 | 308.755 | 0.038728 | 0 | 0 | 0.077455 | 308.9193 | 0.039084 | 0 | 0 | 0.078168
2017-03-10 13:00 | 267.585 | 0.79756 |  | 280.9815 | 0 | 0 | 0 | 0 | 288.8774 | 0 | 0 | 0 | 0 | 295.3377 | 0.0096253 | 0 | 0 | 0.019251 | 295.5769 | 0.010144 | 0 | 0 | 0.020289 | 295.7365 | 0.01049 | 0 | 0 | 0.020981 | 295.9757 | 0.011009 | 0 | 0 | 0.022018 | 296.215 | 0.011528 | 0 | 0 | 0.023056 | 296.4543 | 0.012047 | 0 | 0 | 0.024094 | 296.7733 | 0.012739 | 0 | 0 | 0.025478 | 297.0126 | 0.013258 | 0 | 0 | 0.026516 | 297.1721 | 0.013604 | 0 | 0 | 0.027208 | 297.4113 | 0.014123 | 0 | 0 | 0.028246 | 297.5709 | 0.014469 | 0 | 0 | 0.028938 | 297.8101 | 0.014988 | 0 | 0 | 0.029976 | 298.0494 | 0.015507 | 0 | 0 | 0.031014 | 298.2089 | 0.015853 | 0 | 0 | 0.031706 | 298.4482 | 0.016372 | 0 | 0 | 0.032744 | 298.6874 | 0.016891 | 0 | 0 | 0.033782 | 298.7672 | 0.017064 | 0 | 0 | 0.034128 | 299.0065 | 0.017583 | 0 | 0 | 0.035166 | 299.2457 | 0.018102 | 0 | 0 | 0.036204 | 299.4052 | 0.018448 | 0 | 0 | 0.036896 | 299.6445 | 0.018967 | 0 | 0 | 0.037934 | 299.804 | 0.019313 | 0 | 0 | 0.038626 | 299.9635 | 0.019659 | 0 | 0 | 0.039318
2017-03-10 14:00 | 259.9811 | 0.7749 |  | 272.997 | 0 | 0 | 0 | 0 | 280.6685 | 0 | 0 | 0 | 0 | 286.9452 | 0 | 0 | 0 | 0 | 287.1777 | 0 | 0 | 0 | 0 | 287.3326 | 0 | 0 | 0 | 0 | 287.5651 | 0 | 0 | 0 | 0 | 287.7976 | 0 | 0 | 0 | 0 | 288.0301 | 0 | 0 | 0 | 0 | 288.34 | 0 | 0 | 0 | 0 | 288.5725 | 0 | 0 | 0 | 0 | 288.7275 | 0 | 0 | 0 | 0 | 288.9599 | 0 | 0 | 0 | 0 | 289.1149 | 0 | 0 | 0 | 0 | 289.3474 | 0 | 0 | 0 | 0 | 289.5799 | 0 | 0 | 0 | 0 | 289.7348 | 0 | 0 | 0 | 0 | 289.9673 | 0 | 0 | 0 | 0 | 290.1998 | 0 | 0 | 0 | 0 | 290.2773 | 0 | 0 | 0 | 0 | 290.5097 | 0 | 0 | 0 | 0 | 290.7422 | 0 | 0 | 0 | 0 | 290.8972 | 0 | 0 | 0 | 0 | 291.1297 | 0.00049812 | 0 | 0 | 0.00099625 | 291.2846 | 0.00083427 | 0 | 0 | 0.0016685 | 291.4396 | 0.0011704 | 0 | 0 | 0.0023409
2017-03-10 15:00 | 269.7495 | 0.80401 |  | 283.2544 | 0 | 0 | 0 | 0 | 291.2142 | 0.00068144 | 0 | 0 | 0.0013629 | 297.7267 | 0.014807 | 0 | 0 | 0.029614 | 297.9679 | 0.01533 | 0 | 0 | 0.030661 | 298.1287 | 0.015679 | 0 | 0 | 0.031358 | 298.3699 | 0.016202 | 0 | 0 | 0.032404 | 298.6111 | 0.016725 | 0 | 0 | 0.033451 | 298.8523 | 0.017249 | 0 | 0 | 0.034497 | 299.1739 | 0.017946 | 0 | 0 | 0.035892 | 299.4151 | 0.018469 | 0 | 0 | 0.036939 | 299.5759 | 0.018818 | 0 | 0 | 0.037636 | 299.8171 | 0.019341 | 0 | 0 | 0.038683 | 299.9779 | 0.01969 | 0 | 0 | 0.03938 | 300.2191 | 0.020213 | 0 | 0 | 0.040426 | 300.4603 | 0.020736 | 0 | 0 | 0.041473 | 300.6211 | 0.021085 | 0 | 0 | 0.04217 | 300.8624 | 0.021608 | 0 | 0 | 0.043217 | 301.1036 | 0.022132 | 0 | 0 | 0.044263 | 301.184 | 0.022306 | 0 | 0 | 0.044612 | 301.4252 | 0.022829 | 0 | 0 | 0.045658 | 301.6664 | 0.023352 | 0 | 0 | 0.046704 | 301.8272 | 0.023701 | 0 | 0 | 0.047402 | 302.0684 | 0.024224 | 0 | 0 | 0.048448 | 302.2292 | 0.024573 | 0 | 0 | 0.049146 | 302.39 | 0.024922 | 0 | 0 | 0.049844
2017-03-10 16:00 | 272.3986 | 0.81191 |  | 286.0362 | 0 | 0 | 0 | 0 | 294.0741 | 0.0068846 | 0 | 0 | 0.013769 | 300.6506 | 0.021149 | 0 | 0 | 0.042298 | 300.8941 | 0.021677 | 0 | 0 | 0.043355 | 301.0565 | 0.02203 | 0 | 0 | 0.044059 | 301.3001 | 0.022558 | 0 | 0 | 0.045116 | 301.5437 | 0.023086 | 0 | 0 | 0.046172 | 301.7872 | 0.023614 | 0 | 0 | 0.047229 | 302.112 | 0.024319 | 0 | 0 | 0.048638 | 302.3556 | 0.024847 | 0 | 0 | 0.049694 | 302.518 | 0.025199 | 0 | 0 | 0.050399 | 302.7615 | 0.025728 | 0 | 0 | 0.051455 | 302.9239 | 0.02608 | 0 | 0 | 0.05216 | 303.1675 | 0.026608 | 0 | 0 | 0.053216 | 303.4111 | 0.027137 | 0 | 0 | 0.054273 | 303.5734 | 0.027489 | 0 | 0 | 0.054977 | 303.817 | 0.028017 | 0 | 0 | 0.056034 | 304.0606 | 0.028545 | 0 | 0 | 0.057091 | 304.1418 | 0.028721 | 0 | 0 | 0.057443 | 304.3854 | 0.02925 | 0 | 0 | 0.058499 | 304.6289 | 0.029778 | 0 | 0 | 0.059556 | 304.7913 | 0.03013 | 0 | 0 | 0.060261 | 305.0349 | 0.030659 | 0 | 0 | 0.061317 | 305.1973 | 0.031011 | 0 | 0 | 0.062022 | 305.3597 | 0.031363 | 0 | 0 | 0.062726
2017-03-10 17:00 | 276.3564 | 0.82371 |  | 290.1921 | 0 | 0 | 0 | 0 | 298.3468 | 0.016152 | 0 | 0 | 0.032304 | 305.0188 | 0.030624 | 0 | 0 | 0.061248 | 305.266 | 0.03116 | 0 | 0 | 0.06232 | 305.4307 | 0.031517 | 0 | 0 | 0.063034 | 305.6778 | 0.032053 | 0 | 0 | 0.064106 | 305.9249 | 0.032589 | 0 | 0 | 0.065178 | 306.172 | 0.033125 | 0 | 0 | 0.06625 | 306.5015 | 0.03384 | 0 | 0 | 0.067679 | 306.7486 | 0.034376 | 0 | 0 | 0.068751 | 306.9134 | 0.034733 | 0 | 0 | 0.069466 | 307.1605 | 0.035269 | 0 | 0 | 0.070538 | 307.3252 | 0.035626 | 0 | 0 | 0.071253 | 307.5723 | 0.036162 | 0 | 0 | 0.072325 | 307.8195 | 0.036698 | 0 | 0 | 0.073397 | 307.9842 | 0.037056 | 0 | 0 | 0.074111 | 308.2313 | 0.037592 | 0 | 0 | 0.075183 | 308.4784 | 0.038128 | 0 | 0 | 0.076255 | 308.5608 | 0.038306 | 0 | 0 | 0.076613 | 308.8079 | 0.038842 | 0 | 0 | 0.077684 | 309.055 | 0.039378 | 0 | 0 | 0.078756 | 309.2198 | 0.039736 | 0 | 0 | 0.079471 | 309.4669 | 0.040272 | 0 | 0 | 0.080543 | 309.6316 | 0.040629 | 0 | 0 | 0.081258 | 309.7964 | 0.040986 | 0 | 0 | 0.081972
2017-03-10 18:00 | 280.109 | 0.83489 |  | 294.1326 | 0.0070114 | 0 | 0 | 0.014023 | 302.398 | 0.024939 | 0 | 0 | 0.049878 | 309.1606 | 0.039607 | 0 | 0 | 0.079215 | 309.4111 | 0.040151 | 0 | 0 | 0.080301 | 309.5781 | 0.040513 | 0 | 0 | 0.081025 | 309.8285 | 0.041056 | 0 | 0 | 0.082112 | 310.079 | 0.041599 | 0 | 0 | 0.083199 | 310.3295 | 0.042143 | 0 | 0 | 0.084285 | 310.6634 | 0.042867 | 0 | 0 | 0.085734 | 310.9139 | 0.04341 | 0 | 0 | 0.08682 | 311.0809 | 0.043772 | 0 | 0 | 0.087545 | 311.3313 | 0.044316 | 0 | 0 | 0.088631 | 311.4983 | 0.044678 | 0 | 0 | 0.089356 | 311.7488 | 0.045221 | 0 | 0 | 0.090442 | 311.9993 | 0.045764 | 0 | 0 | 0.091529 | 312.1662 | 0.046126 | 0 | 0 | 0.092253 | 312.4167 | 0.04667 | 0 | 0 | 0.093339 | 312.6672 | 0.047213 | 0 | 0 | 0.094426 | 312.7507 | 0.047394 | 0 | 0 | 0.094788 | 313.0011 | 0.047937 | 0 | 0 | 0.095875 | 313.2516 | 0.048481 | 0 | 0 | 0.096961 | 313.4186 | 0.048843 | 0 | 0 | 0.097686 | 313.669 | 0.049386 | 0 | 0 | 0.098772 | 313.836 | 0.049748 | 0 | 0 | 0.099496 | 314.003 | 0.05011 | 0 | 0 | 0.10022
2017-03-10 19:00 | 285.2725 | 0.85028 |  | 299.5546 | 0.018772 | 0 | 0 | 0.037543 | 307.9724 | 0.03703 | 0 | 0 | 0.07406 | 314.8596 | 0.051968 | 0 | 0 | 0.10394 | 315.1147 | 0.052522 | 0 | 0 | 0.10504 | 315.2848 | 0.052891 | 0 | 0 | 0.10578 | 315.5399 | 0.053444 | 0 | 0 | 0.10689 | 315.795 | 0.053997 | 0 | 0 | 0.10799 | 316.05 | 0.05455 | 0 | 0 | 0.1091 | 316.3902 | 0.055288 | 0 | 0 | 0.11058 | 316.6452 | 0.055841 | 0 | 0 | 0.11168 | 316.8153 | 0.05621 | 0 | 0 | 0.11242 | 317.0704 | 0.056764 | 0 | 0 | 0.11353 | 317.2404 | 0.057132 | 0 | 0 | 0.11426 | 317.4955 | 0.057686 | 0 | 0 | 0.11537 | 317.7506 | 0.058239 | 0 | 0 | 0.11648 | 317.9207 | 0.058608 | 0 | 0 | 0.11722 | 318.1757 | 0.059161 | 0 | 0 | 0.11832 | 318.4308 | 0.059714 | 0 | 0 | 0.11943 | 318.5159 | 0.059899 | 0 | 0 | 0.1198 | 318.7709 | 0.060452 | 0 | 0 | 0.1209 | 319.026 | 0.061005 | 0 | 0 | 0.12201 | 319.1961 | 0.061374 | 0 | 0 | 0.12275 | 319.4512 | 0.061927 | 0 | 0 | 0.12385 | 319.6212 | 0.062296 | 0 | 0 | 0.12459 | 319.7913 | 0.062665 | 0 | 0 | 0.12533
2017-03-10 20:00 | 280.03 | 0.83466 |  | 294.0496 | 0.0068315 | 0 | 0 | 0.013663 | 302.3127 | 0.024754 | 0 | 0 | 0.049508 | 309.0734 | 0.039418 | 0 | 0 | 0.078836 | 309.3238 | 0.039961 | 0 | 0 | 0.079923 | 309.4908 | 0.040323 | 0 | 0 | 0.080647 | 309.7412 | 0.040866 | 0 | 0 | 0.081733 | 309.9916 | 0.04141 | 0 | 0 | 0.082819 | 310.242 | 0.041953 | 0 | 0 | 0.083905 | 310.5758 | 0.042677 | 0 | 0 | 0.085354 | 310.8262 | 0.04322 | 0 | 0 | 0.08644 | 310.9931 | 0.043582 | 0 | 0 | 0.087164 | 311.2435 | 0.044125 | 0 | 0 | 0.08825 | 311.4105 | 0.044487 | 0 | 0 | 0.088974 | 311.6609 | 0.04503 | 0 | 0 | 0.090061 | 311.9113 | 0.045573 | 0 | 0 | 0.091147 | 312.0782 | 0.045936 | 0 | 0 | 0.091871 | 312.3286 | 0.046479 | 0 | 0 | 0.092957 | 312.579 | 0.047022 | 0 | 0 | 0.094043 | 312.6625 | 0.047203 | 0 | 0 | 0.094406 | 312.9129 | 0.047746 | 0 | 0 | 0.095492 | 313.1633 | 0.048289 | 0 | 0 | 0.096578 | 313.3302 | 0.048651 | 0 | 0 | 0.097302 | 313.5806 | 0.049194 | 0 | 0 | 0.098388 | 313.7475 | 0.049556 | 0 | 0 | 0.099113 | 313.9144 | 0.049918 | 0 | 0 | 0.099837
2017-03-10 21:00 | 284.9037 | 0.84918 |  | 299.1674 | 0.017932 | 0 | 0 | 0.035864 | 307.5743 | 0.036167 | 0 | 0 | 0.072333 | 314.4527 | 0.051086 | 0 | 0 | 0.10217 | 314.7074 | 0.051638 | 0 | 0 | 0.10328 | 314.8773 | 0.052007 | 0 | 0 | 0.10401 | 315.132 | 0.052559 | 0 | 0 | 0.10512 | 315.3868 | 0.053112 | 0 | 0 | 0.10622 | 315.6415 | 0.053664 | 0 | 0 | 0.10733 | 315.9812 | 0.054401 | 0 | 0 | 0.1088 | 316.236 | 0.054954 | 0 | 0 | 0.10991 | 316.4058 | 0.055322 | 0 | 0 | 0.11064 | 316.6605 | 0.055875 | 0 | 0 | 0.11175 | 316.8304 | 0.056243 | 0 | 0 | 0.11249 | 317.0851 | 0.056796 | 0 | 0 | 0.11359 | 317.3399 | 0.057348 | 0 | 0 | 0.1147 | 317.5097 | 0.057717 | 0 | 0 | 0.11543 | 317.7645 | 0.058269 | 0 | 0 | 0.11654 | 318.0192 | 0.058822 | 0 | 0 | 0.11764 | 318.1042 | 0.059006 | 0 | 0 | 0.11801 | 318.3589 | 0.059558 | 0 | 0 | 0.11912 | 318.6137 | 0.060111 | 0 | 0 | 0.12022 | 318.7835 | 0.060479 | 0 | 0 | 0.12096 | 319.0383 | 0.061032 | 0 | 0 | 0.12206 | 319.2081 | 0.0614 | 0 | 0 | 0.1228 | 319.3779 | 0.061769 | 0 | 0 | 0.12354
2017-03-10 22:00 | 290.5594 | 0.86604 |  | 305.1062 | 0.030813 | 0 | 0 | 0.061626 | 313.68 | 0.04941 | 0 | 0 | 0.098819 | 320.6949 | 0.064625 | 0 | 0 | 0.12925 | 320.9547 | 0.065189 | 0 | 0 | 0.13038 | 321.1279 | 0.065564 | 0 | 0 | 0.13113 | 321.3877 | 0.066128 | 0 | 0 | 0.13226 | 321.6475 | 0.066691 | 0 | 0 | 0.13338 | 321.9073 | 0.067255 | 0 | 0 | 0.13451 | 322.2538 | 0.068006 | 0 | 0 | 0.13601 | 322.5136 | 0.06857 | 0 | 0 | 0.13714 | 322.6868 | 0.068946 | 0 | 0 | 0.13789 | 322.9466 | 0.069509 | 0 | 0 | 0.13902 | 323.1198 | 0.069885 | 0 | 0 | 0.13977 | 323.3796 | 0.070448 | 0 | 0 | 0.1409 | 323.6394 | 0.071012 | 0 | 0 | 0.14202 | 323.8126 | 0.071388 | 0 | 0 | 0.14278 | 324.0724 | 0.071951 | 0 | 0 | 0.1439 | 324.3323 | 0.072515 | 0 | 0 | 0.14503 | 324.4189 | 0.072702 | 0 | 0 | 0.1454 | 324.6787 | 0.073266 | 0 | 0 | 0.14653 | 324.9385 | 0.073829 | 0 | 0 | 0.14766 | 325.1117 | 0.074205 | 0 | 0 | 0.14841 | 325.3715 | 0.074769 | 0 | 0 | 0.14954 | 325.5447 | 0.075144 | 0 | 0 | 0.15029 | 325.7179 | 0.07552 | 0 | 0 | 0.15104
2017-03-10 23:00 | 295.9942 | 0.88224 |  | 310.8131 | 0.043191 | 0 | 0 | 0.086383 | 319.5472 | 0.062136 | 0 | 0 | 0.12427 | 326.6934 | 0.077636 | 0 | 0 | 0.15527 | 326.958 | 0.07821 | 0 | 0 | 0.15642 | 327.1345 | 0.078593 | 0 | 0 | 0.15719 | 327.3992 | 0.079167 | 0 | 0 | 0.15833 | 327.6638 | 0.079741 | 0 | 0 | 0.15948 | 327.9285 | 0.080315 | 0 | 0 | 0.16063 | 328.2814 | 0.08108 | 0 | 0 | 0.16216 | 328.5461 | 0.081654 | 0 | 0 | 0.16331 | 328.7225 | 0.082037 | 0 | 0 | 0.16407 | 328.9872 | 0.082611 | 0 | 0 | 0.16522 | 329.1636 | 0.082994 | 0 | 0 | 0.16599 | 329.4283 | 0.083568 | 0 | 0 | 0.16714 | 329.693 | 0.084142 | 0 | 0 | 0.16828 | 329.8694 | 0.084525 | 0 | 0 | 0.16905 | 330.1341 | 0.085099 | 0 | 0 | 0.1702 | 330.3988 | 0.085673 | 0 | 0 | 0.17135 | 330.487 | 0.085864 | 0 | 0 | 0.17173 | 330.7517 | 0.086438 | 0 | 0 | 0.17288 | 331.0163 | 0.087012 | 0 | 0 | 0.17402 | 331.1928 | 0.087395 | 0 | 0 | 0.17479 | 331.4575 | 0.087969 | 0 | 0 | 0.17594 | 331.6339 | 0.088352 | 0 | 0 | 0.1767 | 331.8104 | 0.088735 | 0 | 0 | 0.17747
2017-03-11 | 296.378 | 0.88338 |  | 311.216 | 0.044065 | 0 | 0 | 0.088131 | 319.9615 | 0.063034 | 0 | 0 | 0.12607 | 327.1169 | 0.078555 | 0 | 0 | 0.15711 | 327.382 | 0.079129 | 0 | 0 | 0.15826 | 327.5586 | 0.079513 | 0 | 0 | 0.15903 | 327.8236 | 0.080087 | 0 | 0 | 0.16017 | 328.0887 | 0.080662 | 0 | 0 | 0.16132 | 328.3537 | 0.081237 | 0 | 0 | 0.16247 | 328.707 | 0.082003 | 0 | 0 | 0.16401 | 328.972 | 0.082578 | 0 | 0 | 0.16516 | 329.1487 | 0.082961 | 0 | 0 | 0.16592 | 329.4137 | 0.083536 | 0 | 0 | 0.16707 | 329.5904 | 0.08392 | 0 | 0 | 0.16784 | 329.8554 | 0.084494 | 0 | 0 | 0.16899 | 330.1204 | 0.085069 | 0 | 0 | 0.17014 | 330.2971 | 0.085452 | 0 | 0 | 0.1709 | 330.5621 | 0.086027 | 0 | 0 | 0.17205 | 330.8271 | 0.086602 | 0 | 0 | 0.1732 | 330.9155 | 0.086794 | 0 | 0 | 0.17359 | 331.1805 | 0.087368 | 0 | 0 | 0.17474 | 331.4455 | 0.087943 | 0 | 0 | 0.17589 | 331.6222 | 0.088326 | 0 | 0 | 0.17665 | 331.8872 | 0.088901 | 0 | 0 | 0.1778 | 332.0639 | 0.089284 | 0 | 0 | 0.17857 | 332.2406 | 0.089668 | 0 | 0 | 0.17934
2017-03-11 01:00 | 291.6149 | 0.86919 |  | 306.2145 | 0.033217 | 0 | 0 | 0.066434 | 314.8195 | 0.051881 | 0 | 0 | 0.10376 | 321.8599 | 0.067152 | 0 | 0 | 0.1343 | 322.1207 | 0.067718 | 0 | 0 | 0.13544 | 322.2945 | 0.068095 | 0 | 0 | 0.13619 | 322.5553 | 0.06866 | 0 | 0 | 0.13732 | 322.816 | 0.069226 | 0 | 0 | 0.13845 | 323.0768 | 0.069791 | 0 | 0 | 0.13958 | 323.4244 | 0.070546 | 0 | 0 | 0.14109 | 323.6852 | 0.071111 | 0 | 0 | 0.14222 | 323.859 | 0.071488 | 0 | 0 | 0.14298 | 324.1198 | 0.072054 | 0 | 0 | 0.14411 | 324.2936 | 0.072431 | 0 | 0 | 0.14486 | 324.5544 | 0.072996 | 0 | 0 | 0.14599 | 324.8151 | 0.073562 | 0 | 0 | 0.14712 | 324.989 | 0.073939 | 0 | 0 | 0.14788 | 325.2497 | 0.074505 | 0 | 0 | 0.14901 | 325.5105 | 0.07507 | 0 | 0 | 0.15014 | 325.5974 | 0.075259 | 0 | 0 | 0.15052 | 325.8582 | 0.075824 | 0 | 0 | 0.15165 | 326.1189 | 0.07639 | 0 | 0 | 0.15278 | 326.2928 | 0.076767 | 0 | 0 | 0.15353 | 326.5535 | 0.077332 | 0 | 0 | 0.15466 | 326.7274 | 0.07771 | 0 | 0 | 0.15542 | 326.9012 | 0.078087 | 0 | 0 | 0.15617
2017-03-11 02:00 | 285.1258 | 0.84985 |  | 299.4006 | 0.018438 | 0 | 0 | 0.036876 | 307.8141 | 0.036687 | 0 | 0 | 0.073373 | 314.6978 | 0.051617 | 0 | 0 | 0.10323 | 314.9528 | 0.05217 | 0 | 0 | 0.10434 | 315.1227 | 0.052539 | 0 | 0 | 0.10508 | 315.3777 | 0.053092 | 0 | 0 | 0.10618 | 315.6326 | 0.053645 | 0 | 0 | 0.10729 | 315.8876 | 0.054198 | 0 | 0 | 0.1084 | 316.2275 | 0.054935 | 0 | 0 | 0.10987 | 316.4825 | 0.055488 | 0 | 0 | 0.11098 | 316.6525 | 0.055857 | 0 | 0 | 0.11171 | 316.9074 | 0.05641 | 0 | 0 | 0.11282 | 317.0774 | 0.056779 | 0 | 0 | 0.11356 | 317.3323 | 0.057332 | 0 | 0 | 0.11466 | 317.5873 | 0.057885 | 0 | 0 | 0.11577 | 317.7572 | 0.058253 | 0 | 0 | 0.11651 | 318.0122 | 0.058806 | 0 | 0 | 0.11761 | 318.2672 | 0.059359 | 0 | 0 | 0.11872 | 318.3521 | 0.059544 | 0 | 0 | 0.11909 | 318.6071 | 0.060097 | 0 | 0 | 0.12019 | 318.862 | 0.06065 | 0 | 0 | 0.1213 | 319.032 | 0.061018 | 0 | 0 | 0.12204 | 319.287 | 0.061571 | 0 | 0 | 0.12314 | 319.4569 | 0.06194 | 0 | 0 | 0.12388 | 319.6269 | 0.062309 | 0 | 0 | 0.12462
2017-03-11 03:00 | 285.3455 | 0.8505 |  | 299.6312 | 0.018938 | 0 | 0 | 0.037876 | 308.0512 | 0.037201 | 0 | 0 | 0.074402 | 314.9402 | 0.052143 | 0 | 0 | 0.10429 | 315.1954 | 0.052697 | 0 | 0 | 0.10539 | 315.3655 | 0.053066 | 0 | 0 | 0.10613 | 315.6206 | 0.053619 | 0 | 0 | 0.10724 | 315.8758 | 0.054172 | 0 | 0 | 0.10834 | 316.1309 | 0.054726 | 0 | 0 | 0.10945 | 316.4711 | 0.055464 | 0 | 0 | 0.11093 | 316.7263 | 0.056017 | 0 | 0 | 0.11203 | 316.8964 | 0.056386 | 0 | 0 | 0.11277 | 317.1515 | 0.05694 | 0 | 0 | 0.11388 | 317.3216 | 0.057308 | 0 | 0 | 0.11462 | 317.5768 | 0.057862 | 0 | 0 | 0.11572 | 317.8319 | 0.058415 | 0 | 0 | 0.11683 | 318.002 | 0.058784 | 0 | 0 | 0.11757 | 318.2572 | 0.059338 | 0 | 0 | 0.11868 | 318.5123 | 0.059891 | 0 | 0 | 0.11978 | 318.5974 | 0.060076 | 0 | 0 | 0.12015 | 318.8525 | 0.060629 | 0 | 0 | 0.12126 | 319.1077 | 0.061182 | 0 | 0 | 0.12236 | 319.2778 | 0.061551 | 0 | 0 | 0.1231 | 319.5329 | 0.062105 | 0 | 0 | 0.12421 | 319.703 | 0.062474 | 0 | 0 | 0.12495 | 319.8731 | 0.062843 | 0 | 0 | 0.12569
2017-03-11 04:00 | 288.2012 | 0.85901 |  | 302.63 | 0.025442 | 0 | 0 | 0.050885 | 311.1342 | 0.043888 | 0 | 0 | 0.087776 | 318.0922 | 0.05898 | 0 | 0 | 0.11796 | 318.3499 | 0.059539 | 0 | 0 | 0.11908 | 318.5217 | 0.059911 | 0 | 0 | 0.11982 | 318.7794 | 0.06047 | 0 | 0 | 0.12094 | 319.0371 | 0.061029 | 0 | 0 | 0.12206 | 319.2948 | 0.061588 | 0 | 0 | 0.12318 | 319.6384 | 0.062334 | 0 | 0 | 0.12467 | 319.8961 | 0.062893 | 0 | 0 | 0.12579 | 320.0679 | 0.063265 | 0 | 0 | 0.12653 | 320.3256 | 0.063824 | 0 | 0 | 0.12765 | 320.4974 | 0.064197 | 0 | 0 | 0.12839 | 320.7551 | 0.064756 | 0 | 0 | 0.12951 | 321.0128 | 0.065315 | 0 | 0 | 0.13063 | 321.1846 | 0.065687 | 0 | 0 | 0.13137 | 321.4423 | 0.066246 | 0 | 0 | 0.13249 | 321.7 | 0.066805 | 0 | 0 | 0.13361 | 321.7859 | 0.066992 | 0 | 0 | 0.13398 | 322.0436 | 0.067551 | 0 | 0 | 0.1351 | 322.3013 | 0.06811 | 0 | 0 | 0.13622 | 322.4731 | 0.068482 | 0 | 0 | 0.13696 | 322.7308 | 0.069041 | 0 | 0 | 0.13808 | 322.9027 | 0.069414 | 0 | 0 | 0.13883 | 323.0745 | 0.069786 | 0 | 0 | 0.13957
2017-03-11 05:00 | 293.2584 | 0.87409 |  | 307.9403 | 0.03696 | 0 | 0 | 0.073921 | 316.5937 | 0.05573 | 0 | 0 | 0.11146 | 323.6738 | 0.071086 | 0 | 0 | 0.14217 | 323.936 | 0.071655 | 0 | 0 | 0.14331 | 324.1109 | 0.072034 | 0 | 0 | 0.14407 | 324.3731 | 0.072603 | 0 | 0 | 0.14521 | 324.6353 | 0.073172 | 0 | 0 | 0.14634 | 324.8975 | 0.073741 | 0 | 0 | 0.14748 | 325.2472 | 0.074499 | 0 | 0 | 0.149 | 325.5094 | 0.075068 | 0 | 0 | 0.15014 | 325.6842 | 0.075447 | 0 | 0 | 0.15089 | 325.9464 | 0.076016 | 0 | 0 | 0.15203 | 326.1213 | 0.076395 | 0 | 0 | 0.15279 | 326.3835 | 0.076964 | 0 | 0 | 0.15393 | 326.6457 | 0.077532 | 0 | 0 | 0.15506 | 326.8205 | 0.077912 | 0 | 0 | 0.15582 | 327.0827 | 0.07848 | 0 | 0 | 0.15696 | 327.345 | 0.079049 | 0 | 0 | 0.1581 | 327.4324 | 0.079239 | 0 | 0 | 0.15848 | 327.6946 | 0.079808 | 0 | 0 | 0.15962 | 327.9568 | 0.080376 | 0 | 0 | 0.16075 | 328.1316 | 0.080755 | 0 | 0 | 0.16151 | 328.3939 | 0.081324 | 0 | 0 | 0.16265 | 328.5687 | 0.081703 | 0 | 0 | 0.16341 | 328.7435 | 0.082083 | 0 | 0 | 0.16417
2017-03-11 06:00 | 290.5108 | 0.8659 |  | 305.0551 | 0.030702 | 0 | 0 | 0.061405 | 313.6275 | 0.049296 | 0 | 0 | 0.098592 | 320.6412 | 0.064509 | 0 | 0 | 0.12902 | 320.901 | 0.065072 | 0 | 0 | 0.13014 | 321.0742 | 0.065448 | 0 | 0 | 0.1309 | 321.3339 | 0.066011 | 0 | 0 | 0.13202 | 321.5937 | 0.066575 | 0 | 0 | 0.13315 | 321.8535 | 0.067138 | 0 | 0 | 0.13428 | 322.1998 | 0.067889 | 0 | 0 | 0.13578 | 322.4596 | 0.068453 | 0 | 0 | 0.13691 | 322.6328 | 0.068828 | 0 | 0 | 0.13766 | 322.8926 | 0.069392 | 0 | 0 | 0.13878 | 323.0657 | 0.069767 | 0 | 0 | 0.13953 | 323.3255 | 0.070331 | 0 | 0 | 0.14066 | 323.5853 | 0.070894 | 0 | 0 | 0.14179 | 323.7584 | 0.07127 | 0 | 0 | 0.14254 | 324.0182 | 0.071833 | 0 | 0 | 0.14367 | 324.278 | 0.072397 | 0 | 0 | 0.14479 | 324.3646 | 0.072585 | 0 | 0 | 0.14517 | 324.6243 | 0.073148 | 0 | 0 | 0.1463 | 324.8841 | 0.073712 | 0 | 0 | 0.14742 | 325.0573 | 0.074087 | 0 | 0 | 0.14817 | 325.3171 | 0.074651 | 0 | 0 | 0.1493 | 325.4902 | 0.075026 | 0 | 0 | 0.15005 | 325.6634 | 0.075402 | 0 | 0 | 0.1508
2017-03-11 07:00 | 290.3273 | 0.86535 |  | 304.8625 | 0.030285 | 0 | 0 | 0.060569 | 313.4294 | 0.048866 | 0 | 0 | 0.097733 | 320.4387 | 0.06407 | 0 | 0 | 0.12814 | 320.6983 | 0.064633 | 0 | 0 | 0.12927 | 320.8714 | 0.065008 | 0 | 0 | 0.13002 | 321.131 | 0.065571 | 0 | 0 | 0.13114 | 321.3906 | 0.066134 | 0 | 0 | 0.13227 | 321.6502 | 0.066697 | 0 | 0 | 0.13339 | 321.9964 | 0.067448 | 0 | 0 | 0.1349 | 322.256 | 0.068011 | 0 | 0 | 0.13602 | 322.429 | 0.068386 | 0 | 0 | 0.13677 | 322.6886 | 0.06895 | 0 | 0 | 0.1379 | 322.8617 | 0.069325 | 0 | 0 | 0.13865 | 323.1213 | 0.069888 | 0 | 0 | 0.13978 | 323.3809 | 0.070451 | 0 | 0 | 0.1409 | 323.554 | 0.070827 | 0 | 0 | 0.14165 | 323.8136 | 0.07139 | 0 | 0 | 0.14278 | 324.0732 | 0.071953 | 0 | 0 | 0.14391 | 324.1597 | 0.07214 | 0 | 0 | 0.14428 | 324.4193 | 0.072703 | 0 | 0 | 0.14541 | 324.679 | 0.073267 | 0 | 0 | 0.14653 | 324.852 | 0.073642 | 0 | 0 | 0.14728 | 325.1116 | 0.074205 | 0 | 0 | 0.14841 | 325.2847 | 0.07458 | 0 | 0 | 0.14916 | 325.4578 | 0.074956 | 0 | 0 | 0.14991
2017-03-11 08:00 | 287.4694 | 0.85683 |  | 301.8615 | 0.023776 | 0 | 0 | 0.047551 | 310.3441 | 0.042174 | 0 | 0 | 0.084349 | 317.2845 | 0.057228 | 0 | 0 | 0.11446 | 317.5415 | 0.057785 | 0 | 0 | 0.11557 | 317.7129 | 0.058157 | 0 | 0 | 0.11631 | 317.9699 | 0.058715 | 0 | 0 | 0.11743 | 318.227 | 0.059272 | 0 | 0 | 0.11854 | 318.484 | 0.05983 | 0 | 0 | 0.11966 | 318.8268 | 0.060573 | 0 | 0 | 0.12115 | 319.0838 | 0.061131 | 0 | 0 | 0.12226 | 319.2552 | 0.061502 | 0 | 0 | 0.123 | 319.5122 | 0.06206 | 0 | 0 | 0.12412 | 319.6836 | 0.062432 | 0 | 0 | 0.12486 | 319.9406 | 0.062989 | 0 | 0 | 0.12598 | 320.1977 | 0.063547 | 0 | 0 | 0.12709 | 320.3691 | 0.063918 | 0 | 0 | 0.12784 | 320.6261 | 0.064476 | 0 | 0 | 0.12895 | 320.8832 | 0.065033 | 0 | 0 | 0.13007 | 320.9688 | 0.065219 | 0 | 0 | 0.13044 | 321.2259 | 0.065777 | 0 | 0 | 0.13155 | 321.4829 | 0.066334 | 0 | 0 | 0.13267 | 321.6543 | 0.066706 | 0 | 0 | 0.13341 | 321.9113 | 0.067264 | 0 | 0 | 0.13453 | 322.0827 | 0.067635 | 0 | 0 | 0.13527 | 322.2541 | 0.068007 | 0 | 0 | 0.13601
2017-03-11 09:00 | 289.4908 | 0.86286 |  | 303.9841 | 0.028379 | 0 | 0 | 0.056759 | 312.5264 | 0.046908 | 0 | 0 | 0.093815 | 319.5155 | 0.062067 | 0 | 0 | 0.12413 | 319.7744 | 0.062629 | 0 | 0 | 0.12526 | 319.9469 | 0.063003 | 0 | 0 | 0.12601 | 320.2058 | 0.063564 | 0 | 0 | 0.12713 | 320.4647 | 0.064126 | 0 | 0 | 0.12825 | 320.7235 | 0.064687 | 0 | 0 | 0.12937 | 321.0687 | 0.065436 | 0 | 0 | 0.13087 | 321.3275 | 0.065997 | 0 | 0 | 0.13199 | 321.5001 | 0.066372 | 0 | 0 | 0.13274 | 321.7589 | 0.066933 | 0 | 0 | 0.13387 | 321.9315 | 0.067307 | 0 | 0 | 0.13461 | 322.1904 | 0.067869 | 0 | 0 | 0.13574 | 322.4492 | 0.06843 | 0 | 0 | 0.13686 | 322.6218 | 0.068805 | 0 | 0 | 0.13761 | 322.8807 | 0.069366 | 0 | 0 | 0.13873 | 323.1395 | 0.069927 | 0 | 0 | 0.13985 | 323.2258 | 0.070115 | 0 | 0 | 0.14023 | 323.4847 | 0.070676 | 0 | 0 | 0.14135 | 323.7435 | 0.071238 | 0 | 0 | 0.14248 | 323.9161 | 0.071612 | 0 | 0 | 0.14322 | 324.1749 | 0.072173 | 0 | 0 | 0.14435 | 324.3475 | 0.072548 | 0 | 0 | 0.1451 | 324.5201 | 0.072922 | 0 | 0 | 0.14584
2017-03-11 10:00 | 287.0299 | 0.85552 |  | 301.4 | 0.022774 | 0 | 0 | 0.045549 | 309.8696 | 0.041145 | 0 | 0 | 0.08229 | 316.7994 | 0.056176 | 0 | 0 | 0.11235 | 317.056 | 0.056732 | 0 | 0 | 0.11346 | 317.2271 | 0.057104 | 0 | 0 | 0.11421 | 317.4838 | 0.05766 | 0 | 0 | 0.11532 | 317.7404 | 0.058217 | 0 | 0 | 0.11643 | 317.9971 | 0.058774 | 0 | 0 | 0.11755 | 318.3393 | 0.059516 | 0 | 0 | 0.11903 | 318.596 | 0.060073 | 0 | 0 | 0.12015 | 318.7671 | 0.060444 | 0 | 0 | 0.12089 | 319.0237 | 0.061 | 0 | 0 | 0.122 | 319.1948 | 0.061371 | 0 | 0 | 0.12274 | 319.4515 | 0.061928 | 0 | 0 | 0.12386 | 319.7081 | 0.062485 | 0 | 0 | 0.12497 | 319.8792 | 0.062856 | 0 | 0 | 0.12571 | 320.1359 | 0.063413 | 0 | 0 | 0.12683 | 320.3926 | 0.063969 | 0 | 0 | 0.12794 | 320.4781 | 0.064155 | 0 | 0 | 0.12831 | 320.7348 | 0.064712 | 0 | 0 | 0.12942 | 320.9914 | 0.065268 | 0 | 0 | 0.13054 | 321.1625 | 0.065639 | 0 | 0 | 0.13128 | 321.4192 | 0.066196 | 0 | 0 | 0.13239 | 321.5903 | 0.066567 | 0 | 0 | 0.13313 | 321.7614 | 0.066938 | 0 | 0 | 0.13388
2017-03-11 11:00 | 284.04 | 0.84661 |  | 298.2603 | 0.015965 | 0 | 0 | 0.031929 | 306.6418 | 0.034144 | 0 | 0 | 0.068288 | 313.4993 | 0.049018 | 0 | 0 | 0.098036 | 313.7533 | 0.049569 | 0 | 0 | 0.099138 | 313.9226 | 0.049936 | 0 | 0 | 0.099872 | 314.1766 | 0.050487 | 0 | 0 | 0.10097 | 314.4306 | 0.051038 | 0 | 0 | 0.10208 | 314.6846 | 0.051589 | 0 | 0 | 0.10318 | 315.0232 | 0.052323 | 0 | 0 | 0.10465 | 315.2772 | 0.052874 | 0 | 0 | 0.10575 | 315.4465 | 0.053241 | 0 | 0 | 0.10648 | 315.7005 | 0.053792 | 0 | 0 | 0.10758 | 315.8698 | 0.05416 | 0 | 0 | 0.10832 | 316.1238 | 0.05471 | 0 | 0 | 0.10942 | 316.3778 | 0.055261 | 0 | 0 | 0.11052 | 316.5471 | 0.055629 | 0 | 0 | 0.11126 | 316.8011 | 0.056179 | 0 | 0 | 0.11236 | 317.0551 | 0.05673 | 0 | 0 | 0.11346 | 317.1397 | 0.056914 | 0 | 0 | 0.11383 | 317.3937 | 0.057465 | 0 | 0 | 0.11493 | 317.6477 | 0.058016 | 0 | 0 | 0.11603 | 317.817 | 0.058383 | 0 | 0 | 0.11677 | 318.071 | 0.058934 | 0 | 0 | 0.11787 | 318.2403 | 0.059301 | 0 | 0 | 0.1186 | 318.4096 | 0.059668 | 0 | 0 | 0.11934
2017-03-11 12:00 | 283.4758 | 0.84493 |  | 297.668 | 0.01468 | 0 | 0 | 0.02936 | 306.0328 | 0.032823 | 0 | 0 | 0.065646 | 312.8767 | 0.047667 | 0 | 0 | 0.095335 | 313.1302 | 0.048217 | 0 | 0 | 0.096434 | 313.2991 | 0.048584 | 0 | 0 | 0.097167 | 313.5526 | 0.049134 | 0 | 0 | 0.098267 | 313.8061 | 0.049683 | 0 | 0 | 0.099367 | 314.0596 | 0.050233 | 0 | 0 | 0.10047 | 314.3976 | 0.050966 | 0 | 0 | 0.10193 | 314.651 | 0.051516 | 0 | 0 | 0.10303 | 314.82 | 0.051883 | 0 | 0 | 0.10377 | 315.0735 | 0.052432 | 0 | 0 | 0.10486 | 315.2425 | 0.052799 | 0 | 0 | 0.1056 | 315.496 | 0.053349 | 0 | 0 | 0.1067 | 315.7494 | 0.053898 | 0 | 0 | 0.1078 | 315.9184 | 0.054265 | 0 | 0 | 0.10853 | 316.1719 | 0.054815 | 0 | 0 | 0.10963 | 316.4254 | 0.055365 | 0 | 0 | 0.11073 | 316.5099 | 0.055548 | 0 | 0 | 0.1111 | 316.7633 | 0.056098 | 0 | 0 | 0.1122 | 317.0168 | 0.056647 | 0 | 0 | 0.11329 | 317.1858 | 0.057014 | 0 | 0 | 0.11403 | 317.4393 | 0.057564 | 0 | 0 | 0.11513 | 317.6083 | 0.05793 | 0 | 0 | 0.11586 | 317.7773 | 0.058297 | 0 | 0 | 0.11659
2017-03-11 13:00 | 273.8397 | 0.81621 |  | 287.5494 | 0 | 0 | 0 | 0 | 295.6299 | 0.010259 | 0 | 0 | 0.020518 | 302.2412 | 0.024599 | 0 | 0 | 0.049198 | 302.486 | 0.02513 | 0 | 0 | 0.05026 | 302.6493 | 0.025484 | 0 | 0 | 0.050968 | 302.8941 | 0.026015 | 0 | 0 | 0.05203 | 303.139 | 0.026546 | 0 | 0 | 0.053093 | 303.3838 | 0.027077 | 0 | 0 | 0.054155 | 303.7103 | 0.027786 | 0 | 0 | 0.055571 | 303.9552 | 0.028317 | 0 | 0 | 0.056633 | 304.1184 | 0.028671 | 0 | 0 | 0.057342 | 304.3633 | 0.029202 | 0 | 0 | 0.058404 | 304.5265 | 0.029556 | 0 | 0 | 0.059112 | 304.7714 | 0.030087 | 0 | 0 | 0.060174 | 305.0163 | 0.030618 | 0 | 0 | 0.061236 | 305.1795 | 0.030972 | 0 | 0 | 0.061944 | 305.4244 | 0.031503 | 0 | 0 | 0.063007 | 305.6692 | 0.032034 | 0 | 0 | 0.064069 | 305.7508 | 0.032211 | 0 | 0 | 0.064423 | 305.9957 | 0.032743 | 0 | 0 | 0.065485 | 306.2406 | 0.033274 | 0 | 0 | 0.066547 | 306.4038 | 0.033628 | 0 | 0 | 0.067255 | 306.6487 | 0.034159 | 0 | 0 | 0.068318 | 306.8119 | 0.034513 | 0 | 0 | 0.069026 | 306.9751 | 0.034867 | 0 | 0 | 0.069734
2017-03-11 14:00 | 270.3956 | 0.80594 |  | 283.9329 | 0 | 0 | 0 | 0 | 291.9117 | 0.0021945 | 0 | 0 | 0.0043889 | 298.4399 | 0.016354 | 0 | 0 | 0.032708 | 298.6816 | 0.016878 | 0 | 0 | 0.033757 | 298.8428 | 0.017228 | 0 | 0 | 0.034456 | 299.0846 | 0.017752 | 0 | 0 | 0.035505 | 299.3264 | 0.018277 | 0 | 0 | 0.036554 | 299.5682 | 0.018801 | 0 | 0 | 0.037603 | 299.8906 | 0.019501 | 0 | 0 | 0.039001 | 300.1323 | 0.020025 | 0 | 0 | 0.04005 | 300.2935 | 0.020375 | 0 | 0 | 0.040749 | 300.5353 | 0.020899 | 0 | 0 | 0.041798 | 300.6965 | 0.021249 | 0 | 0 | 0.042497 | 300.9383 | 0.021773 | 0 | 0 | 0.043546 | 301.1801 | 0.022297 | 0 | 0 | 0.044595 | 301.3412 | 0.022647 | 0 | 0 | 0.045294 | 301.583 | 0.023171 | 0 | 0 | 0.046343 | 301.8248 | 0.023696 | 0 | 0 | 0.047392 | 301.9054 | 0.023871 | 0 | 0 | 0.047741 | 302.1472 | 0.024395 | 0 | 0 | 0.04879 | 302.389 | 0.02492 | 0 | 0 | 0.049839 | 302.5502 | 0.025269 | 0 | 0 | 0.050538 | 302.7919 | 0.025794 | 0 | 0 | 0.051587 | 302.9531 | 0.026143 | 0 | 0 | 0.052286 | 303.1143 | 0.026493 | 0 | 0 | 0.052986
2017-03-11 15:00 | 267.4931 | 0.79729 |  | 280.8851 | 0 | 0 | 0 | 0 | 288.7783 | 0 | 0 | 0 | 0 | 295.2363 | 0.0094054 | 0 | 0 | 0.018811 | 295.4755 | 0.0099242 | 0 | 0 | 0.019848 | 295.6349 | 0.01027 | 0 | 0 | 0.02054 | 295.8741 | 0.010789 | 0 | 0 | 0.021578 | 296.1133 | 0.011308 | 0 | 0 | 0.022615 | 296.3525 | 0.011826 | 0 | 0 | 0.023653 | 296.6714 | 0.012518 | 0 | 0 | 0.025036 | 296.9106 | 0.013037 | 0 | 0 | 0.026074 | 297.0701 | 0.013383 | 0 | 0 | 0.026766 | 297.3093 | 0.013902 | 0 | 0 | 0.027803 | 297.4687 | 0.014248 | 0 | 0 | 0.028495 | 297.7079 | 0.014766 | 0 | 0 | 0.029533 | 297.9471 | 0.015285 | 0 | 0 | 0.03057 | 298.1065 | 0.015631 | 0 | 0 | 0.031262 | 298.3457 | 0.01615 | 0 | 0 | 0.0323 | 298.5849 | 0.016669 | 0 | 0 | 0.033337 | 298.6646 | 0.016842 | 0 | 0 | 0.033683 | 298.9038 | 0.01736 | 0 | 0 | 0.034721 | 299.143 | 0.017879 | 0 | 0 | 0.035758 | 299.3025 | 0.018225 | 0 | 0 | 0.03645 | 299.5417 | 0.018744 | 0 | 0 | 0.037488 | 299.7011 | 0.01909 | 0 | 0 | 0.038179 | 299.8606 | 0.019435 | 0 | 0 | 0.038871
2017-03-11 16:00 | 269.8827 | 0.80441 |  | 283.3943 | 0 | 0 | 0 | 0 | 291.358 | 0.00099337 | 0 | 0 | 0.0019867 | 297.8737 | 0.015126 | 0 | 0 | 0.030252 | 298.115 | 0.015649 | 0 | 0 | 0.031299 | 298.2759 | 0.015998 | 0 | 0 | 0.031997 | 298.5173 | 0.016522 | 0 | 0 | 0.033044 | 298.7586 | 0.017045 | 0 | 0 | 0.034091 | 298.9999 | 0.017569 | 0 | 0 | 0.035137 | 299.3217 | 0.018267 | 0 | 0 | 0.036533 | 299.563 | 0.01879 | 0 | 0 | 0.03758 | 299.7239 | 0.019139 | 0 | 0 | 0.038278 | 299.9652 | 0.019662 | 0 | 0 | 0.039325 | 300.1261 | 0.020011 | 0 | 0 | 0.040023 | 300.3674 | 0.020535 | 0 | 0 | 0.04107 | 300.6087 | 0.021058 | 0 | 0 | 0.042116 | 300.7696 | 0.021407 | 0 | 0 | 0.042814 | 301.0109 | 0.021931 | 0 | 0 | 0.043861 | 301.2523 | 0.022454 | 0 | 0 | 0.044908 | 301.3327 | 0.022629 | 0 | 0 | 0.045257 | 301.574 | 0.023152 | 0 | 0 | 0.046304 | 301.8153 | 0.023675 | 0 | 0 | 0.047351 | 301.9762 | 0.024024 | 0 | 0 | 0.048049 | 302.2175 | 0.024548 | 0 | 0 | 0.049096 | 302.3784 | 0.024897 | 0 | 0 | 0.049793 | 302.5393 | 0.025246 | 0 | 0 | 0.050491
2017-03-11 17:00 | 276.5876 | 0.8244 |  | 290.4349 | 0 | 0 | 0 | 0 | 298.5965 | 0.016694 | 0 | 0 | 0.033387 | 305.2741 | 0.031177 | 0 | 0 | 0.062355 | 305.5214 | 0.031714 | 0 | 0 | 0.063428 | 305.6863 | 0.032071 | 0 | 0 | 0.064143 | 305.9336 | 0.032608 | 0 | 0 | 0.065216 | 306.1809 | 0.033144 | 0 | 0 | 0.066289 | 306.4282 | 0.033681 | 0 | 0 | 0.067361 | 306.758 | 0.034396 | 0 | 0 | 0.068792 | 307.0053 | 0.034932 | 0 | 0 | 0.069865 | 307.1702 | 0.03529 | 0 | 0 | 0.07058 | 307.4175 | 0.035826 | 0 | 0 | 0.071653 | 307.5824 | 0.036184 | 0 | 0 | 0.072368 | 307.8297 | 0.036721 | 0 | 0 | 0.073441 | 308.077 | 0.037257 | 0 | 0 | 0.074514 | 308.2419 | 0.037615 | 0 | 0 | 0.075229 | 308.4892 | 0.038151 | 0 | 0 | 0.076302 | 308.7365 | 0.038687 | 0 | 0 | 0.077375 | 308.819 | 0.038866 | 0 | 0 | 0.077732 | 309.0663 | 0.039403 | 0 | 0 | 0.078805 | 309.3136 | 0.039939 | 0 | 0 | 0.079878 | 309.4785 | 0.040297 | 0 | 0 | 0.080593 | 309.7258 | 0.040833 | 0 | 0 | 0.081666 | 309.8907 | 0.041191 | 0 | 0 | 0.082382 | 310.0556 | 0.041548 | 0 | 0 | 0.083097
2017-03-11 18:00 | 278.09 | 0.82887 |  | 292.0125 | 0.0024131 | 0 | 0 | 0.0048262 | 300.2184 | 0.020212 | 0 | 0 | 0.040423 | 306.9323 | 0.034774 | 0 | 0 | 0.069548 | 307.1809 | 0.035313 | 0 | 0 | 0.070627 | 307.3467 | 0.035673 | 0 | 0 | 0.071346 | 307.5954 | 0.036212 | 0 | 0 | 0.072425 | 307.844 | 0.036752 | 0 | 0 | 0.073503 | 308.0927 | 0.037291 | 0 | 0 | 0.074582 | 308.4243 | 0.03801 | 0 | 0 | 0.07602 | 308.6729 | 0.038549 | 0 | 0 | 0.077099 | 308.8387 | 0.038909 | 0 | 0 | 0.077818 | 309.0874 | 0.039448 | 0 | 0 | 0.078897 | 309.2531 | 0.039808 | 0 | 0 | 0.079616 | 309.5018 | 0.040347 | 0 | 0 | 0.080695 | 309.7505 | 0.040887 | 0 | 0 | 0.081773 | 309.9162 | 0.041246 | 0 | 0 | 0.082492 | 310.1649 | 0.041786 | 0 | 0 | 0.083571 | 310.4136 | 0.042325 | 0 | 0 | 0.08465 | 310.4964 | 0.042505 | 0 | 0 | 0.085009 | 310.7451 | 0.043044 | 0 | 0 | 0.086088 | 310.9938 | 0.043583 | 0 | 0 | 0.087167 | 311.1595 | 0.043943 | 0 | 0 | 0.087886 | 311.4082 | 0.044482 | 0 | 0 | 0.088965 | 311.574 | 0.044842 | 0 | 0 | 0.089684 | 311.7398 | 0.045201 | 0 | 0 | 0.090403
2017-03-11 19:00 | 283.5124 | 0.84504 |  | 297.7064 | 0.014763 | 0 | 0 | 0.029526 | 306.0722 | 0.032909 | 0 | 0 | 0.065817 | 312.917 | 0.047755 | 0 | 0 | 0.09551 | 313.1706 | 0.048305 | 0 | 0 | 0.09661 | 313.3396 | 0.048671 | 0 | 0 | 0.097343 | 313.5931 | 0.049221 | 0 | 0 | 0.098443 | 313.8466 | 0.049771 | 0 | 0 | 0.099542 | 314.1001 | 0.050321 | 0 | 0 | 0.10064 | 314.4381 | 0.051054 | 0 | 0 | 0.10211 | 314.6916 | 0.051604 | 0 | 0 | 0.10321 | 314.8606 | 0.051971 | 0 | 0 | 0.10394 | 315.1141 | 0.05252 | 0 | 0 | 0.10504 | 315.2831 | 0.052887 | 0 | 0 | 0.10577 | 315.5367 | 0.053437 | 0 | 0 | 0.10687 | 315.7902 | 0.053987 | 0 | 0 | 0.10797 | 315.9592 | 0.054353 | 0 | 0 | 0.10871 | 316.2127 | 0.054903 | 0 | 0 | 0.10981 | 316.4662 | 0.055453 | 0 | 0 | 0.11091 | 316.5507 | 0.055636 | 0 | 0 | 0.11127 | 316.8042 | 0.056186 | 0 | 0 | 0.11237 | 317.0577 | 0.056736 | 0 | 0 | 0.11347 | 317.2267 | 0.057103 | 0 | 0 | 0.11421 | 317.4802 | 0.057653 | 0 | 0 | 0.11531 | 317.6492 | 0.058019 | 0 | 0 | 0.11604 | 317.8183 | 0.058386 | 0 | 0 | 0.11677
2017-03-11 20:00 | 283.5648 | 0.84519 |  | 297.7614 | 0.014882 | 0 | 0 | 0.029765 | 306.1288 | 0.033031 | 0 | 0 | 0.066062 | 312.9748 | 0.04788 | 0 | 0 | 0.095761 | 313.2284 | 0.04843 | 0 | 0 | 0.096861 | 313.3974 | 0.048797 | 0 | 0 | 0.097594 | 313.651 | 0.049347 | 0 | 0 | 0.098694 | 313.9045 | 0.049897 | 0 | 0 | 0.099794 | 314.1581 | 0.050447 | 0 | 0 | 0.10089 | 314.4962 | 0.05118 | 0 | 0 | 0.10236 | 314.7497 | 0.05173 | 0 | 0 | 0.10346 | 314.9188 | 0.052097 | 0 | 0 | 0.10419 | 315.1723 | 0.052647 | 0 | 0 | 0.10529 | 315.3414 | 0.053013 | 0 | 0 | 0.10603 | 315.5949 | 0.053563 | 0 | 0 | 0.10713 | 315.8485 | 0.054113 | 0 | 0 | 0.10823 | 316.0175 | 0.05448 | 0 | 0 | 0.10896 | 316.2711 | 0.05503 | 0 | 0 | 0.11006 | 316.5246 | 0.05558 | 0 | 0 | 0.11116 | 316.6092 | 0.055763 | 0 | 0 | 0.11153 | 316.8627 | 0.056313 | 0 | 0 | 0.11263 | 317.1163 | 0.056863 | 0 | 0 | 0.11373 | 317.2853 | 0.05723 | 0 | 0 | 0.11446 | 317.5389 | 0.05778 | 0 | 0 | 0.11556 | 317.7079 | 0.058146 | 0 | 0 | 0.11629 | 317.8769 | 0.058513 | 0 | 0 | 0.11703
2017-03-11 21:00 | 295.3834 | 0.88042 |  | 310.1717 | 0.0418 | 0 | 0 | 0.083601 | 318.8879 | 0.060706 | 0 | 0 | 0.12141 | 326.0193 | 0.076174 | 0 | 0 | 0.15235 | 326.2834 | 0.076747 | 0 | 0 | 0.15349 | 326.4595 | 0.077129 | 0 | 0 | 0.15426 | 326.7236 | 0.077701 | 0 | 0 | 0.1554 | 326.9877 | 0.078274 | 0 | 0 | 0.15655 | 327.2519 | 0.078847 | 0 | 0 | 0.15769 | 327.604 | 0.079611 | 0 | 0 | 0.15922 | 327.8682 | 0.080184 | 0 | 0 | 0.16037 | 328.0442 | 0.080566 | 0 | 0 | 0.16113 | 328.3084 | 0.081139 | 0 | 0 | 0.16228 | 328.4845 | 0.081521 | 0 | 0 | 0.16304 | 328.7486 | 0.082094 | 0 | 0 | 0.16419 | 329.0127 | 0.082666 | 0 | 0 | 0.16533 | 329.1888 | 0.083048 | 0 | 0 | 0.1661 | 329.4529 | 0.083621 | 0 | 0 | 0.16724 | 329.717 | 0.084194 | 0 | 0 | 0.16839 | 329.8051 | 0.084385 | 0 | 0 | 0.16877 | 330.0692 | 0.084958 | 0 | 0 | 0.16992 | 330.3333 | 0.085531 | 0 | 0 | 0.17106 | 330.5094 | 0.085913 | 0 | 0 | 0.17183 | 330.7735 | 0.086486 | 0 | 0 | 0.17297 | 330.9496 | 0.086868 | 0 | 0 | 0.17374 | 331.1257 | 0.08725 | 0 | 0 | 0.1745
2017-03-11 22:00 | 291.113 | 0.86769 |  | 305.6875 | 0.032074 | 0 | 0 | 0.064148 | 314.2776 | 0.050706 | 0 | 0 | 0.10141 | 321.3059 | 0.06595 | 0 | 0 | 0.1319 | 321.5662 | 0.066515 | 0 | 0 | 0.13303 | 321.7398 | 0.066891 | 0 | 0 | 0.13378 | 322.0001 | 0.067456 | 0 | 0 | 0.13491 | 322.2604 | 0.068021 | 0 | 0 | 0.13604 | 322.5207 | 0.068585 | 0 | 0 | 0.13717 | 322.8678 | 0.069338 | 0 | 0 | 0.13868 | 323.1281 | 0.069903 | 0 | 0 | 0.13981 | 323.3016 | 0.070279 | 0 | 0 | 0.14056 | 323.5619 | 0.070844 | 0 | 0 | 0.14169 | 323.7355 | 0.07122 | 0 | 0 | 0.14244 | 323.9958 | 0.071785 | 0 | 0 | 0.14357 | 324.2561 | 0.072349 | 0 | 0 | 0.1447 | 324.4296 | 0.072726 | 0 | 0 | 0.14545 | 324.6899 | 0.07329 | 0 | 0 | 0.14658 | 324.9502 | 0.073855 | 0 | 0 | 0.14771 | 325.037 | 0.074043 | 0 | 0 | 0.14809 | 325.2973 | 0.074608 | 0 | 0 | 0.14922 | 325.5576 | 0.075172 | 0 | 0 | 0.15034 | 325.7312 | 0.075549 | 0 | 0 | 0.1511 | 325.9915 | 0.076113 | 0 | 0 | 0.15223 | 326.165 | 0.07649 | 0 | 0 | 0.15298 | 326.3385 | 0.076866 | 0 | 0 | 0.15373
2017-03-11 23:00 | 288.6419 | 0.86033 |  | 303.0927 | 0.026446 | 0 | 0 | 0.052892 | 311.6099 | 0.04492 | 0 | 0 | 0.089839 | 318.5785 | 0.060035 | 0 | 0 | 0.12007 | 318.8366 | 0.060595 | 0 | 0 | 0.12119 | 319.0087 | 0.060968 | 0 | 0 | 0.12194 | 319.2668 | 0.061528 | 0 | 0 | 0.12306 | 319.5249 | 0.062087 | 0 | 0 | 0.12417 | 319.783 | 0.062647 | 0 | 0 | 0.12529 | 320.1271 | 0.063394 | 0 | 0 | 0.12679 | 320.3852 | 0.063953 | 0 | 0 | 0.12791 | 320.5573 | 0.064327 | 0 | 0 | 0.12865 | 320.8154 | 0.064886 | 0 | 0 | 0.12977 | 320.9874 | 0.06526 | 0 | 0 | 0.13052 | 321.2455 | 0.065819 | 0 | 0 | 0.13164 | 321.5036 | 0.066379 | 0 | 0 | 0.13276 | 321.6757 | 0.066752 | 0 | 0 | 0.1335 | 321.9338 | 0.067312 | 0 | 0 | 0.13462 | 322.1919 | 0.067872 | 0 | 0 | 0.13574 | 322.2779 | 0.068059 | 0 | 0 | 0.13612 | 322.536 | 0.068619 | 0 | 0 | 0.13724 | 322.7941 | 0.069178 | 0 | 0 | 0.13836 | 322.9662 | 0.069552 | 0 | 0 | 0.1391 | 323.2243 | 0.070111 | 0 | 0 | 0.14022 | 323.3963 | 0.070485 | 0 | 0 | 0.14097 | 323.5684 | 0.070858 | 0 | 0 | 0.14172
2017-03-12 | 295.4244 | 0.88054 |  | 310.2148 | 0.041894 | 0 | 0 | 0.083788 | 318.9322 | 0.060802 | 0 | 0 | 0.1216 | 326.0645 | 0.076272 | 0 | 0 | 0.15254 | 326.3287 | 0.076845 | 0 | 0 | 0.15369 | 326.5048 | 0.077227 | 0 | 0 | 0.15445 | 326.769 | 0.0778 | 0 | 0 | 0.1556 | 327.0331 | 0.078373 | 0 | 0 | 0.15675 | 327.2973 | 0.078946 | 0 | 0 | 0.15789 | 327.6495 | 0.07971 | 0 | 0 | 0.15942 | 327.9137 | 0.080283 | 0 | 0 | 0.16057 | 328.0898 | 0.080665 | 0 | 0 | 0.16133 | 328.3539 | 0.081238 | 0 | 0 | 0.16248 | 328.5301 | 0.08162 | 0 | 0 | 0.16324 | 328.7942 | 0.082193 | 0 | 0 | 0.16439 | 329.0584 | 0.082766 | 0 | 0 | 0.16553 | 329.2345 | 0.083148 | 0 | 0 | 0.1663 | 329.4986 | 0.08372 | 0 | 0 | 0.16744 | 329.7628 | 0.084293 | 0 | 0 | 0.16859 | 329.8509 | 0.084484 | 0 | 0 | 0.16897 | 330.115 | 0.085057 | 0 | 0 | 0.17011 | 330.3792 | 0.08563 | 0 | 0 | 0.17126 | 330.5553 | 0.086012 | 0 | 0 | 0.17202 | 330.8195 | 0.086585 | 0 | 0 | 0.17317 | 330.9956 | 0.086967 | 0 | 0 | 0.17393 | 331.1717 | 0.087349 | 0 | 0 | 0.1747
2017-03-12 01:00 | 293.9143 | 0.87604 |  | 308.629 | 0.038454 | 0 | 0 | 0.076909 | 317.3018 | 0.057266 | 0 | 0 | 0.11453 | 324.3978 | 0.072657 | 0 | 0 | 0.14531 | 324.6606 | 0.073227 | 0 | 0 | 0.14645 | 324.8358 | 0.073607 | 0 | 0 | 0.14721 | 325.0986 | 0.074177 | 0 | 0 | 0.14835 | 325.3614 | 0.074747 | 0 | 0 | 0.14949 | 325.6242 | 0.075317 | 0 | 0 | 0.15063 | 325.9746 | 0.076077 | 0 | 0 | 0.15215 | 326.2374 | 0.076647 | 0 | 0 | 0.15329 | 326.4126 | 0.077027 | 0 | 0 | 0.15405 | 326.6755 | 0.077597 | 0 | 0 | 0.15519 | 326.8507 | 0.077977 | 0 | 0 | 0.15595 | 327.1135 | 0.078547 | 0 | 0 | 0.15709 | 327.3763 | 0.079117 | 0 | 0 | 0.15823 | 327.5515 | 0.079497 | 0 | 0 | 0.15899 | 327.8143 | 0.080067 | 0 | 0 | 0.16013 | 328.0771 | 0.080637 | 0 | 0 | 0.16127 | 328.1647 | 0.080827 | 0 | 0 | 0.16165 | 328.4275 | 0.081397 | 0 | 0 | 0.16279 | 328.6904 | 0.081967 | 0 | 0 | 0.16393 | 328.8656 | 0.082347 | 0 | 0 | 0.16469 | 329.1284 | 0.082917 | 0 | 0 | 0.16583 | 329.3036 | 0.083297 | 0 | 0 | 0.16659 | 329.4788 | 0.083677 | 0 | 0 | 0.16735
2017-03-12 02:00 | 296.6292 | 0.88413 |  | 311.4798 | 0.044638 | 0 | 0 | 0.089275 | 320.2327 | 0.063623 | 0 | 0 | 0.12725 | 327.3942 | 0.079156 | 0 | 0 | 0.15831 | 327.6594 | 0.079731 | 0 | 0 | 0.15946 | 327.8363 | 0.080115 | 0 | 0 | 0.16023 | 328.1015 | 0.08069 | 0 | 0 | 0.16138 | 328.3668 | 0.081265 | 0 | 0 | 0.16253 | 328.632 | 0.081841 | 0 | 0 | 0.16368 | 328.9856 | 0.082608 | 0 | 0 | 0.16522 | 329.2509 | 0.083183 | 0 | 0 | 0.16637 | 329.4277 | 0.083567 | 0 | 0 | 0.16713 | 329.6929 | 0.084142 | 0 | 0 | 0.16828 | 329.8698 | 0.084525 | 0 | 0 | 0.16905 | 330.135 | 0.085101 | 0 | 0 | 0.1702 | 330.4003 | 0.085676 | 0 | 0 | 0.17135 | 330.5771 | 0.08606 | 0 | 0 | 0.17212 | 330.8423 | 0.086635 | 0 | 0 | 0.17327 | 331.1076 | 0.08721 | 0 | 0 | 0.17442 | 331.196 | 0.087402 | 0 | 0 | 0.1748 | 331.4612 | 0.087977 | 0 | 0 | 0.17595 | 331.7265 | 0.088553 | 0 | 0 | 0.17711 | 331.9033 | 0.088936 | 0 | 0 | 0.17787 | 332.1685 | 0.089511 | 0 | 0 | 0.17902 | 332.3453 | 0.089895 | 0 | 0 | 0.17979 | 332.5222 | 0.090278 | 0 | 0 | 0.18056
2017-03-12 03:00 | 295.6419 | 0.88119 |  | 310.4431 | 0.042389 | 0 | 0 | 0.084778 | 319.1669 | 0.061311 | 0 | 0 | 0.12262 | 326.3046 | 0.076792 | 0 | 0 | 0.15358 | 326.5689 | 0.077366 | 0 | 0 | 0.15473 | 326.7451 | 0.077748 | 0 | 0 | 0.1555 | 327.0095 | 0.078322 | 0 | 0 | 0.15664 | 327.2739 | 0.078895 | 0 | 0 | 0.15779 | 327.5382 | 0.079468 | 0 | 0 | 0.15894 | 327.8907 | 0.080233 | 0 | 0 | 0.16047 | 328.1551 | 0.080806 | 0 | 0 | 0.16161 | 328.3313 | 0.081188 | 0 | 0 | 0.16238 | 328.5956 | 0.081762 | 0 | 0 | 0.16352 | 328.7719 | 0.082144 | 0 | 0 | 0.16429 | 329.0362 | 0.082718 | 0 | 0 | 0.16544 | 329.3006 | 0.083291 | 0 | 0 | 0.16658 | 329.4768 | 0.083673 | 0 | 0 | 0.16735 | 329.7412 | 0.084247 | 0 | 0 | 0.16849 | 330.0055 | 0.08482 | 0 | 0 | 0.16964 | 330.0937 | 0.085011 | 0 | 0 | 0.17002 | 330.358 | 0.085584 | 0 | 0 | 0.17117 | 330.6224 | 0.086158 | 0 | 0 | 0.17232 | 330.7986 | 0.08654 | 0 | 0 | 0.17308 | 331.063 | 0.087113 | 0 | 0 | 0.17423 | 331.2392 | 0.087496 | 0 | 0 | 0.17499 | 331.4155 | 0.087878 | 0 | 0 | 0.17576
2017-03-12 04:00 | 302.3551 | 0.9012 |  | 317.4925 | 0.057679 | 0 | 0 | 0.11536 | 326.4143 | 0.077031 | 0 | 0 | 0.15406 | 333.7141 | 0.092864 | 0 | 0 | 0.18573 | 333.9844 | 0.09345 | 0 | 0 | 0.1869 | 334.1647 | 0.093841 | 0 | 0 | 0.18768 | 334.435 | 0.094427 | 0 | 0 | 0.18885 | 334.7054 | 0.095014 | 0 | 0 | 0.19003 | 334.9757 | 0.0956 | 0 | 0 | 0.1912 | 335.3362 | 0.096382 | 0 | 0 | 0.19276 | 335.6066 | 0.096969 | 0 | 0 | 0.19394 | 335.7868 | 0.097359 | 0 | 0 | 0.19472 | 336.0572 | 0.097946 | 0 | 0 | 0.19589 | 336.2374 | 0.098337 | 0 | 0 | 0.19667 | 336.5078 | 0.098923 | 0 | 0 | 0.19785 | 336.7781 | 0.09951 | 0 | 0 | 0.19902 | 336.9584 | 0.099901 | 0 | 0 | 0.1998 | 337.2287 | 0.10049 | 0 | 0 | 0.20097 | 337.4991 | 0.10107 | 0 | 0 | 0.20215 | 337.5892 | 0.10127 | 0 | 0 | 0.20254 | 337.8596 | 0.10186 | 0 | 0 | 0.20371 | 338.1299 | 0.10244 | 0 | 0 | 0.20488 | 338.3102 | 0.10283 | 0 | 0 | 0.20567 | 338.5805 | 0.10342 | 0 | 0 | 0.20684 | 338.7608 | 0.10381 | 0 | 0 | 0.20762 | 338.941 | 0.1042 | 0 | 0 | 0.2084
2017-03-12 05:00 | 300.6523 | 0.89612 |  | 315.7044 | 0.053801 | 0 | 0 | 0.1076 | 324.576 | 0.073043 | 0 | 0 | 0.14609 | 331.8346 | 0.088787 | 0 | 0 | 0.17757 | 332.1035 | 0.08937 | 0 | 0 | 0.17874 | 332.2827 | 0.089759 | 0 | 0 | 0.17952 | 332.5515 | 0.090342 | 0 | 0 | 0.18068 | 332.8204 | 0.090925 | 0 | 0 | 0.18185 | 333.0892 | 0.091508 | 0 | 0 | 0.18302 | 333.4476 | 0.092286 | 0 | 0 | 0.18457 | 333.7165 | 0.092869 | 0 | 0 | 0.18574 | 333.8957 | 0.093258 | 0 | 0 | 0.18652 | 334.1645 | 0.093841 | 0 | 0 | 0.18768 | 334.3438 | 0.09423 | 0 | 0 | 0.18846 | 334.6126 | 0.094813 | 0 | 0 | 0.18963 | 334.8814 | 0.095396 | 0 | 0 | 0.19079 | 335.0607 | 0.095784 | 0 | 0 | 0.19157 | 335.3295 | 0.096368 | 0 | 0 | 0.19274 | 335.5983 | 0.096951 | 0 | 0 | 0.1939 | 335.6879 | 0.097145 | 0 | 0 | 0.19429 | 335.9568 | 0.097728 | 0 | 0 | 0.19546 | 336.2256 | 0.098311 | 0 | 0 | 0.19662 | 336.4048 | 0.0987 | 0 | 0 | 0.1974 | 336.6737 | 0.099283 | 0 | 0 | 0.19857 | 336.8529 | 0.099672 | 0 | 0 | 0.19934 | 337.0321 | 0.10006 | 0 | 0 | 0.20012
2017-03-12 06:00 | 289.5456 | 0.86302 |  | 304.0417 | 0.028504 | 0 | 0 | 0.057008 | 312.5855 | 0.047036 | 0 | 0 | 0.094072 | 319.576 | 0.062198 | 0 | 0 | 0.1244 | 319.8349 | 0.06276 | 0 | 0 | 0.12552 | 320.0075 | 0.063134 | 0 | 0 | 0.12627 | 320.2664 | 0.063696 | 0 | 0 | 0.12739 | 320.5253 | 0.064257 | 0 | 0 | 0.12851 | 320.7842 | 0.064819 | 0 | 0 | 0.12964 | 321.1294 | 0.065568 | 0 | 0 | 0.13114 | 321.3883 | 0.066129 | 0 | 0 | 0.13226 | 321.5609 | 0.066504 | 0 | 0 | 0.13301 | 321.8198 | 0.067065 | 0 | 0 | 0.13413 | 321.9925 | 0.06744 | 0 | 0 | 0.13488 | 322.2514 | 0.068001 | 0 | 0 | 0.136 | 322.5103 | 0.068563 | 0 | 0 | 0.13713 | 322.6829 | 0.068937 | 0 | 0 | 0.13787 | 322.9418 | 0.069499 | 0 | 0 | 0.139 | 323.2007 | 0.07006 | 0 | 0 | 0.14012 | 323.287 | 0.070247 | 0 | 0 | 0.14049 | 323.5459 | 0.070809 | 0 | 0 | 0.14162 | 323.8048 | 0.07137 | 0 | 0 | 0.14274 | 323.9774 | 0.071745 | 0 | 0 | 0.14349 | 324.2363 | 0.072306 | 0 | 0 | 0.14461 | 324.4089 | 0.072681 | 0 | 0 | 0.14536 | 324.5815 | 0.073055 | 0 | 0 | 0.14611
2017-03-12 07:00 | 287.4327 | 0.85672 |  | 301.823 | 0.023692 | 0 | 0 | 0.047384 | 310.3045 | 0.042088 | 0 | 0 | 0.084177 | 317.244 | 0.05714 | 0 | 0 | 0.11428 | 317.501 | 0.057697 | 0 | 0 | 0.11539 | 317.6723 | 0.058069 | 0 | 0 | 0.11614 | 317.9293 | 0.058627 | 0 | 0 | 0.11725 | 318.1863 | 0.059184 | 0 | 0 | 0.11837 | 318.4434 | 0.059742 | 0 | 0 | 0.11948 | 318.786 | 0.060485 | 0 | 0 | 0.12097 | 319.0431 | 0.061042 | 0 | 0 | 0.12208 | 319.2144 | 0.061414 | 0 | 0 | 0.12283 | 319.4714 | 0.061971 | 0 | 0 | 0.12394 | 319.6428 | 0.062343 | 0 | 0 | 0.12469 | 319.8998 | 0.062901 | 0 | 0 | 0.1258 | 320.1568 | 0.063458 | 0 | 0 | 0.12692 | 320.3281 | 0.06383 | 0 | 0 | 0.12766 | 320.5852 | 0.064387 | 0 | 0 | 0.12877 | 320.8422 | 0.064945 | 0 | 0 | 0.12989 | 320.9279 | 0.06513 | 0 | 0 | 0.13026 | 321.1849 | 0.065688 | 0 | 0 | 0.13138 | 321.4419 | 0.066245 | 0 | 0 | 0.13249 | 321.6132 | 0.066617 | 0 | 0 | 0.13323 | 321.8702 | 0.067174 | 0 | 0 | 0.13435 | 322.0416 | 0.067546 | 0 | 0 | 0.13509 | 322.2129 | 0.067918 | 0 | 0 | 0.13584
2017-03-12 08:00 | 282.798 | 0.84291 |  | 296.9562 | 0.013136 | 0 | 0 | 0.026272 | 305.3009 | 0.031236 | 0 | 0 | 0.062471 | 312.1285 | 0.046045 | 0 | 0 | 0.092089 | 312.3814 | 0.046593 | 0 | 0 | 0.093186 | 312.5499 | 0.046959 | 0 | 0 | 0.093917 | 312.8028 | 0.047507 | 0 | 0 | 0.095014 | 313.0557 | 0.048056 | 0 | 0 | 0.096111 | 313.3086 | 0.048604 | 0 | 0 | 0.097208 | 313.6457 | 0.049335 | 0 | 0 | 0.098671 | 313.8986 | 0.049884 | 0 | 0 | 0.099768 | 314.0672 | 0.05025 | 0 | 0 | 0.1005 | 314.32 | 0.050798 | 0 | 0 | 0.1016 | 314.4886 | 0.051164 | 0 | 0 | 0.10233 | 314.7415 | 0.051712 | 0 | 0 | 0.10342 | 314.9944 | 0.052261 | 0 | 0 | 0.10452 | 315.163 | 0.052626 | 0 | 0 | 0.10525 | 315.4158 | 0.053175 | 0 | 0 | 0.10635 | 315.6687 | 0.053723 | 0 | 0 | 0.10745 | 315.753 | 0.053906 | 0 | 0 | 0.10781 | 316.0059 | 0.054455 | 0 | 0 | 0.10891 | 316.2587 | 0.055003 | 0 | 0 | 0.11001 | 316.4273 | 0.055369 | 0 | 0 | 0.11074 | 316.6802 | 0.055917 | 0 | 0 | 0.11183 | 316.8488 | 0.056283 | 0 | 0 | 0.11257 | 317.0173 | 0.056649 | 0 | 0 | 0.1133
2017-03-12 09:00 | 293.7567 | 0.87557 |  | 308.4636 | 0.038095 | 0 | 0 | 0.076191 | 317.1317 | 0.056897 | 0 | 0 | 0.11379 | 324.2239 | 0.072279 | 0 | 0 | 0.14456 | 324.4865 | 0.072849 | 0 | 0 | 0.1457 | 324.6616 | 0.073229 | 0 | 0 | 0.14646 | 324.9243 | 0.073799 | 0 | 0 | 0.1476 | 325.187 | 0.074368 | 0 | 0 | 0.14874 | 325.4497 | 0.074938 | 0 | 0 | 0.14988 | 325.7999 | 0.075698 | 0 | 0 | 0.1514 | 326.0626 | 0.076268 | 0 | 0 | 0.15254 | 326.2377 | 0.076647 | 0 | 0 | 0.15329 | 326.5003 | 0.077217 | 0 | 0 | 0.15443 | 326.6755 | 0.077597 | 0 | 0 | 0.15519 | 326.9381 | 0.078167 | 0 | 0 | 0.15633 | 327.2008 | 0.078736 | 0 | 0 | 0.15747 | 327.3759 | 0.079116 | 0 | 0 | 0.15823 | 327.6386 | 0.079686 | 0 | 0 | 0.15937 | 327.9013 | 0.080256 | 0 | 0 | 0.16051 | 327.9888 | 0.080446 | 0 | 0 | 0.16089 | 328.2515 | 0.081015 | 0 | 0 | 0.16203 | 328.5142 | 0.081585 | 0 | 0 | 0.16317 | 328.6893 | 0.081965 | 0 | 0 | 0.16393 | 328.9519 | 0.082535 | 0 | 0 | 0.16507 | 329.1271 | 0.082914 | 0 | 0 | 0.16583 | 329.3022 | 0.083294 | 0 | 0 | 0.16659
2017-03-12 10:00 | 290.6814 | 0.8664 |  | 305.2342 | 0.031091 | 0 | 0 | 0.062182 | 313.8116 | 0.049695 | 0 | 0 | 0.099391 | 320.8295 | 0.064917 | 0 | 0 | 0.12983 | 321.0894 | 0.065481 | 0 | 0 | 0.13096 | 321.2627 | 0.065857 | 0 | 0 | 0.13171 | 321.5226 | 0.066421 | 0 | 0 | 0.13284 | 321.7826 | 0.066984 | 0 | 0 | 0.13397 | 322.0425 | 0.067548 | 0 | 0 | 0.1351 | 322.389 | 0.0683 | 0 | 0 | 0.1366 | 322.649 | 0.068864 | 0 | 0 | 0.13773 | 322.8222 | 0.069239 | 0 | 0 | 0.13848 | 323.0822 | 0.069803 | 0 | 0 | 0.13961 | 323.2555 | 0.070179 | 0 | 0 | 0.14036 | 323.5154 | 0.070743 | 0 | 0 | 0.14149 | 323.7753 | 0.071307 | 0 | 0 | 0.14261 | 323.9486 | 0.071682 | 0 | 0 | 0.14336 | 324.2085 | 0.072246 | 0 | 0 | 0.14449 | 324.4684 | 0.07281 | 0 | 0 | 0.14562 | 324.5551 | 0.072998 | 0 | 0 | 0.146 | 324.815 | 0.073562 | 0 | 0 | 0.14712 | 325.0749 | 0.074125 | 0 | 0 | 0.14825 | 325.2482 | 0.074501 | 0 | 0 | 0.149 | 325.5081 | 0.075065 | 0 | 0 | 0.15013 | 325.6814 | 0.075441 | 0 | 0 | 0.15088 | 325.8547 | 0.075817 | 0 | 0 | 0.15163
2017-03-12 11:00 | 283.3646 | 0.8446 |  | 297.5512 | 0.014426 | 0 | 0 | 0.028853 | 305.9127 | 0.032563 | 0 | 0 | 0.065125 | 312.7539 | 0.047401 | 0 | 0 | 0.094802 | 313.0073 | 0.047951 | 0 | 0 | 0.095901 | 313.1762 | 0.048317 | 0 | 0 | 0.096634 | 313.4296 | 0.048867 | 0 | 0 | 0.097733 | 313.683 | 0.049416 | 0 | 0 | 0.098833 | 313.9364 | 0.049966 | 0 | 0 | 0.099932 | 314.2742 | 0.050699 | 0 | 0 | 0.1014 | 314.5276 | 0.051248 | 0 | 0 | 0.1025 | 314.6965 | 0.051615 | 0 | 0 | 0.10323 | 314.9499 | 0.052164 | 0 | 0 | 0.10433 | 315.1188 | 0.052531 | 0 | 0 | 0.10506 | 315.3722 | 0.05308 | 0 | 0 | 0.10616 | 315.6256 | 0.05363 | 0 | 0 | 0.10726 | 315.7945 | 0.053996 | 0 | 0 | 0.10799 | 316.0479 | 0.054546 | 0 | 0 | 0.10909 | 316.3012 | 0.055095 | 0 | 0 | 0.11019 | 316.3857 | 0.055278 | 0 | 0 | 0.11056 | 316.6391 | 0.055828 | 0 | 0 | 0.11166 | 316.8924 | 0.056378 | 0 | 0 | 0.11276 | 317.0614 | 0.056744 | 0 | 0 | 0.11349 | 317.3147 | 0.057294 | 0 | 0 | 0.11459 | 317.4837 | 0.05766 | 0 | 0 | 0.11532 | 317.6526 | 0.058026 | 0 | 0 | 0.11605
2017-03-12 12:00 | 287.7631 | 0.85771 |  | 302.1699 | 0.024444 | 0 | 0 | 0.048889 | 310.6612 | 0.042862 | 0 | 0 | 0.085724 | 317.6086 | 0.057931 | 0 | 0 | 0.11586 | 317.8659 | 0.058489 | 0 | 0 | 0.11698 | 318.0375 | 0.058861 | 0 | 0 | 0.11772 | 318.2948 | 0.059419 | 0 | 0 | 0.11884 | 318.5521 | 0.059977 | 0 | 0 | 0.11995 | 318.8094 | 0.060536 | 0 | 0 | 0.12107 | 319.1525 | 0.06128 | 0 | 0 | 0.12256 | 319.4098 | 0.061838 | 0 | 0 | 0.12368 | 319.5813 | 0.06221 | 0 | 0 | 0.12442 | 319.8387 | 0.062768 | 0 | 0 | 0.12554 | 320.0102 | 0.06314 | 0 | 0 | 0.12628 | 320.2675 | 0.063698 | 0 | 0 | 0.1274 | 320.5248 | 0.064256 | 0 | 0 | 0.12851 | 320.6964 | 0.064628 | 0 | 0 | 0.12926 | 320.9537 | 0.065186 | 0 | 0 | 0.13037 | 321.211 | 0.065745 | 0 | 0 | 0.13149 | 321.2968 | 0.065931 | 0 | 0 | 0.13186 | 321.5541 | 0.066489 | 0 | 0 | 0.13298 | 321.8114 | 0.067047 | 0 | 0 | 0.13409 | 321.9829 | 0.067419 | 0 | 0 | 0.13484 | 322.2402 | 0.067977 | 0 | 0 | 0.13595 | 322.4118 | 0.068349 | 0 | 0 | 0.1367 | 322.5833 | 0.068721 | 0 | 0 | 0.13744
2017-03-12 13:00 | 278.9694 | 0.8315 |  | 292.9359 | 0.004416 | 0 | 0 | 0.0088319 | 301.1677 | 0.022271 | 0 | 0 | 0.044541 | 307.9029 | 0.036879 | 0 | 0 | 0.073758 | 308.1523 | 0.03742 | 0 | 0 | 0.074841 | 308.3186 | 0.037781 | 0 | 0 | 0.075562 | 308.5681 | 0.038322 | 0 | 0 | 0.076644 | 308.8175 | 0.038863 | 0 | 0 | 0.077726 | 309.067 | 0.039404 | 0 | 0 | 0.078808 | 309.3996 | 0.040126 | 0 | 0 | 0.080251 | 309.649 | 0.040667 | 0 | 0 | 0.081333 | 309.8153 | 0.041027 | 0 | 0 | 0.082055 | 310.0648 | 0.041568 | 0 | 0 | 0.083137 | 310.2311 | 0.041929 | 0 | 0 | 0.083858 | 310.4805 | 0.04247 | 0 | 0 | 0.08494 | 310.7299 | 0.043011 | 0 | 0 | 0.086022 | 310.8962 | 0.043372 | 0 | 0 | 0.086744 | 311.1457 | 0.043913 | 0 | 0 | 0.087826 | 311.3951 | 0.044454 | 0 | 0 | 0.088908 | 311.4783 | 0.044634 | 0 | 0 | 0.089269 | 311.7277 | 0.045175 | 0 | 0 | 0.090351 | 311.9772 | 0.045716 | 0 | 0 | 0.091433 | 312.1435 | 0.046077 | 0 | 0 | 0.092154 | 312.3929 | 0.046618 | 0 | 0 | 0.093236 | 312.5592 | 0.046979 | 0 | 0 | 0.093958 | 312.7255 | 0.04734 | 0 | 0 | 0.094679
2017-03-12 14:00 | 274.4615 | 0.81806 |  | 288.2023 | 0 | 0 | 0 | 0 | 296.3011 | 0.011715 | 0 | 0 | 0.02343 | 302.9274 | 0.026087 | 0 | 0 | 0.052175 | 303.1728 | 0.02662 | 0 | 0 | 0.05324 | 303.3364 | 0.026975 | 0 | 0 | 0.053949 | 303.5819 | 0.027507 | 0 | 0 | 0.055014 | 303.8273 | 0.028039 | 0 | 0 | 0.056079 | 304.0727 | 0.028572 | 0 | 0 | 0.057143 | 304.3999 | 0.029281 | 0 | 0 | 0.058563 | 304.6453 | 0.029814 | 0 | 0 | 0.059627 | 304.8089 | 0.030169 | 0 | 0 | 0.060337 | 305.0544 | 0.030701 | 0 | 0 | 0.061402 | 305.218 | 0.031056 | 0 | 0 | 0.062111 | 305.4634 | 0.031588 | 0 | 0 | 0.063176 | 305.7088 | 0.03212 | 0 | 0 | 0.064241 | 305.8724 | 0.032475 | 0 | 0 | 0.06495 | 306.1178 | 0.033008 | 0 | 0 | 0.066015 | 306.3633 | 0.03354 | 0 | 0 | 0.06708 | 306.4451 | 0.033717 | 0 | 0 | 0.067435 | 306.6905 | 0.03425 | 0 | 0 | 0.068499 | 306.9359 | 0.034782 | 0 | 0 | 0.069564 | 307.0995 | 0.035137 | 0 | 0 | 0.070273 | 307.3449 | 0.035669 | 0 | 0 | 0.071338 | 307.5085 | 0.036024 | 0 | 0 | 0.072048 | 307.6722 | 0.036379 | 0 | 0 | 0.072758
2017-03-12 15:00 | 268.3146 | 0.79974 |  | 281.7477 | 0 | 0 | 0 | 0 | 289.6651 | 0 | 0 | 0 | 0 | 296.143 | 0.011372 | 0 | 0 | 0.022744 | 296.3829 | 0.011892 | 0 | 0 | 0.023785 | 296.5428 | 0.012239 | 0 | 0 | 0.024479 | 296.7828 | 0.01276 | 0 | 0 | 0.025519 | 297.0227 | 0.01328 | 0 | 0 | 0.02656 | 297.2626 | 0.0138 | 0 | 0 | 0.027601 | 297.5825 | 0.014494 | 0 | 0 | 0.028989 | 297.8224 | 0.015015 | 0 | 0 | 0.030029 | 297.9824 | 0.015362 | 0 | 0 | 0.030723 | 298.2223 | 0.015882 | 0 | 0 | 0.031764 | 298.3822 | 0.016229 | 0 | 0 | 0.032458 | 298.6222 | 0.016749 | 0 | 0 | 0.033499 | 298.8621 | 0.01727 | 0 | 0 | 0.034539 | 299.022 | 0.017617 | 0 | 0 | 0.035233 | 299.2619 | 0.018137 | 0 | 0 | 0.036274 | 299.5019 | 0.018657 | 0 | 0 | 0.037315 | 299.5818 | 0.018831 | 0 | 0 | 0.037662 | 299.8218 | 0.019351 | 0 | 0 | 0.038703 | 300.0617 | 0.019872 | 0 | 0 | 0.039743 | 300.2216 | 0.020219 | 0 | 0 | 0.040437 | 300.4616 | 0.020739 | 0 | 0 | 0.041478 | 300.6215 | 0.021086 | 0 | 0 | 0.042172 | 300.7815 | 0.021433 | 0 | 0 | 0.042866
2017-03-12 16:00 | 279.592 | 0.83335 |  | 293.5897 | 0.005834 | 0 | 0 | 0.011668 | 301.8399 | 0.023729 | 0 | 0 | 0.047457 | 308.5901 | 0.03837 | 0 | 0 | 0.07674 | 308.8401 | 0.038912 | 0 | 0 | 0.077824 | 309.0067 | 0.039274 | 0 | 0 | 0.078547 | 309.2567 | 0.039816 | 0 | 0 | 0.079632 | 309.5068 | 0.040358 | 0 | 0 | 0.080716 | 309.7568 | 0.0409 | 0 | 0 | 0.081801 | 310.0901 | 0.041623 | 0 | 0 | 0.083247 | 310.3401 | 0.042166 | 0 | 0 | 0.084331 | 310.5068 | 0.042527 | 0 | 0 | 0.085054 | 310.7568 | 0.043069 | 0 | 0 | 0.086139 | 310.9235 | 0.043431 | 0 | 0 | 0.086862 | 311.1735 | 0.043973 | 0 | 0 | 0.087946 | 311.4235 | 0.044515 | 0 | 0 | 0.089031 | 311.5901 | 0.044877 | 0 | 0 | 0.089754 | 311.8401 | 0.045419 | 0 | 0 | 0.090838 | 312.0901 | 0.045961 | 0 | 0 | 0.091923 | 312.1735 | 0.046142 | 0 | 0 | 0.092284 | 312.4235 | 0.046684 | 0 | 0 | 0.093369 | 312.6735 | 0.047227 | 0 | 0 | 0.094453 | 312.8402 | 0.047588 | 0 | 0 | 0.095176 | 313.0902 | 0.04813 | 0 | 0 | 0.096261 | 313.2568 | 0.048492 | 0 | 0 | 0.096984 | 313.4235 | 0.048853 | 0 | 0 | 0.097707
2017-03-12 17:00 | 277.0652 | 0.82582 |  | 290.9364 | 7.8939e-05 | 0 | 0 | 0.00015788 | 299.112 | 0.017812 | 0 | 0 | 0.035624 | 305.8012 | 0.032321 | 0 | 0 | 0.064641 | 306.0489 | 0.032858 | 0 | 0 | 0.065716 | 306.2141 | 0.033216 | 0 | 0 | 0.066432 | 306.4618 | 0.033754 | 0 | 0 | 0.067507 | 306.7096 | 0.034291 | 0 | 0 | 0.068582 | 306.9573 | 0.034828 | 0 | 0 | 0.069657 | 307.2876 | 0.035545 | 0 | 0 | 0.07109 | 307.5354 | 0.036082 | 0 | 0 | 0.072164 | 307.7005 | 0.03644 | 0 | 0 | 0.072881 | 307.9483 | 0.036978 | 0 | 0 | 0.073955 | 308.1135 | 0.037336 | 0 | 0 | 0.074672 | 308.3612 | 0.037873 | 0 | 0 | 0.075747 | 308.6089 | 0.038411 | 0 | 0 | 0.076821 | 308.7741 | 0.038769 | 0 | 0 | 0.077538 | 309.0219 | 0.039306 | 0 | 0 | 0.078613 | 309.2696 | 0.039844 | 0 | 0 | 0.079687 | 309.3522 | 0.040023 | 0 | 0 | 0.080046 | 309.5999 | 0.04056 | 0 | 0 | 0.08112 | 309.8477 | 0.041098 | 0 | 0 | 0.082195 | 310.0128 | 0.041456 | 0 | 0 | 0.082911 | 310.2606 | 0.041993 | 0 | 0 | 0.083986 | 310.4257 | 0.042351 | 0 | 0 | 0.084703 | 310.5909 | 0.04271 | 0 | 0 | 0.085419
2017-03-12 18:00 | 271.3492 | 0.80878 |  | 284.9343 | 0 | 0 | 0 | 0 | 292.9412 | 0.0044274 | 0 | 0 | 0.0088547 | 299.4923 | 0.018637 | 0 | 0 | 0.037274 | 299.735 | 0.019163 | 0 | 0 | 0.038326 | 299.8967 | 0.019514 | 0 | 0 | 0.039028 | 300.1394 | 0.02004 | 0 | 0 | 0.04008 | 300.382 | 0.020566 | 0 | 0 | 0.041133 | 300.6246 | 0.021093 | 0 | 0 | 0.042186 | 300.9482 | 0.021794 | 0 | 0 | 0.043589 | 301.1908 | 0.022321 | 0 | 0 | 0.044641 | 301.3525 | 0.022672 | 0 | 0 | 0.045343 | 301.5952 | 0.023198 | 0 | 0 | 0.046396 | 301.7569 | 0.023549 | 0 | 0 | 0.047097 | 301.9996 | 0.024075 | 0 | 0 | 0.04815 | 302.2422 | 0.024601 | 0 | 0 | 0.049203 | 302.404 | 0.024952 | 0 | 0 | 0.049904 | 302.6466 | 0.025478 | 0 | 0 | 0.050957 | 302.8892 | 0.026005 | 0 | 0 | 0.052009 | 302.9701 | 0.02618 | 0 | 0 | 0.05236 | 303.2127 | 0.026706 | 0 | 0 | 0.053413 | 303.4554 | 0.027233 | 0 | 0 | 0.054465 | 303.6171 | 0.027583 | 0 | 0 | 0.055167 | 303.8598 | 0.02811 | 0 | 0 | 0.05622 | 304.0215 | 0.028461 | 0 | 0 | 0.056921 | 304.1833 | 0.028811 | 0 | 0 | 0.057623
2017-03-12 19:00 | 279.8786 | 0.83421 |  | 293.8906 | 0.0064867 | 0 | 0 | 0.012973 | 302.1493 | 0.0244 | 0 | 0 | 0.048799 | 308.9063 | 0.039056 | 0 | 0 | 0.078112 | 309.1566 | 0.039599 | 0 | 0 | 0.079197 | 309.3234 | 0.03996 | 0 | 0 | 0.079921 | 309.5737 | 0.040503 | 0 | 0 | 0.081007 | 309.824 | 0.041046 | 0 | 0 | 0.082092 | 310.0742 | 0.041589 | 0 | 0 | 0.083178 | 310.4079 | 0.042313 | 0 | 0 | 0.084625 | 310.6582 | 0.042855 | 0 | 0 | 0.085711 | 310.825 | 0.043217 | 0 | 0 | 0.086435 | 311.0753 | 0.04376 | 0 | 0 | 0.08752 | 311.2421 | 0.044122 | 0 | 0 | 0.088244 | 311.4924 | 0.044665 | 0 | 0 | 0.08933 | 311.7426 | 0.045208 | 0 | 0 | 0.090415 | 311.9095 | 0.04557 | 0 | 0 | 0.091139 | 312.1597 | 0.046112 | 0 | 0 | 0.092225 | 312.41 | 0.046655 | 0 | 0 | 0.09331 | 312.4934 | 0.046836 | 0 | 0 | 0.093672 | 312.7437 | 0.047379 | 0 | 0 | 0.094758 | 312.9939 | 0.047922 | 0 | 0 | 0.095844 | 313.1608 | 0.048284 | 0 | 0 | 0.096567 | 313.411 | 0.048826 | 0 | 0 | 0.097653 | 313.5779 | 0.049188 | 0 | 0 | 0.098377 | 313.7447 | 0.04955 | 0 | 0 | 0.0991
2017-03-12 20:00 | 282.6673 | 0.84252 |  | 296.8189 | 0.012838 | 0 | 0 | 0.025676 | 305.1599 | 0.03093 | 0 | 0 | 0.061859 | 311.9843 | 0.045732 | 0 | 0 | 0.091464 | 312.237 | 0.04628 | 0 | 0 | 0.09256 | 312.4055 | 0.046645 | 0 | 0 | 0.093291 | 312.6583 | 0.047194 | 0 | 0 | 0.094387 | 312.911 | 0.047742 | 0 | 0 | 0.095484 | 313.1638 | 0.04829 | 0 | 0 | 0.09658 | 313.5008 | 0.049021 | 0 | 0 | 0.098042 | 313.7536 | 0.049569 | 0 | 0 | 0.099139 | 313.9221 | 0.049935 | 0 | 0 | 0.09987 | 314.1748 | 0.050483 | 0 | 0 | 0.10097 | 314.3433 | 0.050849 | 0 | 0 | 0.1017 | 314.5961 | 0.051397 | 0 | 0 | 0.10279 | 314.8488 | 0.051945 | 0 | 0 | 0.10389 | 315.0173 | 0.05231 | 0 | 0 | 0.10462 | 315.2701 | 0.052859 | 0 | 0 | 0.10572 | 315.5228 | 0.053407 | 0 | 0 | 0.10681 | 315.6071 | 0.05359 | 0 | 0 | 0.10718 | 315.8598 | 0.054138 | 0 | 0 | 0.10828 | 316.1126 | 0.054686 | 0 | 0 | 0.10937 | 316.2811 | 0.055052 | 0 | 0 | 0.1101 | 316.5339 | 0.0556 | 0 | 0 | 0.1112 | 316.7024 | 0.055965 | 0 | 0 | 0.11193 | 316.8709 | 0.056331 | 0 | 0 | 0.11266
2017-03-12 21:00 | 284.6116 | 0.84831 |  | 298.8606 | 0.017267 | 0 | 0 | 0.034533 | 307.2589 | 0.035482 | 0 | 0 | 0.070965 | 314.1302 | 0.050386 | 0 | 0 | 0.10077 | 314.3847 | 0.050938 | 0 | 0 | 0.10188 | 314.5544 | 0.051306 | 0 | 0 | 0.10261 | 314.8089 | 0.051858 | 0 | 0 | 0.10372 | 315.0634 | 0.05241 | 0 | 0 | 0.10482 | 315.3179 | 0.052962 | 0 | 0 | 0.10592 | 315.6572 | 0.053698 | 0 | 0 | 0.1074 | 315.9117 | 0.05425 | 0 | 0 | 0.1085 | 316.0813 | 0.054618 | 0 | 0 | 0.10924 | 316.3358 | 0.05517 | 0 | 0 | 0.11034 | 316.5055 | 0.055538 | 0 | 0 | 0.11108 | 316.76 | 0.05609 | 0 | 0 | 0.11218 | 317.0145 | 0.056642 | 0 | 0 | 0.11328 | 317.1841 | 0.05701 | 0 | 0 | 0.11402 | 317.4386 | 0.057562 | 0 | 0 | 0.11512 | 317.6931 | 0.058114 | 0 | 0 | 0.11623 | 317.778 | 0.058298 | 0 | 0 | 0.1166 | 318.0325 | 0.05885 | 0 | 0 | 0.1177 | 318.287 | 0.059402 | 0 | 0 | 0.1188 | 318.4566 | 0.05977 | 0 | 0 | 0.11954 | 318.7111 | 0.060322 | 0 | 0 | 0.12064 | 318.8808 | 0.06069 | 0 | 0 | 0.12138 | 319.0504 | 0.061058 | 0 | 0 | 0.12212
2017-03-12 22:00 | 280.5079 | 0.83608 |  | 294.5515 | 0.0079201 | 0 | 0 | 0.01584 | 302.8287 | 0.025873 | 0 | 0 | 0.051747 | 309.601 | 0.040562 | 0 | 0 | 0.081125 | 309.8518 | 0.041106 | 0 | 0 | 0.082213 | 310.019 | 0.041469 | 0 | 0 | 0.082938 | 310.2698 | 0.042013 | 0 | 0 | 0.084026 | 310.5207 | 0.042557 | 0 | 0 | 0.085114 | 310.7715 | 0.043101 | 0 | 0 | 0.086202 | 311.1059 | 0.043827 | 0 | 0 | 0.087653 | 311.3567 | 0.044371 | 0 | 0 | 0.088741 | 311.524 | 0.044733 | 0 | 0 | 0.089467 | 311.7748 | 0.045277 | 0 | 0 | 0.090555 | 311.942 | 0.04564 | 0 | 0 | 0.09128 | 312.1928 | 0.046184 | 0 | 0 | 0.092368 | 312.4436 | 0.046728 | 0 | 0 | 0.093456 | 312.6109 | 0.047091 | 0 | 0 | 0.094182 | 312.8617 | 0.047635 | 0 | 0 | 0.09527 | 313.1125 | 0.048179 | 0 | 0 | 0.096358 | 313.1961 | 0.04836 | 0 | 0 | 0.096721 | 313.4469 | 0.048904 | 0 | 0 | 0.097809 | 313.6978 | 0.049448 | 0 | 0 | 0.098897 | 313.865 | 0.049811 | 0 | 0 | 0.099622 | 314.1158 | 0.050355 | 0 | 0 | 0.10071 | 314.283 | 0.050718 | 0 | 0 | 0.10144 | 314.4502 | 0.05108 | 0 | 0 | 0.10216
2017-03-12 23:00 | 278.5149 | 0.83014 |  | 292.4586 | 0.0033807 | 0 | 0 | 0.0067613 | 300.677 | 0.021206 | 0 | 0 | 0.042413 | 307.4012 | 0.035791 | 0 | 0 | 0.071582 | 307.6502 | 0.036331 | 0 | 0 | 0.072662 | 307.8162 | 0.036691 | 0 | 0 | 0.073383 | 308.0653 | 0.037231 | 0 | 0 | 0.074463 | 308.3143 | 0.037772 | 0 | 0 | 0.075543 | 308.5634 | 0.038312 | 0 | 0 | 0.076624 | 308.8954 | 0.039032 | 0 | 0 | 0.078064 | 309.1445 | 0.039572 | 0 | 0 | 0.079144 | 309.3105 | 0.039932 | 0 | 0 | 0.079865 | 309.5595 | 0.040473 | 0 | 0 | 0.080945 | 309.7256 | 0.040833 | 0 | 0 | 0.081665 | 309.9746 | 0.041373 | 0 | 0 | 0.082746 | 310.2236 | 0.041913 | 0 | 0 | 0.083826 | 310.3897 | 0.042273 | 0 | 0 | 0.084546 | 310.6387 | 0.042813 | 0 | 0 | 0.085627 | 310.8878 | 0.043353 | 0 | 0 | 0.086707 | 310.9708 | 0.043533 | 0 | 0 | 0.087067 | 311.2198 | 0.044074 | 0 | 0 | 0.088147 | 311.4689 | 0.044614 | 0 | 0 | 0.089228 | 311.6349 | 0.044974 | 0 | 0 | 0.089948 | 311.8839 | 0.045514 | 0 | 0 | 0.091028 | 312.05 | 0.045874 | 0 | 0 | 0.091748 | 312.216 | 0.046234 | 0 | 0 | 0.092469
2017-03-13 | 273.9235 | 0.81646 |  | 287.6374 | 0 | 0 | 0 | 0 | 295.7203 | 0.010455 | 0 | 0 | 0.02091 | 302.3336 | 0.024799 | 0 | 0 | 0.049599 | 302.5785 | 0.025331 | 0 | 0 | 0.050661 | 302.7418 | 0.025685 | 0 | 0 | 0.05137 | 302.9867 | 0.026216 | 0 | 0 | 0.052432 | 303.2317 | 0.026747 | 0 | 0 | 0.053495 | 303.4766 | 0.027279 | 0 | 0 | 0.054557 | 303.8032 | 0.027987 | 0 | 0 | 0.055974 | 304.0481 | 0.028518 | 0 | 0 | 0.057037 | 304.2114 | 0.028872 | 0 | 0 | 0.057745 | 304.4564 | 0.029404 | 0 | 0 | 0.058808 | 304.6197 | 0.029758 | 0 | 0 | 0.059516 | 304.8646 | 0.030289 | 0 | 0 | 0.060578 | 305.1095 | 0.03082 | 0 | 0 | 0.061641 | 305.2728 | 0.031175 | 0 | 0 | 0.062349 | 305.5178 | 0.031706 | 0 | 0 | 0.063412 | 305.7627 | 0.032237 | 0 | 0 | 0.064474 | 305.8443 | 0.032414 | 0 | 0 | 0.064829 | 306.0893 | 0.032946 | 0 | 0 | 0.065891 | 306.3342 | 0.033477 | 0 | 0 | 0.066954 | 306.4975 | 0.033831 | 0 | 0 | 0.067662 | 306.7424 | 0.034362 | 0 | 0 | 0.068725 | 306.9057 | 0.034716 | 0 | 0 | 0.069433 | 307.069 | 0.035071 | 0 | 0 | 0.070141
2017-03-13 01:00 | 270.5427 | 0.80638 |  | 284.0874 | 0 | 0 | 0 | 0 | 292.0705 | 0.0025389 | 0 | 0 | 0.0050778 | 298.6022 | 0.016706 | 0 | 0 | 0.033412 | 298.8441 | 0.017231 | 0 | 0 | 0.034462 | 299.0054 | 0.017581 | 0 | 0 | 0.035161 | 299.2473 | 0.018105 | 0 | 0 | 0.036211 | 299.4892 | 0.01863 | 0 | 0 | 0.03726 | 299.7311 | 0.019155 | 0 | 0 | 0.038309 | 300.0537 | 0.019854 | 0 | 0 | 0.039709 | 300.2956 | 0.020379 | 0 | 0 | 0.040758 | 300.4569 | 0.020729 | 0 | 0 | 0.041458 | 300.6988 | 0.021254 | 0 | 0 | 0.042507 | 300.8601 | 0.021603 | 0 | 0 | 0.043207 | 301.102 | 0.022128 | 0 | 0 | 0.044256 | 301.3439 | 0.022653 | 0 | 0 | 0.045306 | 301.5052 | 0.023003 | 0 | 0 | 0.046005 | 301.7471 | 0.023527 | 0 | 0 | 0.047055 | 301.989 | 0.024052 | 0 | 0 | 0.048104 | 302.0696 | 0.024227 | 0 | 0 | 0.048454 | 302.3115 | 0.024752 | 0 | 0 | 0.049503 | 302.5535 | 0.025276 | 0 | 0 | 0.050553 | 302.7147 | 0.025626 | 0 | 0 | 0.051252 | 302.9566 | 0.026151 | 0 | 0 | 0.052302 | 303.1179 | 0.026501 | 0 | 0 | 0.053001 | 303.2792 | 0.02685 | 0 | 0 | 0.053701
2017-03-13 02:00 | 273.1079 | 0.81402 |  | 286.781 | 0 | 0 | 0 | 0 | 294.8398 | 0.0085455 | 0 | 0 | 0.017091 | 301.4334 | 0.022847 | 0 | 0 | 0.045694 | 301.6776 | 0.023377 | 0 | 0 | 0.046753 | 301.8404 | 0.02373 | 0 | 0 | 0.04746 | 302.0846 | 0.024259 | 0 | 0 | 0.048519 | 302.3288 | 0.024789 | 0 | 0 | 0.049578 | 302.5731 | 0.025319 | 0 | 0 | 0.050638 | 302.8987 | 0.026025 | 0 | 0 | 0.05205 | 303.1429 | 0.026555 | 0 | 0 | 0.05311 | 303.3057 | 0.026908 | 0 | 0 | 0.053816 | 303.5499 | 0.027438 | 0 | 0 | 0.054875 | 303.7127 | 0.027791 | 0 | 0 | 0.055581 | 303.9569 | 0.02832 | 0 | 0 | 0.056641 | 304.2011 | 0.02885 | 0 | 0 | 0.0577 | 304.3639 | 0.029203 | 0 | 0 | 0.058406 | 304.6081 | 0.029733 | 0 | 0 | 0.059466 | 304.8523 | 0.030263 | 0 | 0 | 0.060525 | 304.9337 | 0.030439 | 0 | 0 | 0.060878 | 305.1779 | 0.030969 | 0 | 0 | 0.061938 | 305.4221 | 0.031499 | 0 | 0 | 0.062997 | 305.5849 | 0.031852 | 0 | 0 | 0.063703 | 305.8292 | 0.032381 | 0 | 0 | 0.064763 | 305.992 | 0.032734 | 0 | 0 | 0.065469 | 306.1548 | 0.033088 | 0 | 0 | 0.066175
2017-03-13 03:00 | 277.6486 | 0.82756 |  | 291.549 | 0.0014078 | 0 | 0 | 0.0028155 | 299.7419 | 0.019178 | 0 | 0 | 0.038356 | 306.4451 | 0.033717 | 0 | 0 | 0.067435 | 306.6934 | 0.034256 | 0 | 0 | 0.068512 | 306.8589 | 0.034615 | 0 | 0 | 0.06923 | 307.1072 | 0.035153 | 0 | 0 | 0.070307 | 307.3554 | 0.035692 | 0 | 0 | 0.071384 | 307.6037 | 0.03623 | 0 | 0 | 0.072461 | 307.9347 | 0.036948 | 0 | 0 | 0.073897 | 308.183 | 0.037487 | 0 | 0 | 0.074974 | 308.3485 | 0.037846 | 0 | 0 | 0.075692 | 308.5968 | 0.038384 | 0 | 0 | 0.076769 | 308.7623 | 0.038743 | 0 | 0 | 0.077487 | 309.0105 | 0.039282 | 0 | 0 | 0.078564 | 309.2588 | 0.03982 | 0 | 0 | 0.07964 | 309.4243 | 0.040179 | 0 | 0 | 0.080358 | 309.6726 | 0.040718 | 0 | 0 | 0.081435 | 309.9209 | 0.041256 | 0 | 0 | 0.082512 | 310.0036 | 0.041436 | 0 | 0 | 0.082871 | 310.2519 | 0.041974 | 0 | 0 | 0.083948 | 310.5001 | 0.042513 | 0 | 0 | 0.085025 | 310.6657 | 0.042872 | 0 | 0 | 0.085743 | 310.9139 | 0.04341 | 0 | 0 | 0.08682 | 311.0794 | 0.043769 | 0 | 0 | 0.087538 | 311.2449 | 0.044128 | 0 | 0 | 0.088256
2017-03-13 04:00 | 274.3519 | 0.81773 |  | 288.0872 | 0 | 0 | 0 | 0 | 296.1828 | 0.011458 | 0 | 0 | 0.022917 | 302.8064 | 0.025825 | 0 | 0 | 0.05165 | 303.0517 | 0.026357 | 0 | 0 | 0.052714 | 303.2153 | 0.026712 | 0 | 0 | 0.053424 | 303.4606 | 0.027244 | 0 | 0 | 0.054488 | 303.7059 | 0.027776 | 0 | 0 | 0.055552 | 303.9512 | 0.028308 | 0 | 0 | 0.056616 | 304.2783 | 0.029018 | 0 | 0 | 0.058035 | 304.5236 | 0.02955 | 0 | 0 | 0.059099 | 304.6872 | 0.029904 | 0 | 0 | 0.059809 | 304.9325 | 0.030437 | 0 | 0 | 0.060873 | 305.0961 | 0.030791 | 0 | 0 | 0.061582 | 305.3414 | 0.031323 | 0 | 0 | 0.062647 | 305.5867 | 0.031855 | 0 | 0 | 0.063711 | 305.7502 | 0.03221 | 0 | 0 | 0.06442 | 305.9956 | 0.032742 | 0 | 0 | 0.065485 | 306.2409 | 0.033274 | 0 | 0 | 0.066549 | 306.3227 | 0.033452 | 0 | 0 | 0.066903 | 306.568 | 0.033984 | 0 | 0 | 0.067968 | 306.8133 | 0.034516 | 0 | 0 | 0.069032 | 306.9768 | 0.034871 | 0 | 0 | 0.069741 | 307.2222 | 0.035403 | 0 | 0 | 0.070806 | 307.3857 | 0.035757 | 0 | 0 | 0.071515 | 307.5493 | 0.036112 | 0 | 0 | 0.072224
2017-03-13 05:00 | 280.2894 | 0.83543 |  | 294.322 | 0.0074224 | 0 | 0 | 0.014845 | 302.5928 | 0.025362 | 0 | 0 | 0.050723 | 309.3598 | 0.040039 | 0 | 0 | 0.080079 | 309.6104 | 0.040583 | 0 | 0 | 0.081166 | 309.7775 | 0.040945 | 0 | 0 | 0.081891 | 310.0281 | 0.041489 | 0 | 0 | 0.082978 | 310.2787 | 0.042033 | 0 | 0 | 0.084065 | 310.5294 | 0.042576 | 0 | 0 | 0.085152 | 310.8636 | 0.043301 | 0 | 0 | 0.086602 | 311.1142 | 0.043845 | 0 | 0 | 0.087689 | 311.2813 | 0.044207 | 0 | 0 | 0.088414 | 311.5319 | 0.044751 | 0 | 0 | 0.089501 | 311.699 | 0.045113 | 0 | 0 | 0.090226 | 311.9496 | 0.045657 | 0 | 0 | 0.091313 | 312.2002 | 0.0462 | 0 | 0 | 0.0924 | 312.3673 | 0.046563 | 0 | 0 | 0.093125 | 312.618 | 0.047106 | 0 | 0 | 0.094212 | 312.8686 | 0.04765 | 0 | 0 | 0.0953 | 312.9521 | 0.047831 | 0 | 0 | 0.095662 | 313.2028 | 0.048375 | 0 | 0 | 0.096749 | 313.4534 | 0.048918 | 0 | 0 | 0.097837 | 313.6205 | 0.049281 | 0 | 0 | 0.098561 | 313.8711 | 0.049824 | 0 | 0 | 0.099649 | 314.0382 | 0.050187 | 0 | 0 | 0.10037 | 314.2053 | 0.050549 | 0 | 0 | 0.1011
2017-03-13 06:00 | 287.9822 | 0.85836 |  | 302.4 | 0.024943 | 0 | 0 | 0.049887 | 310.8977 | 0.043375 | 0 | 0 | 0.08675 | 317.8504 | 0.058456 | 0 | 0 | 0.11691 | 318.1079 | 0.059014 | 0 | 0 | 0.11803 | 318.2796 | 0.059386 | 0 | 0 | 0.11877 | 318.5371 | 0.059945 | 0 | 0 | 0.11989 | 318.7946 | 0.060503 | 0 | 0 | 0.12101 | 319.0521 | 0.061062 | 0 | 0 | 0.12212 | 319.3955 | 0.061807 | 0 | 0 | 0.12361 | 319.653 | 0.062365 | 0 | 0 | 0.12473 | 319.8247 | 0.062738 | 0 | 0 | 0.12548 | 320.0822 | 0.063296 | 0 | 0 | 0.12659 | 320.2538 | 0.063668 | 0 | 0 | 0.12734 | 320.5114 | 0.064227 | 0 | 0 | 0.12845 | 320.7689 | 0.064786 | 0 | 0 | 0.12957 | 320.9405 | 0.065158 | 0 | 0 | 0.13032 | 321.198 | 0.065716 | 0 | 0 | 0.13143 | 321.4556 | 0.066275 | 0 | 0 | 0.13255 | 321.5414 | 0.066461 | 0 | 0 | 0.13292 | 321.7989 | 0.06702 | 0 | 0 | 0.13404 | 322.0564 | 0.067578 | 0 | 0 | 0.13516 | 322.2281 | 0.067951 | 0 | 0 | 0.1359 | 322.4856 | 0.068509 | 0 | 0 | 0.13702 | 322.6573 | 0.068881 | 0 | 0 | 0.13776 | 322.8289 | 0.069254 | 0 | 0 | 0.13851
2017-03-13 07:00 | 289.6678 | 0.86338 |  | 304.1699 | 0.028782 | 0 | 0 | 0.057565 | 312.7174 | 0.047322 | 0 | 0 | 0.094644 | 319.7108 | 0.062491 | 0 | 0 | 0.12498 | 319.9698 | 0.063052 | 0 | 0 | 0.1261 | 320.1425 | 0.063427 | 0 | 0 | 0.12685 | 320.4015 | 0.063989 | 0 | 0 | 0.12798 | 320.6605 | 0.064551 | 0 | 0 | 0.1291 | 320.9195 | 0.065112 | 0 | 0 | 0.13022 | 321.2649 | 0.065861 | 0 | 0 | 0.13172 | 321.5239 | 0.066423 | 0 | 0 | 0.13285 | 321.6966 | 0.066798 | 0 | 0 | 0.1336 | 321.9556 | 0.06736 | 0 | 0 | 0.13472 | 322.1283 | 0.067734 | 0 | 0 | 0.13547 | 322.3873 | 0.068296 | 0 | 0 | 0.13659 | 322.6463 | 0.068858 | 0 | 0 | 0.13772 | 322.819 | 0.069232 | 0 | 0 | 0.13846 | 323.078 | 0.069794 | 0 | 0 | 0.13959 | 323.337 | 0.070356 | 0 | 0 | 0.14071 | 323.4234 | 0.070543 | 0 | 0 | 0.14109 | 323.6824 | 0.071105 | 0 | 0 | 0.14221 | 323.9414 | 0.071667 | 0 | 0 | 0.14333 | 324.1141 | 0.072041 | 0 | 0 | 0.14408 | 324.3731 | 0.072603 | 0 | 0 | 0.14521 | 324.5458 | 0.072978 | 0 | 0 | 0.14596 | 324.7184 | 0.073352 | 0 | 0 | 0.1467
2017-03-13 08:00 | 279.8241 | 0.83404 |  | 293.8335 | 0.0063627 | 0 | 0 | 0.012725 | 302.0905 | 0.024272 | 0 | 0 | 0.048544 | 308.8462 | 0.038925 | 0 | 0 | 0.077851 | 309.0965 | 0.039468 | 0 | 0 | 0.078936 | 309.2633 | 0.03983 | 0 | 0 | 0.07966 | 309.5135 | 0.040373 | 0 | 0 | 0.080745 | 309.7637 | 0.040915 | 0 | 0 | 0.081831 | 310.0139 | 0.041458 | 0 | 0 | 0.082916 | 310.3475 | 0.042182 | 0 | 0 | 0.084363 | 310.5977 | 0.042724 | 0 | 0 | 0.085449 | 310.7645 | 0.043086 | 0 | 0 | 0.086172 | 311.0148 | 0.043629 | 0 | 0 | 0.087258 | 311.1816 | 0.043991 | 0 | 0 | 0.087981 | 311.4318 | 0.044533 | 0 | 0 | 0.089067 | 311.682 | 0.045076 | 0 | 0 | 0.090152 | 311.8488 | 0.045438 | 0 | 0 | 0.090876 | 312.099 | 0.045981 | 0 | 0 | 0.091961 | 312.3492 | 0.046523 | 0 | 0 | 0.093047 | 312.4326 | 0.046704 | 0 | 0 | 0.093409 | 312.6828 | 0.047247 | 0 | 0 | 0.094494 | 312.9331 | 0.04779 | 0 | 0 | 0.095579 | 313.0999 | 0.048152 | 0 | 0 | 0.096303 | 313.3501 | 0.048694 | 0 | 0 | 0.097388 | 313.5169 | 0.049056 | 0 | 0 | 0.098112 | 313.6837 | 0.049418 | 0 | 0 | 0.098836
2017-03-13 09:00 | 287.9827 | 0.85836 |  | 302.4004 | 0.024944 | 0 | 0 | 0.049889 | 310.8982 | 0.043376 | 0 | 0 | 0.086752 | 317.8509 | 0.058457 | 0 | 0 | 0.11691 | 318.1084 | 0.059015 | 0 | 0 | 0.11803 | 318.2801 | 0.059387 | 0 | 0 | 0.11877 | 318.5376 | 0.059946 | 0 | 0 | 0.11989 | 318.7951 | 0.060505 | 0 | 0 | 0.12101 | 319.0526 | 0.061063 | 0 | 0 | 0.12213 | 319.396 | 0.061808 | 0 | 0 | 0.12362 | 319.6535 | 0.062366 | 0 | 0 | 0.12473 | 319.8252 | 0.062739 | 0 | 0 | 0.12548 | 320.0827 | 0.063297 | 0 | 0 | 0.12659 | 320.2543 | 0.06367 | 0 | 0 | 0.12734 | 320.5118 | 0.064228 | 0 | 0 | 0.12846 | 320.7694 | 0.064787 | 0 | 0 | 0.12957 | 320.941 | 0.065159 | 0 | 0 | 0.13032 | 321.1985 | 0.065718 | 0 | 0 | 0.13144 | 321.456 | 0.066276 | 0 | 0 | 0.13255 | 321.5419 | 0.066462 | 0 | 0 | 0.13292 | 321.7994 | 0.067021 | 0 | 0 | 0.13404 | 322.0569 | 0.067579 | 0 | 0 | 0.13516 | 322.2286 | 0.067952 | 0 | 0 | 0.1359 | 322.4861 | 0.06851 | 0 | 0 | 0.13702 | 322.6577 | 0.068883 | 0 | 0 | 0.13777 | 322.8294 | 0.069255 | 0 | 0 | 0.13851
2017-03-13 10:00 | 278.4567 | 0.82997 |  | 292.3975 | 0.0032482 | 0 | 0 | 0.0064963 | 300.6142 | 0.02107 | 0 | 0 | 0.04214 | 307.3369 | 0.035652 | 0 | 0 | 0.071303 | 307.5859 | 0.036192 | 0 | 0 | 0.072384 | 307.7519 | 0.036552 | 0 | 0 | 0.073104 | 308.0009 | 0.037092 | 0 | 0 | 0.074184 | 308.2499 | 0.037632 | 0 | 0 | 0.075264 | 308.4989 | 0.038172 | 0 | 0 | 0.076344 | 308.8309 | 0.038892 | 0 | 0 | 0.077784 | 309.0799 | 0.039432 | 0 | 0 | 0.078864 | 309.2459 | 0.039792 | 0 | 0 | 0.079584 | 309.4949 | 0.040332 | 0 | 0 | 0.080665 | 309.6609 | 0.040692 | 0 | 0 | 0.081385 | 309.9098 | 0.041232 | 0 | 0 | 0.082465 | 310.1588 | 0.041772 | 0 | 0 | 0.083545 | 310.3248 | 0.042132 | 0 | 0 | 0.084265 | 310.5738 | 0.042673 | 0 | 0 | 0.085345 | 310.8228 | 0.043213 | 0 | 0 | 0.086425 | 310.9058 | 0.043393 | 0 | 0 | 0.086785 | 311.1548 | 0.043933 | 0 | 0 | 0.087865 | 311.4038 | 0.044473 | 0 | 0 | 0.088945 | 311.5698 | 0.044833 | 0 | 0 | 0.089666 | 311.8188 | 0.045373 | 0 | 0 | 0.090746 | 311.9848 | 0.045733 | 0 | 0 | 0.091466 | 312.1508 | 0.046093 | 0 | 0 | 0.092186
2017-03-13 11:00 | 272.6673 | 0.81271 |  | 286.3183 | 0 | 0 | 0 | 0 | 294.3641 | 0.0075137 | 0 | 0 | 0.015027 | 300.9471 | 0.021792 | 0 | 0 | 0.043584 | 301.1909 | 0.022321 | 0 | 0 | 0.044642 | 301.3535 | 0.022674 | 0 | 0 | 0.045347 | 301.5973 | 0.023202 | 0 | 0 | 0.046405 | 301.8411 | 0.023731 | 0 | 0 | 0.047462 | 302.0849 | 0.02426 | 0 | 0 | 0.04852 | 302.41 | 0.024965 | 0 | 0 | 0.04993 | 302.6538 | 0.025494 | 0 | 0 | 0.050988 | 302.8163 | 0.025847 | 0 | 0 | 0.051693 | 303.0601 | 0.026375 | 0 | 0 | 0.052751 | 303.2227 | 0.026728 | 0 | 0 | 0.053456 | 303.4665 | 0.027257 | 0 | 0 | 0.054513 | 303.7103 | 0.027786 | 0 | 0 | 0.055571 | 303.8729 | 0.028138 | 0 | 0 | 0.056276 | 304.1167 | 0.028667 | 0 | 0 | 0.057334 | 304.3605 | 0.029196 | 0 | 0 | 0.058392 | 304.4418 | 0.029372 | 0 | 0 | 0.058744 | 304.6856 | 0.029901 | 0 | 0 | 0.059802 | 304.9294 | 0.03043 | 0 | 0 | 0.060859 | 305.0919 | 0.030782 | 0 | 0 | 0.061565 | 305.3357 | 0.031311 | 0 | 0 | 0.062622 | 305.4983 | 0.031664 | 0 | 0 | 0.063327 | 305.6608 | 0.032016 | 0 | 0 | 0.064032
2017-03-13 12:00 | 267.5386 | 0.79743 |  | 280.9329 | 0 | 0 | 0 | 0 | 288.8274 | 0 | 0 | 0 | 0 | 295.2865 | 0.0095144 | 0 | 0 | 0.019029 | 295.5258 | 0.010033 | 0 | 0 | 0.020067 | 295.6852 | 0.010379 | 0 | 0 | 0.020758 | 295.9245 | 0.010898 | 0 | 0 | 0.021796 | 296.1637 | 0.011417 | 0 | 0 | 0.022834 | 296.4029 | 0.011936 | 0 | 0 | 0.023872 | 296.7219 | 0.012628 | 0 | 0 | 0.025255 | 296.9611 | 0.013147 | 0 | 0 | 0.026293 | 297.1206 | 0.013492 | 0 | 0 | 0.026985 | 297.3598 | 0.014011 | 0 | 0 | 0.028023 | 297.5193 | 0.014357 | 0 | 0 | 0.028715 | 297.7585 | 0.014876 | 0 | 0 | 0.029752 | 297.9978 | 0.015395 | 0 | 0 | 0.03079 | 298.1573 | 0.015741 | 0 | 0 | 0.031482 | 298.3965 | 0.01626 | 0 | 0 | 0.03252 | 298.6357 | 0.016779 | 0 | 0 | 0.033558 | 298.7155 | 0.016952 | 0 | 0 | 0.033903 | 298.9547 | 0.017471 | 0 | 0 | 0.034941 | 299.1939 | 0.017989 | 0 | 0 | 0.035979 | 299.3534 | 0.018335 | 0 | 0 | 0.036671 | 299.5926 | 0.018854 | 0 | 0 | 0.037709 | 299.7521 | 0.0192 | 0 | 0 | 0.0384 | 299.9116 | 0.019546 | 0 | 0 | 0.039092
2017-03-13 13:00 | 264.3505 | 0.78792 |  | 277.5851 | 0 | 0 | 0 | 0 | 285.3855 | 0 | 0 | 0 | 0 | 291.7677 | 0.001882 | 0 | 0 | 0.003764 | 292.0041 | 0.0023947 | 0 | 0 | 0.0047894 | 292.1617 | 0.0027365 | 0 | 0 | 0.005473 | 292.398 | 0.0032492 | 0 | 0 | 0.0064984 | 292.6344 | 0.0037619 | 0 | 0 | 0.0075238 | 292.8708 | 0.0042746 | 0 | 0 | 0.0085492 | 293.186 | 0.0049582 | 0 | 0 | 0.0099165 | 293.4223 | 0.0054709 | 0 | 0 | 0.010942 | 293.5799 | 0.0058127 | 0 | 0 | 0.011625 | 293.8163 | 0.0063254 | 0 | 0 | 0.012651 | 293.9739 | 0.0066672 | 0 | 0 | 0.013334 | 294.2102 | 0.0071799 | 0 | 0 | 0.01436 | 294.4466 | 0.0076926 | 0 | 0 | 0.015385 | 294.6042 | 0.0080344 | 0 | 0 | 0.016069 | 294.8406 | 0.0085471 | 0 | 0 | 0.017094 | 295.077 | 0.0090598 | 0 | 0 | 0.01812 | 295.1558 | 0.0092307 | 0 | 0 | 0.018461 | 295.3921 | 0.0097434 | 0 | 0 | 0.019487 | 295.6285 | 0.010256 | 0 | 0 | 0.020512 | 295.7861 | 0.010598 | 0 | 0 | 0.021196 | 296.0225 | 0.011111 | 0 | 0 | 0.022221 | 296.1801 | 0.011452 | 0 | 0 | 0.022905 | 296.3376 | 0.011794 | 0 | 0 | 0.023588
2017-03-13 14:00 | 256.84 | 0.76554 |  | 269.6986 | 0 | 0 | 0 | 0 | 277.2774 | 0 | 0 | 0 | 0 | 283.4783 | 0 | 0 | 0 | 0 | 283.7079 | 0 | 0 | 0 | 0 | 283.861 | 0 | 0 | 0 | 0 | 284.0907 | 0 | 0 | 0 | 0 | 284.3203 | 0 | 0 | 0 | 0 | 284.55 | 0 | 0 | 0 | 0 | 284.8562 | 0 | 0 | 0 | 0 | 285.0859 | 0 | 0 | 0 | 0 | 285.239 | 0 | 0 | 0 | 0 | 285.4686 | 0 | 0 | 0 | 0 | 285.6218 | 0 | 0 | 0 | 0 | 285.8514 | 0 | 0 | 0 | 0 | 286.0811 | 0 | 0 | 0 | 0 | 286.2342 | 0 | 0 | 0 | 0 | 286.4638 | 0 | 0 | 0 | 0 | 286.6935 | 0 | 0 | 0 | 0 | 286.7701 | 0 | 0 | 0 | 0 | 286.9997 | 0 | 0 | 0 | 0 | 287.2294 | 0 | 0 | 0 | 0 | 287.3825 | 0 | 0 | 0 | 0 | 287.6122 | 0 | 0 | 0 | 0 | 287.7653 | 0 | 0 | 0 | 0 | 287.9184 | 0 | 0 | 0 | 0
2017-03-13 15:00 | 263.2987 | 0.78479 |  | 276.4807 | 0 | 0 | 0 | 0 | 284.2501 | 0 | 0 | 0 | 0 | 290.6069 | 0 | 0 | 0 | 0 | 290.8423 | 0 | 0 | 0 | 0 | 290.9993 | 0.00021536 | 0 | 0 | 0.00043071 | 291.2347 | 0.00072602 | 0 | 0 | 0.001452 | 291.4702 | 0.0012367 | 0 | 0 | 0.0024734 | 291.7056 | 0.0017473 | 0 | 0 | 0.0034947 | 292.0195 | 0.0024282 | 0 | 0 | 0.0048564 | 292.2549 | 0.0029389 | 0 | 0 | 0.0058778 | 292.4119 | 0.0032793 | 0 | 0 | 0.0065586 | 292.6473 | 0.00379 | 0 | 0 | 0.00758 | 292.8043 | 0.0041304 | 0 | 0 | 0.0082609 | 293.0397 | 0.0046411 | 0 | 0 | 0.0092822 | 293.2752 | 0.0051517 | 0 | 0 | 0.010303 | 293.4321 | 0.0054922 | 0 | 0 | 0.010984 | 293.6676 | 0.0060029 | 0 | 0 | 0.012006 | 293.903 | 0.0065135 | 0 | 0 | 0.013027 | 293.9815 | 0.0066837 | 0 | 0 | 0.013367 | 294.2169 | 0.0071944 | 0 | 0 | 0.014389 | 294.4524 | 0.0077051 | 0 | 0 | 0.01541 | 294.6093 | 0.0080455 | 0 | 0 | 0.016091 | 294.8447 | 0.0085562 | 0 | 0 | 0.017112 | 295.0017 | 0.0088966 | 0 | 0 | 0.017793 | 295.1587 | 0.009237 | 0 | 0 | 0.018474
2017-03-13 16:00 | 265.6326 | 0.79174 |  | 278.9314 | 0 | 0 | 0 | 0 | 286.7697 | 0 | 0 | 0 | 0 | 293.1828 | 0.0049514 | 0 | 0 | 0.0099028 | 293.4203 | 0.0054666 | 0 | 0 | 0.010933 | 293.5787 | 0.0058101 | 0 | 0 | 0.01162 | 293.8162 | 0.0063253 | 0 | 0 | 0.012651 | 294.0537 | 0.0068404 | 0 | 0 | 0.013681 | 294.2913 | 0.0073556 | 0 | 0 | 0.014711 | 294.608 | 0.0080426 | 0 | 0 | 0.016085 | 294.8455 | 0.0085577 | 0 | 0 | 0.017115 | 295.0038 | 0.0089012 | 0 | 0 | 0.017802 | 295.2413 | 0.0094164 | 0 | 0 | 0.018833 | 295.3997 | 0.0097598 | 0 | 0 | 0.01952 | 295.6372 | 0.010275 | 0 | 0 | 0.02055 | 295.8747 | 0.01079 | 0 | 0 | 0.02158 | 296.0331 | 0.011134 | 0 | 0 | 0.022267 | 296.2706 | 0.011649 | 0 | 0 | 0.023298 | 296.5081 | 0.012164 | 0 | 0 | 0.024328 | 296.5873 | 0.012336 | 0 | 0 | 0.024672 | 296.8248 | 0.012851 | 0 | 0 | 0.025702 | 297.0624 | 0.013366 | 0 | 0 | 0.026732 | 297.2207 | 0.01371 | 0 | 0 | 0.027419 | 297.4582 | 0.014225 | 0 | 0 | 0.02845 | 297.6166 | 0.014568 | 0 | 0 | 0.029137 | 297.7749 | 0.014912 | 0 | 0 | 0.029823
2017-03-13 17:00 | 271.275 | 0.80856 |  | 284.8563 | 0 | 0 | 0 | 0 | 292.861 | 0.0042535 | 0 | 0 | 0.008507 | 299.4104 | 0.018459 | 0 | 0 | 0.036918 | 299.653 | 0.018985 | 0 | 0 | 0.03797 | 299.8147 | 0.019336 | 0 | 0 | 0.038672 | 300.0572 | 0.019862 | 0 | 0 | 0.039724 | 300.2998 | 0.020388 | 0 | 0 | 0.040776 | 300.5424 | 0.020914 | 0 | 0 | 0.041829 | 300.8658 | 0.021616 | 0 | 0 | 0.043232 | 301.1084 | 0.022142 | 0 | 0 | 0.044284 | 301.2701 | 0.022493 | 0 | 0 | 0.044985 | 301.5127 | 0.023019 | 0 | 0 | 0.046038 | 301.6744 | 0.02337 | 0 | 0 | 0.046739 | 301.9169 | 0.023896 | 0 | 0 | 0.047791 | 302.1595 | 0.024422 | 0 | 0 | 0.048844 | 302.3212 | 0.024773 | 0 | 0 | 0.049545 | 302.5638 | 0.025299 | 0 | 0 | 0.050598 | 302.8064 | 0.025825 | 0 | 0 | 0.05165 | 302.8872 | 0.026 | 0 | 0 | 0.052001 | 303.1298 | 0.026526 | 0 | 0 | 0.053053 | 303.3723 | 0.027053 | 0 | 0 | 0.054105 | 303.5341 | 0.027403 | 0 | 0 | 0.054807 | 303.7766 | 0.027929 | 0 | 0 | 0.055859 | 303.9383 | 0.02828 | 0 | 0 | 0.05656 | 304.1001 | 0.028631 | 0 | 0 | 0.057262
2017-03-13 18:00 | 271.5661 | 0.80943 |  | 285.162 | 0 | 0 | 0 | 0 | 293.1754 | 0.0049353 | 0 | 0 | 0.0098706 | 299.7318 | 0.019156 | 0 | 0 | 0.038312 | 299.9746 | 0.019683 | 0 | 0 | 0.039366 | 300.1365 | 0.020034 | 0 | 0 | 0.040068 | 300.3793 | 0.020561 | 0 | 0 | 0.041121 | 300.6221 | 0.021087 | 0 | 0 | 0.042175 | 300.865 | 0.021614 | 0 | 0 | 0.043228 | 301.1887 | 0.022316 | 0 | 0 | 0.044633 | 301.4316 | 0.022843 | 0 | 0 | 0.045686 | 301.5934 | 0.023194 | 0 | 0 | 0.046388 | 301.8363 | 0.023721 | 0 | 0 | 0.047442 | 301.9982 | 0.024072 | 0 | 0 | 0.048144 | 302.241 | 0.024599 | 0 | 0 | 0.049197 | 302.4838 | 0.025125 | 0 | 0 | 0.050251 | 302.6457 | 0.025476 | 0 | 0 | 0.050953 | 302.8885 | 0.026003 | 0 | 0 | 0.052006 | 303.1314 | 0.02653 | 0 | 0 | 0.05306 | 303.2123 | 0.026705 | 0 | 0 | 0.053411 | 303.4551 | 0.027232 | 0 | 0 | 0.054464 | 303.698 | 0.027759 | 0 | 0 | 0.055518 | 303.8598 | 0.02811 | 0 | 0 | 0.05622 | 304.1027 | 0.028637 | 0 | 0 | 0.057273 | 304.2646 | 0.028988 | 0 | 0 | 0.057975 | 304.4264 | 0.029339 | 0 | 0 | 0.058678
2017-03-13 19:00 | 289.9601 | 0.86425 |  | 304.4768 | 0.029448 | 0 | 0 | 0.058896 | 313.033 | 0.048006 | 0 | 0 | 0.096013 | 320.0334 | 0.06319 | 0 | 0 | 0.12638 | 320.2927 | 0.063753 | 0 | 0 | 0.12751 | 320.4655 | 0.064128 | 0 | 0 | 0.12826 | 320.7248 | 0.06469 | 0 | 0 | 0.12938 | 320.9841 | 0.065252 | 0 | 0 | 0.1305 | 321.2434 | 0.065815 | 0 | 0 | 0.13163 | 321.5891 | 0.066565 | 0 | 0 | 0.13313 | 321.8484 | 0.067127 | 0 | 0 | 0.13425 | 322.0212 | 0.067502 | 0 | 0 | 0.135 | 322.2805 | 0.068064 | 0 | 0 | 0.13613 | 322.4533 | 0.068439 | 0 | 0 | 0.13688 | 322.7126 | 0.069002 | 0 | 0 | 0.138 | 322.9719 | 0.069564 | 0 | 0 | 0.13913 | 323.1447 | 0.069939 | 0 | 0 | 0.13988 | 323.404 | 0.070501 | 0 | 0 | 0.141 | 323.6633 | 0.071064 | 0 | 0 | 0.14213 | 323.7497 | 0.071251 | 0 | 0 | 0.1425 | 324.009 | 0.071813 | 0 | 0 | 0.14363 | 324.2683 | 0.072376 | 0 | 0 | 0.14475 | 324.4411 | 0.072751 | 0 | 0 | 0.1455 | 324.7004 | 0.073313 | 0 | 0 | 0.14663 | 324.8732 | 0.073688 | 0 | 0 | 0.14738 | 325.0461 | 0.074063 | 0 | 0 | 0.14813
2017-03-13 20:00 | 294.9049 | 0.87899 |  | 309.6692 | 0.04071 | 0 | 0 | 0.081421 | 318.3712 | 0.059585 | 0 | 0 | 0.11917 | 325.4911 | 0.075028 | 0 | 0 | 0.15006 | 325.7548 | 0.0756 | 0 | 0 | 0.1512 | 325.9306 | 0.075981 | 0 | 0 | 0.15196 | 326.1943 | 0.076553 | 0 | 0 | 0.15311 | 326.458 | 0.077125 | 0 | 0 | 0.15425 | 326.7217 | 0.077697 | 0 | 0 | 0.15539 | 327.0733 | 0.07846 | 0 | 0 | 0.15692 | 327.337 | 0.079032 | 0 | 0 | 0.15806 | 327.5128 | 0.079413 | 0 | 0 | 0.15883 | 327.7765 | 0.079985 | 0 | 0 | 0.15997 | 327.9523 | 0.080366 | 0 | 0 | 0.16073 | 328.216 | 0.080938 | 0 | 0 | 0.16188 | 328.4796 | 0.08151 | 0 | 0 | 0.16302 | 328.6554 | 0.081892 | 0 | 0 | 0.16378 | 328.9191 | 0.082464 | 0 | 0 | 0.16493 | 329.1828 | 0.083035 | 0 | 0 | 0.16607 | 329.2707 | 0.083226 | 0 | 0 | 0.16645 | 329.5344 | 0.083798 | 0 | 0 | 0.1676 | 329.7981 | 0.08437 | 0 | 0 | 0.16874 | 329.9739 | 0.084751 | 0 | 0 | 0.1695 | 330.2376 | 0.085323 | 0 | 0 | 0.17065 | 330.4134 | 0.085705 | 0 | 0 | 0.17141 | 330.5892 | 0.086086 | 0 | 0 | 0.17217
2017-03-13 21:00 | 300.8048 | 0.89658 |  | 315.8646 | 0.054148 | 0 | 0 | 0.1083 | 324.7407 | 0.0734 | 0 | 0 | 0.1468 | 332.003 | 0.089152 | 0 | 0 | 0.1783 | 332.2719 | 0.089736 | 0 | 0 | 0.17947 | 332.4513 | 0.090125 | 0 | 0 | 0.18025 | 332.7202 | 0.090708 | 0 | 0 | 0.18142 | 332.9892 | 0.091291 | 0 | 0 | 0.18258 | 333.2582 | 0.091875 | 0 | 0 | 0.18375 | 333.6168 | 0.092653 | 0 | 0 | 0.18531 | 333.8858 | 0.093236 | 0 | 0 | 0.18647 | 334.0651 | 0.093625 | 0 | 0 | 0.18725 | 334.3341 | 0.094208 | 0 | 0 | 0.18842 | 334.5134 | 0.094597 | 0 | 0 | 0.18919 | 334.7824 | 0.095181 | 0 | 0 | 0.19036 | 335.0513 | 0.095764 | 0 | 0 | 0.19153 | 335.2306 | 0.096153 | 0 | 0 | 0.19231 | 335.4996 | 0.096737 | 0 | 0 | 0.19347 | 335.7686 | 0.09732 | 0 | 0 | 0.19464 | 335.8582 | 0.097514 | 0 | 0 | 0.19503 | 336.1272 | 0.098098 | 0 | 0 | 0.1962 | 336.3962 | 0.098681 | 0 | 0 | 0.19736 | 336.5755 | 0.09907 | 0 | 0 | 0.19814 | 336.8445 | 0.099654 | 0 | 0 | 0.19931 | 337.0238 | 0.10004 | 0 | 0 | 0.20009 | 337.2031 | 0.10043 | 0 | 0 | 0.20086
2017-03-13 22:00 | 302.5662 | 0.90183 |  | 317.714 | 0.05816 | 0 | 0 | 0.11632 | 326.6421 | 0.077525 | 0 | 0 | 0.15505 | 333.947 | 0.093369 | 0 | 0 | 0.18674 | 334.2175 | 0.093956 | 0 | 0 | 0.18791 | 334.3979 | 0.094347 | 0 | 0 | 0.18869 | 334.6684 | 0.094934 | 0 | 0 | 0.18987 | 334.939 | 0.095521 | 0 | 0 | 0.19104 | 335.2095 | 0.096107 | 0 | 0 | 0.19221 | 335.5702 | 0.09689 | 0 | 0 | 0.19378 | 335.8408 | 0.097477 | 0 | 0 | 0.19495 | 336.0212 | 0.097868 | 0 | 0 | 0.19574 | 336.2917 | 0.098455 | 0 | 0 | 0.19691 | 336.4721 | 0.098846 | 0 | 0 | 0.19769 | 336.7426 | 0.099433 | 0 | 0 | 0.19887 | 337.0132 | 0.10002 | 0 | 0 | 0.20004 | 337.1935 | 0.10041 | 0 | 0 | 0.20082 | 337.4641 | 0.101 | 0 | 0 | 0.20199 | 337.7346 | 0.10158 | 0 | 0 | 0.20317 | 337.8248 | 0.10178 | 0 | 0 | 0.20356 | 338.0954 | 0.10237 | 0 | 0 | 0.20473 | 338.3659 | 0.10295 | 0 | 0 | 0.20591 | 338.5463 | 0.10334 | 0 | 0 | 0.20669 | 338.8168 | 0.10393 | 0 | 0 | 0.20786 | 338.9972 | 0.10432 | 0 | 0 | 0.20865 | 339.1776 | 0.10471 | 0 | 0 | 0.20943
2017-03-13 23:00 | 300.7327 | 0.89636 |  | 315.7888 | 0.053984 | 0 | 0 | 0.10797 | 324.6628 | 0.073232 | 0 | 0 | 0.14646 | 331.9234 | 0.08898 | 0 | 0 | 0.17796 | 332.1923 | 0.089563 | 0 | 0 | 0.17913 | 332.3716 | 0.089952 | 0 | 0 | 0.1799 | 332.6405 | 0.090535 | 0 | 0 | 0.18107 | 332.9094 | 0.091118 | 0 | 0 | 0.18224 | 333.1783 | 0.091702 | 0 | 0 | 0.1834 | 333.5368 | 0.092479 | 0 | 0 | 0.18496 | 333.8057 | 0.093063 | 0 | 0 | 0.18613 | 333.985 | 0.093451 | 0 | 0 | 0.1869 | 334.2539 | 0.094035 | 0 | 0 | 0.18807 | 334.4332 | 0.094424 | 0 | 0 | 0.18885 | 334.7021 | 0.095007 | 0 | 0 | 0.19001 | 334.971 | 0.09559 | 0 | 0 | 0.19118 | 335.1503 | 0.095979 | 0 | 0 | 0.19196 | 335.4192 | 0.096562 | 0 | 0 | 0.19312 | 335.6881 | 0.097145 | 0 | 0 | 0.19429 | 335.7777 | 0.09734 | 0 | 0 | 0.19468 | 336.0467 | 0.097923 | 0 | 0 | 0.19585 | 336.3156 | 0.098506 | 0 | 0 | 0.19701 | 336.4948 | 0.098895 | 0 | 0 | 0.19779 | 336.7637 | 0.099478 | 0 | 0 | 0.19896 | 336.943 | 0.099867 | 0 | 0 | 0.19973 | 337.1223 | 0.10026 | 0 | 0 | 0.20051
2017-03-14 | 302.0029 | 0.90015 |  | 317.1226 | 0.056877 | 0 | 0 | 0.11375 | 326.0341 | 0.076206 | 0 | 0 | 0.15241 | 333.3253 | 0.09202 | 0 | 0 | 0.18404 | 333.5953 | 0.092606 | 0 | 0 | 0.18521 | 333.7754 | 0.092997 | 0 | 0 | 0.18599 | 334.0454 | 0.093582 | 0 | 0 | 0.18716 | 334.3154 | 0.094168 | 0 | 0 | 0.18834 | 334.5855 | 0.094754 | 0 | 0 | 0.18951 | 334.9455 | 0.095535 | 0 | 0 | 0.19107 | 335.2156 | 0.096121 | 0 | 0 | 0.19224 | 335.3956 | 0.096511 | 0 | 0 | 0.19302 | 335.6657 | 0.097097 | 0 | 0 | 0.19419 | 335.8457 | 0.097487 | 0 | 0 | 0.19497 | 336.1157 | 0.098073 | 0 | 0 | 0.19615 | 336.3858 | 0.098659 | 0 | 0 | 0.19732 | 336.5658 | 0.099049 | 0 | 0 | 0.1981 | 336.8359 | 0.099635 | 0 | 0 | 0.19927 | 337.1059 | 0.10022 | 0 | 0 | 0.20044 | 337.1959 | 0.10042 | 0 | 0 | 0.20083 | 337.466 | 0.101 | 0 | 0 | 0.202 | 337.736 | 0.10159 | 0 | 0 | 0.20317 | 337.916 | 0.10198 | 0 | 0 | 0.20396 | 338.1861 | 0.10256 | 0 | 0 | 0.20513 | 338.3661 | 0.10295 | 0 | 0 | 0.20591 | 338.5461 | 0.10334 | 0 | 0 | 0.20669
2017-03-14 01:00 | 298.8605 | 0.89078 |  | 313.8229 | 0.04972 | 0 | 0 | 0.099439 | 322.6416 | 0.068848 | 0 | 0 | 0.1377 | 329.857 | 0.084498 | 0 | 0 | 0.169 | 330.1242 | 0.085077 | 0 | 0 | 0.17015 | 330.3024 | 0.085464 | 0 | 0 | 0.17093 | 330.5696 | 0.086043 | 0 | 0 | 0.17209 | 330.8368 | 0.086623 | 0 | 0 | 0.17325 | 331.1041 | 0.087203 | 0 | 0 | 0.17441 | 331.4604 | 0.087975 | 0 | 0 | 0.17595 | 331.7276 | 0.088555 | 0 | 0 | 0.17711 | 331.9058 | 0.088942 | 0 | 0 | 0.17788 | 332.173 | 0.089521 | 0 | 0 | 0.17904 | 332.3512 | 0.089908 | 0 | 0 | 0.17982 | 332.6184 | 0.090487 | 0 | 0 | 0.18097 | 332.8856 | 0.091067 | 0 | 0 | 0.18213 | 333.0638 | 0.091453 | 0 | 0 | 0.18291 | 333.331 | 0.092033 | 0 | 0 | 0.18407 | 333.5983 | 0.092613 | 0 | 0 | 0.18523 | 333.6874 | 0.092806 | 0 | 0 | 0.18561 | 333.9546 | 0.093385 | 0 | 0 | 0.18677 | 334.2218 | 0.093965 | 0 | 0 | 0.18793 | 334.4 | 0.094351 | 0 | 0 | 0.1887 | 334.6672 | 0.094931 | 0 | 0 | 0.18986 | 334.8454 | 0.095318 | 0 | 0 | 0.19064 | 335.0235 | 0.095704 | 0 | 0 | 0.19141
2017-03-14 02:00 | 304.0816 | 0.90634 |  | 319.3053 | 0.061611 | 0 | 0 | 0.12322 | 328.2781 | 0.081073 | 0 | 0 | 0.16215 | 335.6195 | 0.096997 | 0 | 0 | 0.19399 | 335.8914 | 0.097586 | 0 | 0 | 0.19517 | 336.0727 | 0.09798 | 0 | 0 | 0.19596 | 336.3446 | 0.098569 | 0 | 0 | 0.19714 | 336.6165 | 0.099159 | 0 | 0 | 0.19832 | 336.8884 | 0.099749 | 0 | 0 | 0.1995 | 337.2509 | 0.10054 | 0 | 0 | 0.20107 | 337.5229 | 0.10112 | 0 | 0 | 0.20225 | 337.7041 | 0.10152 | 0 | 0 | 0.20304 | 337.976 | 0.10211 | 0 | 0 | 0.20422 | 338.1573 | 0.1025 | 0 | 0 | 0.205 | 338.4292 | 0.10309 | 0 | 0 | 0.20618 | 338.7011 | 0.10368 | 0 | 0 | 0.20736 | 338.8824 | 0.10407 | 0 | 0 | 0.20815 | 339.1543 | 0.10466 | 0 | 0 | 0.20933 | 339.4262 | 0.10525 | 0 | 0 | 0.21051 | 339.5168 | 0.10545 | 0 | 0 | 0.2109 | 339.7887 | 0.10604 | 0 | 0 | 0.21208 | 340.0606 | 0.10663 | 0 | 0 | 0.21326 | 340.2419 | 0.10702 | 0 | 0 | 0.21405 | 340.5138 | 0.10761 | 0 | 0 | 0.21522 | 340.6951 | 0.10801 | 0 | 0 | 0.21601 | 340.8763 | 0.1084 | 0 | 0 | 0.2168
2017-03-14 03:00 | 301.0247 | 0.89723 |  | 316.0954 | 0.054649 | 0 | 0 | 0.1093 | 324.978 | 0.073915 | 0 | 0 | 0.14783 | 332.2456 | 0.089679 | 0 | 0 | 0.17936 | 332.5148 | 0.090262 | 0 | 0 | 0.18052 | 332.6942 | 0.090652 | 0 | 0 | 0.1813 | 332.9634 | 0.091235 | 0 | 0 | 0.18247 | 333.2326 | 0.091819 | 0 | 0 | 0.18364 | 333.5017 | 0.092403 | 0 | 0 | 0.18481 | 333.8606 | 0.093182 | 0 | 0 | 0.18636 | 334.1298 | 0.093765 | 0 | 0 | 0.18753 | 334.3092 | 0.094155 | 0 | 0 | 0.18831 | 334.5784 | 0.094738 | 0 | 0 | 0.18948 | 334.7578 | 0.095128 | 0 | 0 | 0.19026 | 335.027 | 0.095712 | 0 | 0 | 0.19142 | 335.2962 | 0.096295 | 0 | 0 | 0.19259 | 335.4756 | 0.096685 | 0 | 0 | 0.19337 | 335.7448 | 0.097268 | 0 | 0 | 0.19454 | 336.014 | 0.097852 | 0 | 0 | 0.1957 | 336.1037 | 0.098047 | 0 | 0 | 0.19609 | 336.3729 | 0.098631 | 0 | 0 | 0.19726 | 336.642 | 0.099214 | 0 | 0 | 0.19843 | 336.8215 | 0.099604 | 0 | 0 | 0.19921 | 337.0907 | 0.10019 | 0 | 0 | 0.20038 | 337.2701 | 0.10058 | 0 | 0 | 0.20115 | 337.4496 | 0.10097 | 0 | 0 | 0.20193
2017-03-14 04:00 | 306.595 | 0.91384 |  | 321.9445 | 0.067336 | 0 | 0 | 0.13467 | 330.9915 | 0.086959 | 0 | 0 | 0.17392 | 338.3936 | 0.10301 | 0 | 0 | 0.20603 | 338.6678 | 0.10361 | 0 | 0 | 0.20722 | 338.8505 | 0.104 | 0 | 0 | 0.20801 | 339.1247 | 0.1046 | 0 | 0 | 0.2092 | 339.3988 | 0.10519 | 0 | 0 | 0.21039 | 339.673 | 0.10579 | 0 | 0 | 0.21158 | 340.0385 | 0.10658 | 0 | 0 | 0.21316 | 340.3127 | 0.10718 | 0 | 0 | 0.21435 | 340.4954 | 0.10757 | 0 | 0 | 0.21514 | 340.7696 | 0.10817 | 0 | 0 | 0.21633 | 340.9523 | 0.10856 | 0 | 0 | 0.21713 | 341.2265 | 0.10916 | 0 | 0 | 0.21832 | 341.5006 | 0.10975 | 0 | 0 | 0.21951 | 341.6834 | 0.11015 | 0 | 0 | 0.2203 | 341.9576 | 0.11074 | 0 | 0 | 0.22149 | 342.2317 | 0.11134 | 0 | 0 | 0.22268 | 342.3231 | 0.11154 | 0 | 0 | 0.22307 | 342.5972 | 0.11213 | 0 | 0 | 0.22426 | 342.8714 | 0.11273 | 0 | 0 | 0.22545 | 343.0542 | 0.11312 | 0 | 0 | 0.22624 | 343.3283 | 0.11372 | 0 | 0 | 0.22743 | 343.5111 | 0.11411 | 0 | 0 | 0.22823 | 343.6939 | 0.11451 | 0 | 0 | 0.22902
2017-03-14 05:00 | 300.0008 | 0.89418 |  | 315.0202 | 0.052317 | 0 | 0 | 0.10463 | 323.8726 | 0.071518 | 0 | 0 | 0.14304 | 331.1155 | 0.087227 | 0 | 0 | 0.17445 | 331.3837 | 0.087809 | 0 | 0 | 0.17562 | 331.5626 | 0.088197 | 0 | 0 | 0.17639 | 331.8308 | 0.088779 | 0 | 0 | 0.17756 | 332.0991 | 0.089361 | 0 | 0 | 0.17872 | 332.3673 | 0.089943 | 0 | 0 | 0.17989 | 332.725 | 0.090718 | 0 | 0 | 0.18144 | 332.9933 | 0.0913 | 0 | 0 | 0.1826 | 333.1721 | 0.091688 | 0 | 0 | 0.18338 | 333.4404 | 0.09227 | 0 | 0 | 0.18454 | 333.6192 | 0.092658 | 0 | 0 | 0.18532 | 333.8875 | 0.09324 | 0 | 0 | 0.18648 | 334.1557 | 0.093822 | 0 | 0 | 0.18764 | 334.3345 | 0.09421 | 0 | 0 | 0.18842 | 334.6028 | 0.094791 | 0 | 0 | 0.18958 | 334.8711 | 0.095373 | 0 | 0 | 0.19075 | 334.9605 | 0.095567 | 0 | 0 | 0.19113 | 335.2287 | 0.096149 | 0 | 0 | 0.1923 | 335.497 | 0.096731 | 0 | 0 | 0.19346 | 335.6758 | 0.097119 | 0 | 0 | 0.19424 | 335.9441 | 0.097701 | 0 | 0 | 0.1954 | 336.1229 | 0.098088 | 0 | 0 | 0.19618 | 336.3017 | 0.098476 | 0 | 0 | 0.19695
2017-03-14 06:00 | 306.0193 | 0.91212 |  | 321.34 | 0.066024 | 0 | 0 | 0.13205 | 330.37 | 0.08561 | 0 | 0 | 0.17122 | 337.7582 | 0.10164 | 0 | 0 | 0.20327 | 338.0318 | 0.10223 | 0 | 0 | 0.20446 | 338.2143 | 0.10262 | 0 | 0 | 0.20525 | 338.4879 | 0.10322 | 0 | 0 | 0.20644 | 338.7615 | 0.10381 | 0 | 0 | 0.20762 | 339.0352 | 0.10441 | 0 | 0 | 0.20881 | 339.4 | 0.1052 | 0 | 0 | 0.21039 | 339.6736 | 0.10579 | 0 | 0 | 0.21158 | 339.8561 | 0.10619 | 0 | 0 | 0.21237 | 340.1297 | 0.10678 | 0 | 0 | 0.21356 | 340.3121 | 0.10717 | 0 | 0 | 0.21435 | 340.5858 | 0.10777 | 0 | 0 | 0.21554 | 340.8594 | 0.10836 | 0 | 0 | 0.21672 | 341.0418 | 0.10876 | 0 | 0 | 0.21752 | 341.3155 | 0.10935 | 0 | 0 | 0.2187 | 341.5891 | 0.10994 | 0 | 0 | 0.21989 | 341.6803 | 0.11014 | 0 | 0 | 0.22028 | 341.9539 | 0.11074 | 0 | 0 | 0.22147 | 342.2276 | 0.11133 | 0 | 0 | 0.22266 | 342.41 | 0.11173 | 0 | 0 | 0.22345 | 342.6836 | 0.11232 | 0 | 0 | 0.22464 | 342.8661 | 0.11271 | 0 | 0 | 0.22543 | 343.0485 | 0.11311 | 0 | 0 | 0.22622
2017-03-14 07:00 | 307.7415 | 0.91725 |  | 323.1485 | 0.069947 | 0 | 0 | 0.13989 | 332.2294 | 0.089643 | 0 | 0 | 0.17929 | 339.6591 | 0.10576 | 0 | 0 | 0.21152 | 339.9343 | 0.10636 | 0 | 0 | 0.21271 | 340.1177 | 0.10675 | 0 | 0 | 0.21351 | 340.3929 | 0.10735 | 0 | 0 | 0.2147 | 340.6681 | 0.10795 | 0 | 0 | 0.21589 | 340.9433 | 0.10854 | 0 | 0 | 0.21709 | 341.3102 | 0.10934 | 0 | 0 | 0.21868 | 341.5853 | 0.10994 | 0 | 0 | 0.21987 | 341.7688 | 0.11033 | 0 | 0 | 0.22067 | 342.044 | 0.11093 | 0 | 0 | 0.22186 | 342.2274 | 0.11133 | 0 | 0 | 0.22266 | 342.5026 | 0.11193 | 0 | 0 | 0.22385 | 342.7778 | 0.11252 | 0 | 0 | 0.22505 | 342.9612 | 0.11292 | 0 | 0 | 0.22584 | 343.2364 | 0.11352 | 0 | 0 | 0.22704 | 343.5116 | 0.11411 | 0 | 0 | 0.22823 | 343.6033 | 0.11431 | 0 | 0 | 0.22863 | 343.8785 | 0.11491 | 0 | 0 | 0.22982 | 344.1537 | 0.11551 | 0 | 0 | 0.23101 | 344.3371 | 0.11591 | 0 | 0 | 0.23181 | 344.6123 | 0.1165 | 0 | 0 | 0.233 | 344.7957 | 0.1169 | 0 | 0 | 0.2338 | 344.9792 | 0.1173 | 0 | 0 | 0.2346
2017-03-14 08:00 | 312.1518 | 0.9304 |  | 327.7796 | 0.079992 | 0 | 0 | 0.15998 | 336.9906 | 0.09997 | 0 | 0 | 0.19994 | 344.5268 | 0.11632 | 0 | 0 | 0.23263 | 344.8059 | 0.11692 | 0 | 0 | 0.23384 | 344.992 | 0.11733 | 0 | 0 | 0.23465 | 345.2711 | 0.11793 | 0 | 0 | 0.23586 | 345.5502 | 0.11854 | 0 | 0 | 0.23707 | 345.8294 | 0.11914 | 0 | 0 | 0.23828 | 346.2015 | 0.11995 | 0 | 0 | 0.2399 | 346.4806 | 0.12055 | 0 | 0 | 0.24111 | 346.6667 | 0.12096 | 0 | 0 | 0.24192 | 346.9458 | 0.12156 | 0 | 0 | 0.24313 | 347.1319 | 0.12197 | 0 | 0 | 0.24393 | 347.411 | 0.12257 | 0 | 0 | 0.24514 | 347.6902 | 0.12318 | 0 | 0 | 0.24636 | 347.8762 | 0.12358 | 0 | 0 | 0.24716 | 348.1554 | 0.12419 | 0 | 0 | 0.24837 | 348.4345 | 0.12479 | 0 | 0 | 0.24958 | 348.5275 | 0.12499 | 0 | 0 | 0.24999 | 348.8066 | 0.1256 | 0 | 0 | 0.2512 | 349.0858 | 0.1262 | 0 | 0 | 0.25241 | 349.2718 | 0.12661 | 0 | 0 | 0.25322 | 349.551 | 0.12721 | 0 | 0 | 0.25443 | 349.737 | 0.12762 | 0 | 0 | 0.25524 | 349.9231 | 0.12802 | 0 | 0 | 0.25604
2017-03-14 09:00 | 309.9421 | 0.92381 |  | 325.4593 | 0.074959 | 0 | 0 | 0.14992 | 334.6051 | 0.094796 | 0 | 0 | 0.18959 | 342.0879 | 0.11103 | 0 | 0 | 0.22205 | 342.3651 | 0.11163 | 0 | 0 | 0.22326 | 342.5499 | 0.11203 | 0 | 0 | 0.22406 | 342.827 | 0.11263 | 0 | 0 | 0.22526 | 343.1041 | 0.11323 | 0 | 0 | 0.22646 | 343.3813 | 0.11383 | 0 | 0 | 0.22766 | 343.7508 | 0.11463 | 0 | 0 | 0.22927 | 344.028 | 0.11523 | 0 | 0 | 0.23047 | 344.2127 | 0.11564 | 0 | 0 | 0.23127 | 344.4899 | 0.11624 | 0 | 0 | 0.23247 | 344.6746 | 0.11664 | 0 | 0 | 0.23327 | 344.9518 | 0.11724 | 0 | 0 | 0.23448 | 345.2289 | 0.11784 | 0 | 0 | 0.23568 | 345.4137 | 0.11824 | 0 | 0 | 0.23648 | 345.6908 | 0.11884 | 0 | 0 | 0.23768 | 345.968 | 0.11944 | 0 | 0 | 0.23888 | 346.0603 | 0.11964 | 0 | 0 | 0.23929 | 346.3375 | 0.12024 | 0 | 0 | 0.24049 | 346.6146 | 0.12085 | 0 | 0 | 0.24169 | 346.7994 | 0.12125 | 0 | 0 | 0.24249 | 347.0765 | 0.12185 | 0 | 0 | 0.24369 | 347.2613 | 0.12225 | 0 | 0 | 0.2445 | 347.4461 | 0.12265 | 0 | 0 | 0.2453
2017-03-14 10:00 | 286.1011 | 0.85275 |  | 300.4246 | 0.020659 | 0 | 0 | 0.041318 | 308.8669 | 0.03897 | 0 | 0 | 0.07794 | 315.7742 | 0.053952 | 0 | 0 | 0.1079 | 316.03 | 0.054507 | 0 | 0 | 0.10901 | 316.2006 | 0.054877 | 0 | 0 | 0.10975 | 316.4564 | 0.055432 | 0 | 0 | 0.11086 | 316.7122 | 0.055987 | 0 | 0 | 0.11197 | 316.968 | 0.056542 | 0 | 0 | 0.11308 | 317.3091 | 0.057281 | 0 | 0 | 0.11456 | 317.565 | 0.057836 | 0 | 0 | 0.11567 | 317.7355 | 0.058206 | 0 | 0 | 0.11641 | 317.9913 | 0.058761 | 0 | 0 | 0.11752 | 318.1619 | 0.059131 | 0 | 0 | 0.11826 | 318.4177 | 0.059686 | 0 | 0 | 0.11937 | 318.6735 | 0.060241 | 0 | 0 | 0.12048 | 318.8441 | 0.060611 | 0 | 0 | 0.12122 | 319.0999 | 0.061166 | 0 | 0 | 0.12233 | 319.3557 | 0.06172 | 0 | 0 | 0.12344 | 319.441 | 0.061905 | 0 | 0 | 0.12381 | 319.6968 | 0.06246 | 0 | 0 | 0.12492 | 319.9527 | 0.063015 | 0 | 0 | 0.12603 | 320.1232 | 0.063385 | 0 | 0 | 0.12677 | 320.379 | 0.06394 | 0 | 0 | 0.12788 | 320.5496 | 0.06431 | 0 | 0 | 0.12862 | 320.7201 | 0.06468 | 0 | 0 | 0.12936
2017-03-14 11:00 | 273.6189 | 0.81555 |  | 287.3176 | 0 | 0 | 0 | 0 | 295.3915 | 0.0097421 | 0 | 0 | 0.019484 | 301.9975 | 0.02407 | 0 | 0 | 0.048141 | 302.2421 | 0.024601 | 0 | 0 | 0.049202 | 302.4052 | 0.024955 | 0 | 0 | 0.04991 | 302.6499 | 0.025486 | 0 | 0 | 0.050971 | 302.8946 | 0.026016 | 0 | 0 | 0.052032 | 303.1392 | 0.026547 | 0 | 0 | 0.053094 | 303.4655 | 0.027254 | 0 | 0 | 0.054509 | 303.7101 | 0.027785 | 0 | 0 | 0.05557 | 303.8732 | 0.028139 | 0 | 0 | 0.056278 | 304.1179 | 0.02867 | 0 | 0 | 0.057339 | 304.281 | 0.029023 | 0 | 0 | 0.058047 | 304.5257 | 0.029554 | 0 | 0 | 0.059108 | 304.7703 | 0.030085 | 0 | 0 | 0.06017 | 304.9334 | 0.030439 | 0 | 0 | 0.060877 | 305.1781 | 0.030969 | 0 | 0 | 0.061938 | 305.4228 | 0.0315 | 0 | 0 | 0.063 | 305.5043 | 0.031677 | 0 | 0 | 0.063354 | 305.749 | 0.032207 | 0 | 0 | 0.064415 | 305.9937 | 0.032738 | 0 | 0 | 0.065476 | 306.1568 | 0.033092 | 0 | 0 | 0.066184 | 306.4014 | 0.033623 | 0 | 0 | 0.067245 | 306.5645 | 0.033976 | 0 | 0 | 0.067953 | 306.7277 | 0.03433 | 0 | 0 | 0.06866
2017-03-14 12:00 | 276.2265 | 0.82332 |  | 290.0557 | 0 | 0 | 0 | 0 | 298.2066 | 0.015848 | 0 | 0 | 0.031696 | 304.8755 | 0.030313 | 0 | 0 | 0.060626 | 305.1225 | 0.030849 | 0 | 0 | 0.061697 | 305.2871 | 0.031206 | 0 | 0 | 0.062411 | 305.5341 | 0.031741 | 0 | 0 | 0.063483 | 305.7811 | 0.032277 | 0 | 0 | 0.064554 | 306.0281 | 0.032813 | 0 | 0 | 0.065626 | 306.3575 | 0.033527 | 0 | 0 | 0.067054 | 306.6045 | 0.034063 | 0 | 0 | 0.068126 | 306.7691 | 0.03442 | 0 | 0 | 0.06884 | 307.0161 | 0.034956 | 0 | 0 | 0.069912 | 307.1808 | 0.035313 | 0 | 0 | 0.070626 | 307.4278 | 0.035849 | 0 | 0 | 0.071698 | 307.6748 | 0.036384 | 0 | 0 | 0.072769 | 307.8394 | 0.036742 | 0 | 0 | 0.073483 | 308.0864 | 0.037277 | 0 | 0 | 0.074555 | 308.3334 | 0.037813 | 0 | 0 | 0.075626 | 308.4158 | 0.037992 | 0 | 0 | 0.075983 | 308.6628 | 0.038527 | 0 | 0 | 0.077055 | 308.9098 | 0.039063 | 0 | 0 | 0.078126 | 309.0744 | 0.03942 | 0 | 0 | 0.078841 | 309.3214 | 0.039956 | 0 | 0 | 0.079912 | 309.4861 | 0.040313 | 0 | 0 | 0.080626 | 309.6507 | 0.04067 | 0 | 0 | 0.081341
2017-03-14 13:00 | 277.8333 | 0.82811 |  | 291.7429 | 0.0018283 | 0 | 0 | 0.0036566 | 299.9412 | 0.01961 | 0 | 0 | 0.039221 | 306.6489 | 0.034159 | 0 | 0 | 0.068319 | 306.8973 | 0.034698 | 0 | 0 | 0.069396 | 307.0629 | 0.035057 | 0 | 0 | 0.070115 | 307.3114 | 0.035596 | 0 | 0 | 0.071193 | 307.5598 | 0.036135 | 0 | 0 | 0.07227 | 307.8082 | 0.036674 | 0 | 0 | 0.073348 | 308.1395 | 0.037392 | 0 | 0 | 0.074785 | 308.3879 | 0.037931 | 0 | 0 | 0.075863 | 308.5535 | 0.038291 | 0 | 0 | 0.076581 | 308.802 | 0.038829 | 0 | 0 | 0.077659 | 308.9676 | 0.039189 | 0 | 0 | 0.078377 | 309.216 | 0.039727 | 0 | 0 | 0.079455 | 309.4645 | 0.040266 | 0 | 0 | 0.080533 | 309.6301 | 0.040626 | 0 | 0 | 0.081251 | 309.8785 | 0.041164 | 0 | 0 | 0.082329 | 310.1269 | 0.041703 | 0 | 0 | 0.083407 | 310.2098 | 0.041883 | 0 | 0 | 0.083766 | 310.4582 | 0.042422 | 0 | 0 | 0.084843 | 310.7066 | 0.042961 | 0 | 0 | 0.085921 | 310.8722 | 0.04332 | 0 | 0 | 0.08664 | 311.1207 | 0.043859 | 0 | 0 | 0.087717 | 311.2863 | 0.044218 | 0 | 0 | 0.088436 | 311.4519 | 0.044577 | 0 | 0 | 0.089154
2017-03-14 14:00 | 274.8603 | 0.81925 |  | 288.6211 | 0 | 0 | 0 | 0 | 296.7317 | 0.012649 | 0 | 0 | 0.025298 | 303.3676 | 0.027042 | 0 | 0 | 0.054084 | 303.6134 | 0.027575 | 0 | 0 | 0.055151 | 303.7772 | 0.027931 | 0 | 0 | 0.055861 | 304.023 | 0.028464 | 0 | 0 | 0.056928 | 304.2688 | 0.028997 | 0 | 0 | 0.057994 | 304.5146 | 0.02953 | 0 | 0 | 0.05906 | 304.8423 | 0.030241 | 0 | 0 | 0.060482 | 305.088 | 0.030774 | 0 | 0 | 0.061548 | 305.2519 | 0.031129 | 0 | 0 | 0.062258 | 305.4977 | 0.031662 | 0 | 0 | 0.063325 | 305.6615 | 0.032018 | 0 | 0 | 0.064035 | 305.9073 | 0.032551 | 0 | 0 | 0.065102 | 306.1531 | 0.033084 | 0 | 0 | 0.066168 | 306.3169 | 0.033439 | 0 | 0 | 0.066879 | 306.5627 | 0.033972 | 0 | 0 | 0.067945 | 306.8085 | 0.034505 | 0 | 0 | 0.069011 | 306.8904 | 0.034683 | 0 | 0 | 0.069366 | 307.1362 | 0.035216 | 0 | 0 | 0.070432 | 307.3819 | 0.035749 | 0 | 0 | 0.071499 | 307.5458 | 0.036105 | 0 | 0 | 0.072209 | 307.7916 | 0.036638 | 0 | 0 | 0.073276 | 307.9554 | 0.036993 | 0 | 0 | 0.073986 | 308.1193 | 0.037349 | 0 | 0 | 0.074697
2017-03-14 15:00 | 271.0063 | 0.80776 |  | 284.5742 | 0 | 0 | 0 | 0 | 292.571 | 0.0036245 | 0 | 0 | 0.0072489 | 299.1139 | 0.017816 | 0 | 0 | 0.035632 | 299.3562 | 0.018342 | 0 | 0 | 0.036683 | 299.5178 | 0.018692 | 0 | 0 | 0.037384 | 299.7601 | 0.019218 | 0 | 0 | 0.038435 | 300.0024 | 0.019743 | 0 | 0 | 0.039486 | 300.2448 | 0.020269 | 0 | 0 | 0.040538 | 300.5679 | 0.02097 | 0 | 0 | 0.041939 | 300.8102 | 0.021495 | 0 | 0 | 0.04299 | 300.9717 | 0.021846 | 0 | 0 | 0.043691 | 301.2141 | 0.022371 | 0 | 0 | 0.044742 | 301.3756 | 0.022722 | 0 | 0 | 0.045443 | 301.6179 | 0.023247 | 0 | 0 | 0.046494 | 301.8603 | 0.023773 | 0 | 0 | 0.047546 | 302.0218 | 0.024123 | 0 | 0 | 0.048246 | 302.2642 | 0.024649 | 0 | 0 | 0.049298 | 302.5065 | 0.025174 | 0 | 0 | 0.050349 | 302.5873 | 0.02535 | 0 | 0 | 0.050699 | 302.8296 | 0.025875 | 0 | 0 | 0.051751 | 303.0719 | 0.026401 | 0 | 0 | 0.052802 | 303.2335 | 0.026751 | 0 | 0 | 0.053503 | 303.4758 | 0.027277 | 0 | 0 | 0.054554 | 303.6373 | 0.027627 | 0 | 0 | 0.055255 | 303.7989 | 0.027978 | 0 | 0 | 0.055955
2017-03-14 16:00 | 273.2644 | 0.81449 |  | 286.9453 | 0 | 0 | 0 | 0 | 295.0087 | 0.0089118 | 0 | 0 | 0.017824 | 301.6061 | 0.023222 | 0 | 0 | 0.046443 | 301.8504 | 0.023752 | 0 | 0 | 0.047503 | 302.0133 | 0.024105 | 0 | 0 | 0.04821 | 302.2577 | 0.024635 | 0 | 0 | 0.04927 | 302.502 | 0.025165 | 0 | 0 | 0.05033 | 302.7464 | 0.025695 | 0 | 0 | 0.05139 | 303.0722 | 0.026401 | 0 | 0 | 0.052803 | 303.3165 | 0.026931 | 0 | 0 | 0.053863 | 303.4794 | 0.027285 | 0 | 0 | 0.05457 | 303.7238 | 0.027815 | 0 | 0 | 0.05563 | 303.8867 | 0.028168 | 0 | 0 | 0.056336 | 304.131 | 0.028698 | 0 | 0 | 0.057396 | 304.3754 | 0.029228 | 0 | 0 | 0.058456 | 304.5383 | 0.029581 | 0 | 0 | 0.059163 | 304.7826 | 0.030111 | 0 | 0 | 0.060223 | 305.027 | 0.030641 | 0 | 0 | 0.061283 | 305.1084 | 0.030818 | 0 | 0 | 0.061636 | 305.3528 | 0.031348 | 0 | 0 | 0.062696 | 305.5971 | 0.031878 | 0 | 0 | 0.063756 | 305.76 | 0.032231 | 0 | 0 | 0.064463 | 306.0044 | 0.032761 | 0 | 0 | 0.065523 | 306.1672 | 0.033115 | 0 | 0 | 0.066229 | 306.3301 | 0.033468 | 0 | 0 | 0.066936
2017-03-14 17:00 | 247.0236 | 0.73628 |  | 259.3907 | 0 | 0 | 0 | 0 | 266.6799 | 0 | 0 | 0 | 0 | 272.6437 | 0 | 0 | 0 | 0 | 272.8646 | 0 | 0 | 0 | 0 | 273.0119 | 0 | 0 | 0 | 0 | 273.2328 | 0 | 0 | 0 | 0 | 273.4536 | 0 | 0 | 0 | 0 | 273.6745 | 0 | 0 | 0 | 0 | 273.969 | 0 | 0 | 0 | 0 | 274.1899 | 0 | 0 | 0 | 0 | 274.3372 | 0 | 0 | 0 | 0 | 274.5581 | 0 | 0 | 0 | 0 | 274.7053 | 0 | 0 | 0 | 0 | 274.9262 | 0 | 0 | 0 | 0 | 275.1471 | 0 | 0 | 0 | 0 | 275.2943 | 0 | 0 | 0 | 0 | 275.5152 | 0 | 0 | 0 | 0 | 275.7361 | 0 | 0 | 0 | 0 | 275.8097 | 0 | 0 | 0 | 0 | 276.0306 | 0 | 0 | 0 | 0 | 276.2515 | 0 | 0 | 0 | 0 | 276.3987 | 0 | 0 | 0 | 0 | 276.6196 | 0 | 0 | 0 | 0 | 276.7669 | 0 | 0 | 0 | 0 | 276.9141 | 0 | 0 | 0 | 0
2017-03-14 18:00 | 247.754 | 0.73845 |  | 260.1577 | 0 | 0 | 0 | 0 | 267.4684 | 0 | 0 | 0 | 0 | 273.4499 | 0 | 0 | 0 | 0 | 273.6714 | 0 | 0 | 0 | 0 | 273.8191 | 0 | 0 | 0 | 0 | 274.0406 | 0 | 0 | 0 | 0 | 274.2622 | 0 | 0 | 0 | 0 | 274.4837 | 0 | 0 | 0 | 0 | 274.7791 | 0 | 0 | 0 | 0 | 275.0006 | 0 | 0 | 0 | 0 | 275.1483 | 0 | 0 | 0 | 0 | 275.3699 | 0 | 0 | 0 | 0 | 275.5175 | 0 | 0 | 0 | 0 | 275.7391 | 0 | 0 | 0 | 0 | 275.9606 | 0 | 0 | 0 | 0 | 276.1083 | 0 | 0 | 0 | 0 | 276.3298 | 0 | 0 | 0 | 0 | 276.5514 | 0 | 0 | 0 | 0 | 276.6252 | 0 | 0 | 0 | 0 | 276.8468 | 0 | 0 | 0 | 0 | 277.0683 | 0 | 0 | 0 | 0 | 277.216 | 0 | 0 | 0 | 0 | 277.4375 | 0 | 0 | 0 | 0 | 277.5852 | 0 | 0 | 0 | 0 | 277.7329 | 0 | 0 | 0 | 0
2017-03-14 19:00 | 260.6489 | 0.77689 |  | 273.6982 | 0 | 0 | 0 | 0 | 281.3894 | 0 | 0 | 0 | 0 | 287.6822 | 0 | 0 | 0 | 0 | 287.9153 | 0 | 0 | 0 | 0 | 288.0707 | 0 | 0 | 0 | 0 | 288.3037 | 0 | 0 | 0 | 0 | 288.5368 | 0 | 0 | 0 | 0 | 288.7699 | 0 | 0 | 0 | 0 | 289.0806 | 0 | 0 | 0 | 0 | 289.3137 | 0 | 0 | 0 | 0 | 289.4691 | 0 | 0 | 0 | 0 | 289.7021 | 0 | 0 | 0 | 0 | 289.8575 | 0 | 0 | 0 | 0 | 290.0906 | 0 | 0 | 0 | 0 | 290.3236 | 0 | 0 | 0 | 0 | 290.479 | 0 | 0 | 0 | 0 | 290.7121 | 0 | 0 | 0 | 0 | 290.9451 | 9.7915e-05 | 0 | 0 | 0.00019583 | 291.0228 | 0.00026642 | 0 | 0 | 0.00053284 | 291.2559 | 0.00077194 | 0 | 0 | 0.0015439 | 291.489 | 0.0012775 | 0 | 0 | 0.0025549 | 291.6443 | 0.0016145 | 0 | 0 | 0.003229 | 291.8774 | 0.00212 | 0 | 0 | 0.00424 | 292.0328 | 0.002457 | 0 | 0 | 0.004914 | 292.1882 | 0.002794 | 0 | 0 | 0.0055881
2017-03-14 20:00 | 258.2553 | 0.76976 |  | 271.1847 | 0 | 0 | 0 | 0 | 278.8053 | 0 | 0 | 0 | 0 | 285.0403 | 0 | 0 | 0 | 0 | 285.2713 | 0 | 0 | 0 | 0 | 285.4252 | 0 | 0 | 0 | 0 | 285.6561 | 0 | 0 | 0 | 0 | 285.8871 | 0 | 0 | 0 | 0 | 286.118 | 0 | 0 | 0 | 0 | 286.4259 | 0 | 0 | 0 | 0 | 286.6568 | 0 | 0 | 0 | 0 | 286.8108 | 0 | 0 | 0 | 0 | 287.0417 | 0 | 0 | 0 | 0 | 287.1957 | 0 | 0 | 0 | 0 | 287.4266 | 0 | 0 | 0 | 0 | 287.6575 | 0 | 0 | 0 | 0 | 287.8115 | 0 | 0 | 0 | 0 | 288.0424 | 0 | 0 | 0 | 0 | 288.2733 | 0 | 0 | 0 | 0 | 288.3503 | 0 | 0 | 0 | 0 | 288.5812 | 0 | 0 | 0 | 0 | 288.8121 | 0 | 0 | 0 | 0 | 288.9661 | 0 | 0 | 0 | 0 | 289.197 | 0 | 0 | 0 | 0 | 289.351 | 0 | 0 | 0 | 0 | 289.5049 | 0 | 0 | 0 | 0
2017-03-14 21:00 | 242.6232 | 0.72316 |  | 254.7701 | 0 | 0 | 0 | 0 | 261.9294 | 0 | 0 | 0 | 0 | 267.787 | 0 | 0 | 0 | 0 | 268.004 | 0 | 0 | 0 | 0 | 268.1486 | 0 | 0 | 0 | 0 | 268.3656 | 0 | 0 | 0 | 0 | 268.5825 | 0 | 0 | 0 | 0 | 268.7995 | 0 | 0 | 0 | 0 | 269.0887 | 0 | 0 | 0 | 0 | 269.3057 | 0 | 0 | 0 | 0 | 269.4503 | 0 | 0 | 0 | 0 | 269.6673 | 0 | 0 | 0 | 0 | 269.8119 | 0 | 0 | 0 | 0 | 270.0288 | 0 | 0 | 0 | 0 | 270.2458 | 0 | 0 | 0 | 0 | 270.3904 | 0 | 0 | 0 | 0 | 270.6074 | 0 | 0 | 0 | 0 | 270.8243 | 0 | 0 | 0 | 0 | 270.8966 | 0 | 0 | 0 | 0 | 271.1136 | 0 | 0 | 0 | 0 | 271.3305 | 0 | 0 | 0 | 0 | 271.4752 | 0 | 0 | 0 | 0 | 271.6921 | 0 | 0 | 0 | 0 | 271.8367 | 0 | 0 | 0 | 0 | 271.9814 | 0 | 0 | 0 | 0
2017-03-14 22:00 | 241.3813 | 0.71946 |  | 253.466 | 0 | 0 | 0 | 0 | 260.5887 | 0 | 0 | 0 | 0 | 266.4163 | 0 | 0 | 0 | 0 | 266.6322 | 0 | 0 | 0 | 0 | 266.776 | 0 | 0 | 0 | 0 | 266.9919 | 0 | 0 | 0 | 0 | 267.2077 | 0 | 0 | 0 | 0 | 267.4236 | 0 | 0 | 0 | 0 | 267.7113 | 0 | 0 | 0 | 0 | 267.9272 | 0 | 0 | 0 | 0 | 268.0711 | 0 | 0 | 0 | 0 | 268.2869 | 0 | 0 | 0 | 0 | 268.4308 | 0 | 0 | 0 | 0 | 268.6466 | 0 | 0 | 0 | 0 | 268.8625 | 0 | 0 | 0 | 0 | 269.0064 | 0 | 0 | 0 | 0 | 269.2222 | 0 | 0 | 0 | 0 | 269.438 | 0 | 0 | 0 | 0 | 269.51 | 0 | 0 | 0 | 0 | 269.7258 | 0 | 0 | 0 | 0 | 269.9417 | 0 | 0 | 0 | 0 | 270.0856 | 0 | 0 | 0 | 0 | 270.3014 | 0 | 0 | 0 | 0 | 270.4453 | 0 | 0 | 0 | 0 | 270.5892 | 0 | 0 | 0 | 0
2017-03-14 23:00 | 261.3348 | 0.77893 |  | 274.4185 | 0 | 0 | 0 | 0 | 282.1299 | 0 | 0 | 0 | 0 | 288.4393 | 0 | 0 | 0 | 0 | 288.673 | 0 | 0 | 0 | 0 | 288.8287 | 0 | 0 | 0 | 0 | 289.0624 | 0 | 0 | 0 | 0 | 289.2961 | 0 | 0 | 0 | 0 | 289.5298 | 0 | 0 | 0 | 0 | 289.8414 | 0 | 0 | 0 | 0 | 290.075 | 0 | 0 | 0 | 0 | 290.2308 | 0 | 0 | 0 | 0 | 290.4645 | 0 | 0 | 0 | 0 | 290.6203 | 0 | 0 | 0 | 0 | 290.854 | 0 | 0 | 0 | 0 | 291.0877 | 0.00040702 | 0 | 0 | 0.00081404 | 291.2434 | 0.00074492 | 0 | 0 | 0.0014898 | 291.4771 | 0.0012518 | 0 | 0 | 0.0025035 | 291.7108 | 0.0017586 | 0 | 0 | 0.0035172 | 291.7887 | 0.0019276 | 0 | 0 | 0.0038551 | 292.0224 | 0.0024344 | 0 | 0 | 0.0048689 | 292.2561 | 0.0029413 | 0 | 0 | 0.0058826 | 292.4118 | 0.0032792 | 0 | 0 | 0.0065584 | 292.6455 | 0.003786 | 0 | 0 | 0.0075721 | 292.8013 | 0.0041239 | 0 | 0 | 0.0082479 | 292.9571 | 0.0044618 | 0 | 0 | 0.0089237
2017-03-15 | 262.1893 | 0.78148 |  | 275.3157 | 0 | 0 | 0 | 0 | 283.0524 | 0 | 0 | 0 | 0 | 289.3824 | 0 | 0 | 0 | 0 | 289.6168 | 0 | 0 | 0 | 0 | 289.7731 | 0 | 0 | 0 | 0 | 290.0075 | 0 | 0 | 0 | 0 | 290.242 | 0 | 0 | 0 | 0 | 290.4764 | 0 | 0 | 0 | 0 | 290.789 | 0 | 0 | 0 | 0 | 291.0235 | 0.0002678 | 0 | 0 | 0.00053561 | 291.1798 | 0.00060681 | 0 | 0 | 0.0012136 | 291.4142 | 0.0011153 | 0 | 0 | 0.0022306 | 291.5705 | 0.0014543 | 0 | 0 | 0.0029087 | 291.8049 | 0.0019628 | 0 | 0 | 0.0039257 | 292.0394 | 0.0024713 | 0 | 0 | 0.0049427 | 292.1957 | 0.0028104 | 0 | 0 | 0.0056207 | 292.4301 | 0.0033189 | 0 | 0 | 0.0066377 | 292.6646 | 0.0038274 | 0 | 0 | 0.0076547 | 292.7427 | 0.0039969 | 0 | 0 | 0.0079937 | 292.9772 | 0.0045054 | 0 | 0 | 0.0090108 | 293.2116 | 0.0050139 | 0 | 0 | 0.010028 | 293.3679 | 0.0053529 | 0 | 0 | 0.010706 | 293.6024 | 0.0058614 | 0 | 0 | 0.011723 | 293.7587 | 0.0062004 | 0 | 0 | 0.012401 | 293.9149 | 0.0065394 | 0 | 0 | 0.013079
2017-03-15 01:00 | 255.3004 | 0.76095 |  | 268.0819 | 0 | 0 | 0 | 0 | 275.6153 | 0 | 0 | 0 | 0 | 281.779 | 0 | 0 | 0 | 0 | 282.0073 | 0 | 0 | 0 | 0 | 282.1594 | 0 | 0 | 0 | 0 | 282.3877 | 0 | 0 | 0 | 0 | 282.616 | 0 | 0 | 0 | 0 | 282.8443 | 0 | 0 | 0 | 0 | 283.1487 | 0 | 0 | 0 | 0 | 283.377 | 0 | 0 | 0 | 0 | 283.5291 | 0 | 0 | 0 | 0 | 283.7574 | 0 | 0 | 0 | 0 | 283.9096 | 0 | 0 | 0 | 0 | 284.1379 | 0 | 0 | 0 | 0 | 284.3662 | 0 | 0 | 0 | 0 | 284.5184 | 0 | 0 | 0 | 0 | 284.7467 | 0 | 0 | 0 | 0 | 284.9749 | 0 | 0 | 0 | 0 | 285.051 | 0 | 0 | 0 | 0 | 285.2793 | 0 | 0 | 0 | 0 | 285.5076 | 0 | 0 | 0 | 0 | 285.6598 | 0 | 0 | 0 | 0 | 285.8881 | 0 | 0 | 0 | 0 | 286.0403 | 0 | 0 | 0 | 0 | 286.1925 | 0 | 0 | 0 | 0
2017-03-15 02:00 | 244.3837 | 0.72841 |  | 256.6187 | 0 | 0 | 0 | 0 | 263.8299 | 0 | 0 | 0 | 0 | 269.73 | 0 | 0 | 0 | 0 | 269.9486 | 0 | 0 | 0 | 0 | 270.0943 | 0 | 0 | 0 | 0 | 270.3128 | 0 | 0 | 0 | 0 | 270.5313 | 0 | 0 | 0 | 0 | 270.7498 | 0 | 0 | 0 | 0 | 271.0412 | 0 | 0 | 0 | 0 | 271.2597 | 0 | 0 | 0 | 0 | 271.4054 | 0 | 0 | 0 | 0 | 271.6239 | 0 | 0 | 0 | 0 | 271.7696 | 0 | 0 | 0 | 0 | 271.9881 | 0 | 0 | 0 | 0 | 272.2066 | 0 | 0 | 0 | 0 | 272.3523 | 0 | 0 | 0 | 0 | 272.5708 | 0 | 0 | 0 | 0 | 272.7894 | 0 | 0 | 0 | 0 | 272.8622 | 0 | 0 | 0 | 0 | 273.0807 | 0 | 0 | 0 | 0 | 273.2993 | 0 | 0 | 0 | 0 | 273.4449 | 0 | 0 | 0 | 0 | 273.6635 | 0 | 0 | 0 | 0 | 273.8091 | 0 | 0 | 0 | 0 | 273.9548 | 0 | 0 | 0 | 0
2017-03-15 03:00 | 242.0368 | 0.72141 |  | 254.1543 | 0 | 0 | 0 | 0 | 261.2963 | 0 | 0 | 0 | 0 | 267.1398 | 0 | 0 | 0 | 0 | 267.3562 | 0 | 0 | 0 | 0 | 267.5005 | 0 | 0 | 0 | 0 | 267.7169 | 0 | 0 | 0 | 0 | 267.9333 | 0 | 0 | 0 | 0 | 268.1498 | 0 | 0 | 0 | 0 | 268.4383 | 0 | 0 | 0 | 0 | 268.6547 | 0 | 0 | 0 | 0 | 268.799 | 0 | 0 | 0 | 0 | 269.0155 | 0 | 0 | 0 | 0 | 269.1597 | 0 | 0 | 0 | 0 | 269.3762 | 0 | 0 | 0 | 0 | 269.5926 | 0 | 0 | 0 | 0 | 269.7369 | 0 | 0 | 0 | 0 | 269.9533 | 0 | 0 | 0 | 0 | 270.1697 | 0 | 0 | 0 | 0 | 270.2419 | 0 | 0 | 0 | 0 | 270.4583 | 0 | 0 | 0 | 0 | 270.6747 | 0 | 0 | 0 | 0 | 270.819 | 0 | 0 | 0 | 0 | 271.0354 | 0 | 0 | 0 | 0 | 271.1797 | 0 | 0 | 0 | 0 | 271.324 | 0 | 0 | 0 | 0
2017-03-15 04:00 | 242.8448 | 0.72382 |  | 255.0028 | 0 | 0 | 0 | 0 | 262.1686 | 0 | 0 | 0 | 0 | 268.0316 | 0 | 0 | 0 | 0 | 268.2488 | 0 | 0 | 0 | 0 | 268.3935 | 0 | 0 | 0 | 0 | 268.6107 | 0 | 0 | 0 | 0 | 268.8278 | 0 | 0 | 0 | 0 | 269.045 | 0 | 0 | 0 | 0 | 269.3345 | 0 | 0 | 0 | 0 | 269.5516 | 0 | 0 | 0 | 0 | 269.6964 | 0 | 0 | 0 | 0 | 269.9135 | 0 | 0 | 0 | 0 | 270.0583 | 0 | 0 | 0 | 0 | 270.2755 | 0 | 0 | 0 | 0 | 270.4926 | 0 | 0 | 0 | 0 | 270.6374 | 0 | 0 | 0 | 0 | 270.8545 | 0 | 0 | 0 | 0 | 271.0717 | 0 | 0 | 0 | 0 | 271.144 | 0 | 0 | 0 | 0 | 271.3612 | 0 | 0 | 0 | 0 | 271.5783 | 0 | 0 | 0 | 0 | 271.7231 | 0 | 0 | 0 | 0 | 271.9402 | 0 | 0 | 0 | 0 | 272.085 | 0 | 0 | 0 | 0 | 272.2298 | 0 | 0 | 0 | 0
2017-03-15 05:00 | 266.2601 | 0.79361 |  | 279.5904 | 0 | 0 | 0 | 0 | 287.4472 | 0 | 0 | 0 | 0 | 293.8754 | 0.0064537 | 0 | 0 | 0.012907 | 294.1135 | 0.0069702 | 0 | 0 | 0.01394 | 294.2723 | 0.0073144 | 0 | 0 | 0.014629 | 294.5103 | 0.0078308 | 0 | 0 | 0.015662 | 294.7484 | 0.0083472 | 0 | 0 | 0.016694 | 294.9865 | 0.0088636 | 0 | 0 | 0.017727 | 295.304 | 0.0095522 | 0 | 0 | 0.019104 | 295.542 | 0.010069 | 0 | 0 | 0.020137 | 295.7008 | 0.010413 | 0 | 0 | 0.020826 | 295.9388 | 0.010929 | 0 | 0 | 0.021859 | 296.0976 | 0.011274 | 0 | 0 | 0.022547 | 296.3357 | 0.01179 | 0 | 0 | 0.02358 | 296.5737 | 0.012306 | 0 | 0 | 0.024613 | 296.7325 | 0.012651 | 0 | 0 | 0.025301 | 296.9705 | 0.013167 | 0 | 0 | 0.026334 | 297.2086 | 0.013683 | 0 | 0 | 0.027367 | 297.288 | 0.013856 | 0 | 0 | 0.027711 | 297.5261 | 0.014372 | 0 | 0 | 0.028744 | 297.7642 | 0.014888 | 0 | 0 | 0.029777 | 297.9229 | 0.015233 | 0 | 0 | 0.030465 | 298.161 | 0.015749 | 0 | 0 | 0.031498 | 298.3197 | 0.016093 | 0 | 0 | 0.032187 | 298.4784 | 0.016438 | 0 | 0 | 0.032875
2017-03-15 06:00 | 278.7901 | 0.83096 |  | 292.7476 | 0.0040075 | 0 | 0 | 0.008015 | 300.9741 | 0.021851 | 0 | 0 | 0.043702 | 307.7049 | 0.03645 | 0 | 0 | 0.0729 | 307.9542 | 0.036991 | 0 | 0 | 0.073981 | 308.1204 | 0.037351 | 0 | 0 | 0.074702 | 308.3697 | 0.037892 | 0 | 0 | 0.075784 | 308.619 | 0.038432 | 0 | 0 | 0.076865 | 308.8683 | 0.038973 | 0 | 0 | 0.077946 | 309.2006 | 0.039694 | 0 | 0 | 0.079388 | 309.4499 | 0.040235 | 0 | 0 | 0.08047 | 309.6161 | 0.040595 | 0 | 0 | 0.081191 | 309.8654 | 0.041136 | 0 | 0 | 0.082272 | 310.0316 | 0.041496 | 0 | 0 | 0.082993 | 310.2809 | 0.042037 | 0 | 0 | 0.084074 | 310.5302 | 0.042578 | 0 | 0 | 0.085156 | 310.6964 | 0.042938 | 0 | 0 | 0.085877 | 310.9457 | 0.043479 | 0 | 0 | 0.086958 | 311.195 | 0.04402 | 0 | 0 | 0.08804 | 311.2781 | 0.0442 | 0 | 0 | 0.0884 | 311.5273 | 0.044741 | 0 | 0 | 0.089481 | 311.7766 | 0.045281 | 0 | 0 | 0.090563 | 311.9428 | 0.045642 | 0 | 0 | 0.091284 | 312.1921 | 0.046183 | 0 | 0 | 0.092365 | 312.3583 | 0.046543 | 0 | 0 | 0.093086 | 312.5245 | 0.046904 | 0 | 0 | 0.093807
2017-03-15 07:00 | 285.7976 | 0.85185 |  | 300.1059 | 0.019968 | 0 | 0 | 0.039935 | 308.5392 | 0.038259 | 0 | 0 | 0.076519 | 315.4392 | 0.053226 | 0 | 0 | 0.10645 | 315.6948 | 0.05378 | 0 | 0 | 0.10756 | 315.8651 | 0.054149 | 0 | 0 | 0.1083 | 316.1207 | 0.054704 | 0 | 0 | 0.10941 | 316.3762 | 0.055258 | 0 | 0 | 0.11052 | 316.6318 | 0.055812 | 0 | 0 | 0.11162 | 316.9725 | 0.056551 | 0 | 0 | 0.1131 | 317.2281 | 0.057106 | 0 | 0 | 0.11421 | 317.3984 | 0.057475 | 0 | 0 | 0.11495 | 317.654 | 0.058029 | 0 | 0 | 0.11606 | 317.8244 | 0.058399 | 0 | 0 | 0.1168 | 318.0799 | 0.058953 | 0 | 0 | 0.11791 | 318.3355 | 0.059508 | 0 | 0 | 0.11902 | 318.5058 | 0.059877 | 0 | 0 | 0.11975 | 318.7614 | 0.060431 | 0 | 0 | 0.12086 | 319.017 | 0.060986 | 0 | 0 | 0.12197 | 319.1021 | 0.06117 | 0 | 0 | 0.12234 | 319.3577 | 0.061725 | 0 | 0 | 0.12345 | 319.6132 | 0.062279 | 0 | 0 | 0.12456 | 319.7836 | 0.062649 | 0 | 0 | 0.1253 | 320.0392 | 0.063203 | 0 | 0 | 0.12641 | 320.2095 | 0.063572 | 0 | 0 | 0.12714 | 320.3799 | 0.063942 | 0 | 0 | 0.12788
2017-03-15 08:00 | 285.3769 | 0.85059 |  | 299.6642 | 0.01901 | 0 | 0 | 0.038019 | 308.0851 | 0.037275 | 0 | 0 | 0.074549 | 314.9749 | 0.052219 | 0 | 0 | 0.10444 | 315.2301 | 0.052772 | 0 | 0 | 0.10554 | 315.4002 | 0.053141 | 0 | 0 | 0.10628 | 315.6554 | 0.053694 | 0 | 0 | 0.10739 | 315.9106 | 0.054248 | 0 | 0 | 0.1085 | 316.1658 | 0.054801 | 0 | 0 | 0.1096 | 316.506 | 0.055539 | 0 | 0 | 0.11108 | 316.7612 | 0.056093 | 0 | 0 | 0.11219 | 316.9313 | 0.056462 | 0 | 0 | 0.11292 | 317.1865 | 0.057015 | 0 | 0 | 0.11403 | 317.3566 | 0.057384 | 0 | 0 | 0.11477 | 317.6118 | 0.057938 | 0 | 0 | 0.11588 | 317.8669 | 0.058491 | 0 | 0 | 0.11698 | 318.0371 | 0.05886 | 0 | 0 | 0.11772 | 318.2922 | 0.059414 | 0 | 0 | 0.11883 | 318.5474 | 0.059967 | 0 | 0 | 0.11993 | 318.6325 | 0.060152 | 0 | 0 | 0.1203 | 318.8877 | 0.060705 | 0 | 0 | 0.12141 | 319.1428 | 0.061259 | 0 | 0 | 0.12252 | 319.313 | 0.061628 | 0 | 0 | 0.12326 | 319.5681 | 0.062181 | 0 | 0 | 0.12436 | 319.7383 | 0.06255 | 0 | 0 | 0.1251 | 319.9084 | 0.062919 | 0 | 0 | 0.12584
2017-03-15 09:00 | 286.1829 | 0.853 |  | 300.5106 | 0.020845 | 0 | 0 | 0.041691 | 308.9552 | 0.039162 | 0 | 0 | 0.078324 | 315.8645 | 0.054148 | 0 | 0 | 0.1083 | 316.1204 | 0.054703 | 0 | 0 | 0.10941 | 316.291 | 0.055073 | 0 | 0 | 0.11015 | 316.5469 | 0.055628 | 0 | 0 | 0.11126 | 316.8028 | 0.056183 | 0 | 0 | 0.11237 | 317.0587 | 0.056738 | 0 | 0 | 0.11348 | 317.3999 | 0.057478 | 0 | 0 | 0.11496 | 317.6558 | 0.058033 | 0 | 0 | 0.11607 | 317.8264 | 0.058403 | 0 | 0 | 0.11681 | 318.0823 | 0.058958 | 0 | 0 | 0.11792 | 318.2529 | 0.059328 | 0 | 0 | 0.11866 | 318.5088 | 0.059883 | 0 | 0 | 0.11977 | 318.7647 | 0.060439 | 0 | 0 | 0.12088 | 318.9353 | 0.060809 | 0 | 0 | 0.12162 | 319.1912 | 0.061364 | 0 | 0 | 0.12273 | 319.4471 | 0.061919 | 0 | 0 | 0.12384 | 319.5324 | 0.062104 | 0 | 0 | 0.12421 | 319.7883 | 0.062659 | 0 | 0 | 0.12532 | 320.0442 | 0.063214 | 0 | 0 | 0.12643 | 320.2148 | 0.063584 | 0 | 0 | 0.12717 | 320.4707 | 0.064139 | 0 | 0 | 0.12828 | 320.6413 | 0.064509 | 0 | 0 | 0.12902 | 320.8119 | 0.064879 | 0 | 0 | 0.12976
2017-03-15 10:00 | 284.0081 | 0.84651 |  | 298.2268 | 0.015892 | 0 | 0 | 0.031784 | 306.6073 | 0.034069 | 0 | 0 | 0.068138 | 313.4641 | 0.048942 | 0 | 0 | 0.097883 | 313.7181 | 0.049492 | 0 | 0 | 0.098985 | 313.8874 | 0.04986 | 0 | 0 | 0.099719 | 314.1413 | 0.05041 | 0 | 0 | 0.10082 | 314.3953 | 0.050961 | 0 | 0 | 0.10192 | 314.6492 | 0.051512 | 0 | 0 | 0.10302 | 314.9878 | 0.052246 | 0 | 0 | 0.10449 | 315.2418 | 0.052797 | 0 | 0 | 0.10559 | 315.4111 | 0.053165 | 0 | 0 | 0.10633 | 315.665 | 0.053715 | 0 | 0 | 0.10743 | 315.8343 | 0.054083 | 0 | 0 | 0.10817 | 316.0883 | 0.054633 | 0 | 0 | 0.10927 | 316.3422 | 0.055184 | 0 | 0 | 0.11037 | 316.5116 | 0.055551 | 0 | 0 | 0.1111 | 316.7655 | 0.056102 | 0 | 0 | 0.1122 | 317.0195 | 0.056653 | 0 | 0 | 0.11331 | 317.1041 | 0.056837 | 0 | 0 | 0.11367 | 317.3581 | 0.057388 | 0 | 0 | 0.11478 | 317.612 | 0.057938 | 0 | 0 | 0.11588 | 317.7813 | 0.058306 | 0 | 0 | 0.11661 | 318.0353 | 0.058856 | 0 | 0 | 0.11771 | 318.2046 | 0.059224 | 0 | 0 | 0.11845 | 318.3739 | 0.059591 | 0 | 0 | 0.11918
2017-03-15 11:00 | 287.3413 | 0.85645 |  | 301.7269 | 0.023484 | 0 | 0 | 0.046967 | 310.2058 | 0.041874 | 0 | 0 | 0.083749 | 317.143 | 0.056921 | 0 | 0 | 0.11384 | 317.4 | 0.057478 | 0 | 0 | 0.11496 | 317.5713 | 0.05785 | 0 | 0 | 0.1157 | 317.8282 | 0.058407 | 0 | 0 | 0.11681 | 318.0851 | 0.058965 | 0 | 0 | 0.11793 | 318.3421 | 0.059522 | 0 | 0 | 0.11904 | 318.6846 | 0.060265 | 0 | 0 | 0.12053 | 318.9416 | 0.060822 | 0 | 0 | 0.12164 | 319.1129 | 0.061194 | 0 | 0 | 0.12239 | 319.3698 | 0.061751 | 0 | 0 | 0.1235 | 319.5411 | 0.062123 | 0 | 0 | 0.12425 | 319.798 | 0.06268 | 0 | 0 | 0.12536 | 320.055 | 0.063237 | 0 | 0 | 0.12647 | 320.2262 | 0.063609 | 0 | 0 | 0.12722 | 320.4832 | 0.064166 | 0 | 0 | 0.12833 | 320.7401 | 0.064723 | 0 | 0 | 0.12945 | 320.8258 | 0.064909 | 0 | 0 | 0.12982 | 321.0827 | 0.065466 | 0 | 0 | 0.13093 | 321.3396 | 0.066024 | 0 | 0 | 0.13205 | 321.5109 | 0.066395 | 0 | 0 | 0.13279 | 321.7679 | 0.066952 | 0 | 0 | 0.1339 | 321.9391 | 0.067324 | 0 | 0 | 0.13465 | 322.1104 | 0.067695 | 0 | 0 | 0.13539
2017-03-15 12:00 | 266.2188 | 0.79349 |  | 279.547 | 0 | 0 | 0 | 0 | 287.4026 | 0 | 0 | 0 | 0 | 293.8298 | 0.0063548 | 0 | 0 | 0.01271 | 294.0679 | 0.0068711 | 0 | 0 | 0.013742 | 294.2266 | 0.0072154 | 0 | 0 | 0.014431 | 294.4646 | 0.0077317 | 0 | 0 | 0.015463 | 294.7027 | 0.008248 | 0 | 0 | 0.016496 | 294.9407 | 0.0087643 | 0 | 0 | 0.017529 | 295.2581 | 0.0094528 | 0 | 0 | 0.018906 | 295.4962 | 0.0099691 | 0 | 0 | 0.019938 | 295.6549 | 0.010313 | 0 | 0 | 0.020627 | 295.8929 | 0.01083 | 0 | 0 | 0.021659 | 296.0516 | 0.011174 | 0 | 0 | 0.022348 | 296.2897 | 0.01169 | 0 | 0 | 0.02338 | 296.5277 | 0.012207 | 0 | 0 | 0.024413 | 296.6864 | 0.012551 | 0 | 0 | 0.025101 | 296.9245 | 0.013067 | 0 | 0 | 0.026134 | 297.1625 | 0.013583 | 0 | 0 | 0.027167 | 297.2419 | 0.013755 | 0 | 0 | 0.027511 | 297.4799 | 0.014272 | 0 | 0 | 0.028544 | 297.7179 | 0.014788 | 0 | 0 | 0.029576 | 297.8766 | 0.015132 | 0 | 0 | 0.030265 | 298.1147 | 0.015649 | 0 | 0 | 0.031297 | 298.2734 | 0.015993 | 0 | 0 | 0.031986 | 298.4321 | 0.016337 | 0 | 0 | 0.032674
2017-03-15 13:00 | 272.27 | 0.81153 |  | 285.9012 | 0 | 0 | 0 | 0 | 293.9353 | 0.0065835 | 0 | 0 | 0.013167 | 300.5087 | 0.020841 | 0 | 0 | 0.041682 | 300.7521 | 0.021369 | 0 | 0 | 0.042739 | 300.9144 | 0.021721 | 0 | 0 | 0.043443 | 301.1579 | 0.022249 | 0 | 0 | 0.044499 | 301.4013 | 0.022777 | 0 | 0 | 0.045555 | 301.6448 | 0.023305 | 0 | 0 | 0.046611 | 301.9694 | 0.02401 | 0 | 0 | 0.048019 | 302.2129 | 0.024538 | 0 | 0 | 0.049075 | 302.3752 | 0.02489 | 0 | 0 | 0.049779 | 302.6186 | 0.025418 | 0 | 0 | 0.050835 | 302.7809 | 0.02577 | 0 | 0 | 0.05154 | 303.0244 | 0.026298 | 0 | 0 | 0.052596 | 303.2679 | 0.026826 | 0 | 0 | 0.053652 | 303.4302 | 0.027178 | 0 | 0 | 0.054356 | 303.6736 | 0.027706 | 0 | 0 | 0.055412 | 303.9171 | 0.028234 | 0 | 0 | 0.056468 | 303.9982 | 0.02841 | 0 | 0 | 0.05682 | 304.2417 | 0.028938 | 0 | 0 | 0.057876 | 304.4851 | 0.029466 | 0 | 0 | 0.058932 | 304.6475 | 0.029818 | 0 | 0 | 0.059636 | 304.8909 | 0.030346 | 0 | 0 | 0.060693 | 305.0532 | 0.030698 | 0 | 0 | 0.061397 | 305.2155 | 0.03105 | 0 | 0 | 0.062101
2017-03-15 14:00 | 276.5875 | 0.8244 |  | 290.4348 | 0 | 0 | 0 | 0 | 298.5964 | 0.016693 | 0 | 0 | 0.033387 | 305.274 | 0.031177 | 0 | 0 | 0.062354 | 305.5213 | 0.031714 | 0 | 0 | 0.063427 | 305.6862 | 0.032071 | 0 | 0 | 0.064142 | 305.9335 | 0.032608 | 0 | 0 | 0.065215 | 306.1808 | 0.033144 | 0 | 0 | 0.066288 | 306.4281 | 0.03368 | 0 | 0 | 0.067361 | 306.7579 | 0.034396 | 0 | 0 | 0.068791 | 307.0052 | 0.034932 | 0 | 0 | 0.069864 | 307.1701 | 0.03529 | 0 | 0 | 0.07058 | 307.4174 | 0.035826 | 0 | 0 | 0.071652 | 307.5823 | 0.036184 | 0 | 0 | 0.072368 | 307.8296 | 0.03672 | 0 | 0 | 0.073441 | 308.0769 | 0.037257 | 0 | 0 | 0.074513 | 308.2418 | 0.037614 | 0 | 0 | 0.075229 | 308.4891 | 0.038151 | 0 | 0 | 0.076302 | 308.7364 | 0.038687 | 0 | 0 | 0.077374 | 308.8189 | 0.038866 | 0 | 0 | 0.077732 | 309.0662 | 0.039402 | 0 | 0 | 0.078805 | 309.3135 | 0.039939 | 0 | 0 | 0.079878 | 309.4784 | 0.040297 | 0 | 0 | 0.080593 | 309.7257 | 0.040833 | 0 | 0 | 0.081666 | 309.8906 | 0.041191 | 0 | 0 | 0.082381 | 310.0555 | 0.041548 | 0 | 0 | 0.083096
2017-03-15 15:00 | 266.623 | 0.7947 |  | 279.9714 | 0 | 0 | 0 | 0 | 287.8389 | 0 | 0 | 0 | 0 | 294.276 | 0.0073225 | 0 | 0 | 0.014645 | 294.5144 | 0.0078396 | 0 | 0 | 0.015679 | 294.6733 | 0.0081843 | 0 | 0 | 0.016369 | 294.9117 | 0.0087014 | 0 | 0 | 0.017403 | 295.1501 | 0.0092185 | 0 | 0 | 0.018437 | 295.3885 | 0.0097356 | 0 | 0 | 0.019471 | 295.7064 | 0.010425 | 0 | 0 | 0.02085 | 295.9448 | 0.010942 | 0 | 0 | 0.021884 | 296.1038 | 0.011287 | 0 | 0 | 0.022574 | 296.3422 | 0.011804 | 0 | 0 | 0.023608 | 296.5011 | 0.012149 | 0 | 0 | 0.024298 | 296.7395 | 0.012666 | 0 | 0 | 0.025332 | 296.9779 | 0.013183 | 0 | 0 | 0.026366 | 297.1369 | 0.013528 | 0 | 0 | 0.027056 | 297.3753 | 0.014045 | 0 | 0 | 0.02809 | 297.6137 | 0.014562 | 0 | 0 | 0.029124 | 297.6932 | 0.014734 | 0 | 0 | 0.029469 | 297.9316 | 0.015251 | 0 | 0 | 0.030503 | 298.17 | 0.015769 | 0 | 0 | 0.031537 | 298.3289 | 0.016113 | 0 | 0 | 0.032227 | 298.5673 | 0.01663 | 0 | 0 | 0.033261 | 298.7263 | 0.016975 | 0 | 0 | 0.03395 | 298.8852 | 0.01732 | 0 | 0 | 0.03464
2017-03-15 16:00 | 236.0528 | 0.70358 |  | 247.8707 | 0 | 0 | 0 | 0 | 254.8361 | 0 | 0 | 0 | 0 | 260.5351 | 0 | 0 | 0 | 0 | 260.7462 | 0 | 0 | 0 | 0 | 260.8869 | 0 | 0 | 0 | 0 | 261.098 | 0 | 0 | 0 | 0 | 261.3091 | 0 | 0 | 0 | 0 | 261.5201 | 0 | 0 | 0 | 0 | 261.8016 | 0 | 0 | 0 | 0 | 262.0126 | 0 | 0 | 0 | 0 | 262.1533 | 0 | 0 | 0 | 0 | 262.3644 | 0 | 0 | 0 | 0 | 262.5051 | 0 | 0 | 0 | 0 | 262.7162 | 0 | 0 | 0 | 0 | 262.9273 | 0 | 0 | 0 | 0 | 263.068 | 0 | 0 | 0 | 0 | 263.2791 | 0 | 0 | 0 | 0 | 263.4901 | 0 | 0 | 0 | 0 | 263.5605 | 0 | 0 | 0 | 0 | 263.7716 | 0 | 0 | 0 | 0 | 263.9827 | 0 | 0 | 0 | 0 | 264.1234 | 0 | 0 | 0 | 0 | 264.3344 | 0 | 0 | 0 | 0 | 264.4752 | 0 | 0 | 0 | 0 | 264.6159 | 0 | 0 | 0 | 0
2017-03-15 17:00 | 215.4139 | 0.64206 |  | 226.1985 | 0 | 0 | 0 | 0 | 232.5549 | 0 | 0 | 0 | 0 | 237.7556 | 0 | 0 | 0 | 0 | 237.9482 | 0 | 0 | 0 | 0 | 238.0767 | 0 | 0 | 0 | 0 | 238.2693 | 0 | 0 | 0 | 0 | 238.4619 | 0 | 0 | 0 | 0 | 238.6545 | 0 | 0 | 0 | 0 | 238.9113 | 0 | 0 | 0 | 0 | 239.104 | 0 | 0 | 0 | 0 | 239.2324 | 0 | 0 | 0 | 0 | 239.425 | 0 | 0 | 0 | 0 | 239.5534 | 0 | 0 | 0 | 0 | 239.746 | 0 | 0 | 0 | 0 | 239.9386 | 0 | 0 | 0 | 0 | 240.067 | 0 | 0 | 0 | 0 | 240.2597 | 0 | 0 | 0 | 0 | 240.4523 | 0 | 0 | 0 | 0 | 240.5165 | 0 | 0 | 0 | 0 | 240.7091 | 0 | 0 | 0 | 0 | 240.9017 | 0 | 0 | 0 | 0 | 241.0301 | 0 | 0 | 0 | 0 | 241.2228 | 0 | 0 | 0 | 0 | 241.3512 | 0 | 0 | 0 | 0 | 241.4796 | 0 | 0 | 0 | 0
2017-03-15 18:00 | 217.7321 | 0.64897 |  | 228.6328 | 0 | 0 | 0 | 0 | 235.0576 | 0 | 0 | 0 | 0 | 240.3143 | 0 | 0 | 0 | 0 | 240.509 | 0 | 0 | 0 | 0 | 240.6388 | 0 | 0 | 0 | 0 | 240.8335 | 0 | 0 | 0 | 0 | 241.0282 | 0 | 0 | 0 | 0 | 241.2229 | 0 | 0 | 0 | 0 | 241.4825 | 0 | 0 | 0 | 0 | 241.6772 | 0 | 0 | 0 | 0 | 241.8069 | 0 | 0 | 0 | 0 | 242.0016 | 0 | 0 | 0 | 0 | 242.1314 | 0 | 0 | 0 | 0 | 242.3261 | 0 | 0 | 0 | 0 | 242.5208 | 0 | 0 | 0 | 0 | 242.6506 | 0 | 0 | 0 | 0 | 242.8453 | 0 | 0 | 0 | 0 | 243.04 | 0 | 0 | 0 | 0 | 243.1049 | 0 | 0 | 0 | 0 | 243.2996 | 0 | 0 | 0 | 0 | 243.4943 | 0 | 0 | 0 | 0 | 243.6241 | 0 | 0 | 0 | 0 | 243.8188 | 0 | 0 | 0 | 0 | 243.9486 | 0 | 0 | 0 | 0 | 244.0783 | 0 | 0 | 0 | 0
2017-03-15 19:00 | 240.7 | 0.71743 |  | 252.7505 | 0 | 0 | 0 | 0 | 259.8531 | 0 | 0 | 0 | 0 | 265.6643 | 0 | 0 | 0 | 0 | 265.8795 | 0 | 0 | 0 | 0 | 266.023 | 0 | 0 | 0 | 0 | 266.2382 | 0 | 0 | 0 | 0 | 266.4535 | 0 | 0 | 0 | 0 | 266.6687 | 0 | 0 | 0 | 0 | 266.9557 | 0 | 0 | 0 | 0 | 267.1709 | 0 | 0 | 0 | 0 | 267.3144 | 0 | 0 | 0 | 0 | 267.5296 | 0 | 0 | 0 | 0 | 267.6731 | 0 | 0 | 0 | 0 | 267.8883 | 0 | 0 | 0 | 0 | 268.1035 | 0 | 0 | 0 | 0 | 268.247 | 0 | 0 | 0 | 0 | 268.4623 | 0 | 0 | 0 | 0 | 268.6775 | 0 | 0 | 0 | 0 | 268.7492 | 0 | 0 | 0 | 0 | 268.9645 | 0 | 0 | 0 | 0 | 269.1797 | 0 | 0 | 0 | 0 | 269.3232 | 0 | 0 | 0 | 0 | 269.5384 | 0 | 0 | 0 | 0 | 269.6819 | 0 | 0 | 0 | 0 | 269.8254 | 0 | 0 | 0 | 0
2017-03-15 20:00 | 247.1515 | 0.73666 |  | 259.5251 | 0 | 0 | 0 | 0 | 266.818 | 0 | 0 | 0 | 0 | 272.785 | 0 | 0 | 0 | 0 | 273.006 | 0 | 0 | 0 | 0 | 273.1533 | 0 | 0 | 0 | 0 | 273.3743 | 0 | 0 | 0 | 0 | 273.5953 | 0 | 0 | 0 | 0 | 273.8163 | 0 | 0 | 0 | 0 | 274.1109 | 0 | 0 | 0 | 0 | 274.3319 | 0 | 0 | 0 | 0 | 274.4793 | 0 | 0 | 0 | 0 | 274.7003 | 0 | 0 | 0 | 0 | 274.8476 | 0 | 0 | 0 | 0 | 275.0686 | 0 | 0 | 0 | 0 | 275.2896 | 0 | 0 | 0 | 0 | 275.4369 | 0 | 0 | 0 | 0 | 275.6579 | 0 | 0 | 0 | 0 | 275.8789 | 0 | 0 | 0 | 0 | 275.9526 | 0 | 0 | 0 | 0 | 276.1736 | 0 | 0 | 0 | 0 | 276.3946 | 0 | 0 | 0 | 0 | 276.5419 | 0 | 0 | 0 | 0 | 276.7629 | 0 | 0 | 0 | 0 | 276.9103 | 0 | 0 | 0 | 0 | 277.0576 | 0 | 0 | 0 | 0
2017-03-15 21:00 | 263.3112 | 0.78482 |  | 276.4938 | 0 | 0 | 0 | 0 | 284.2635 | 0 | 0 | 0 | 0 | 290.6206 | 0 | 0 | 0 | 0 | 290.8561 | 0 | 0 | 0 | 0 | 291.013 | 0.00024514 | 0 | 0 | 0.00049028 | 291.2485 | 0.00075583 | 0 | 0 | 0.0015117 | 291.4839 | 0.0012665 | 0 | 0 | 0.002533 | 291.7194 | 0.0017772 | 0 | 0 | 0.0035544 | 292.0333 | 0.0024581 | 0 | 0 | 0.0049162 | 292.2687 | 0.0029688 | 0 | 0 | 0.0059376 | 292.4257 | 0.0033093 | 0 | 0 | 0.0066185 | 292.6612 | 0.0038199 | 0 | 0 | 0.0076399 | 292.8181 | 0.0041604 | 0 | 0 | 0.0083208 | 293.0536 | 0.0046711 | 0 | 0 | 0.0093422 | 293.289 | 0.0051818 | 0 | 0 | 0.010364 | 293.446 | 0.0055222 | 0 | 0 | 0.011044 | 293.6814 | 0.0060329 | 0 | 0 | 0.012066 | 293.9169 | 0.0065436 | 0 | 0 | 0.013087 | 293.9954 | 0.0067138 | 0 | 0 | 0.013428 | 294.2308 | 0.0072245 | 0 | 0 | 0.014449 | 294.4662 | 0.0077352 | 0 | 0 | 0.01547 | 294.6232 | 0.0080757 | 0 | 0 | 0.016151 | 294.8587 | 0.0085863 | 0 | 0 | 0.017173 | 295.0156 | 0.0089268 | 0 | 0 | 0.017854 | 295.1726 | 0.0092673 | 0 | 0 | 0.018535
2017-03-15 22:00 | 273.1806 | 0.81424 |  | 286.8573 | 0 | 0 | 0 | 0 | 294.9183 | 0.0087157 | 0 | 0 | 0.017431 | 301.5136 | 0.023021 | 0 | 0 | 0.046042 | 301.7579 | 0.023551 | 0 | 0 | 0.047102 | 301.9208 | 0.023904 | 0 | 0 | 0.047808 | 302.165 | 0.024434 | 0 | 0 | 0.048868 | 302.4093 | 0.024964 | 0 | 0 | 0.049927 | 302.6536 | 0.025494 | 0 | 0 | 0.050987 | 302.9793 | 0.0262 | 0 | 0 | 0.0524 | 303.2236 | 0.02673 | 0 | 0 | 0.05346 | 303.3864 | 0.027083 | 0 | 0 | 0.054166 | 303.6307 | 0.027613 | 0 | 0 | 0.055226 | 303.7935 | 0.027966 | 0 | 0 | 0.055932 | 304.0378 | 0.028496 | 0 | 0 | 0.056992 | 304.2821 | 0.029026 | 0 | 0 | 0.058051 | 304.4449 | 0.029379 | 0 | 0 | 0.058758 | 304.6892 | 0.029909 | 0 | 0 | 0.059818 | 304.9335 | 0.030439 | 0 | 0 | 0.060877 | 305.0149 | 0.030615 | 0 | 0 | 0.06123 | 305.2592 | 0.031145 | 0 | 0 | 0.06229 | 305.5034 | 0.031675 | 0 | 0 | 0.06335 | 305.6663 | 0.032028 | 0 | 0 | 0.064056 | 305.9106 | 0.032558 | 0 | 0 | 0.065116 | 306.0734 | 0.032911 | 0 | 0 | 0.065822 | 306.2362 | 0.033264 | 0 | 0 | 0.066529
2017-03-15 23:00 | 280.2151 | 0.83521 |  | 294.244 | 0.0072532 | 0 | 0 | 0.014506 | 302.5126 | 0.025188 | 0 | 0 | 0.050375 | 309.2778 | 0.039861 | 0 | 0 | 0.079723 | 309.5283 | 0.040405 | 0 | 0 | 0.08081 | 309.6954 | 0.040767 | 0 | 0 | 0.081534 | 309.9459 | 0.041311 | 0 | 0 | 0.082621 | 310.1965 | 0.041854 | 0 | 0 | 0.083708 | 310.4471 | 0.042398 | 0 | 0 | 0.084795 | 310.7811 | 0.043122 | 0 | 0 | 0.086244 | 311.0317 | 0.043666 | 0 | 0 | 0.087331 | 311.1988 | 0.044028 | 0 | 0 | 0.088056 | 311.4493 | 0.044571 | 0 | 0 | 0.089143 | 311.6164 | 0.044934 | 0 | 0 | 0.089868 | 311.8669 | 0.045477 | 0 | 0 | 0.090954 | 312.1175 | 0.046021 | 0 | 0 | 0.092041 | 312.2845 | 0.046383 | 0 | 0 | 0.092766 | 312.5351 | 0.046926 | 0 | 0 | 0.093853 | 312.7856 | 0.04747 | 0 | 0 | 0.09494 | 312.8692 | 0.047651 | 0 | 0 | 0.095302 | 313.1197 | 0.048195 | 0 | 0 | 0.096389 | 313.3703 | 0.048738 | 0 | 0 | 0.097476 | 313.5373 | 0.0491 | 0 | 0 | 0.098201 | 313.7879 | 0.049644 | 0 | 0 | 0.099288 | 313.9549 | 0.050006 | 0 | 0 | 0.10001 | 314.122 | 0.050368 | 0 | 0 | 0.10074
2017-03-16 | 281.0453 | 0.83768 |  | 295.1157 | 0.0091439 | 0 | 0 | 0.018288 | 303.4088 | 0.027132 | 0 | 0 | 0.054263 | 310.194 | 0.041849 | 0 | 0 | 0.083697 | 310.4453 | 0.042394 | 0 | 0 | 0.084788 | 310.6129 | 0.042757 | 0 | 0 | 0.085514 | 310.8642 | 0.043302 | 0 | 0 | 0.086605 | 311.1155 | 0.043847 | 0 | 0 | 0.087695 | 311.3668 | 0.044392 | 0 | 0 | 0.088785 | 311.7019 | 0.045119 | 0 | 0 | 0.090238 | 311.9532 | 0.045664 | 0 | 0 | 0.091329 | 312.1207 | 0.046028 | 0 | 0 | 0.092055 | 312.372 | 0.046573 | 0 | 0 | 0.093146 | 312.5395 | 0.046936 | 0 | 0 | 0.093872 | 312.7908 | 0.047481 | 0 | 0 | 0.094962 | 313.0421 | 0.048026 | 0 | 0 | 0.096053 | 313.2097 | 0.04839 | 0 | 0 | 0.096779 | 313.461 | 0.048935 | 0 | 0 | 0.09787 | 313.7123 | 0.04948 | 0 | 0 | 0.09896 | 313.7961 | 0.049662 | 0 | 0 | 0.099323 | 314.0474 | 0.050207 | 0 | 0 | 0.10041 | 314.2987 | 0.050752 | 0 | 0 | 0.1015 | 314.4662 | 0.051115 | 0 | 0 | 0.10223 | 314.7175 | 0.05166 | 0 | 0 | 0.10332 | 314.885 | 0.052024 | 0 | 0 | 0.10405 | 315.0526 | 0.052387 | 0 | 0 | 0.10477
2017-03-16 01:00 | 278.9692 | 0.83149 |  | 292.9357 | 0.0044154 | 0 | 0 | 0.0088308 | 301.1675 | 0.02227 | 0 | 0 | 0.04454 | 307.9026 | 0.036879 | 0 | 0 | 0.073757 | 308.152 | 0.03742 | 0 | 0 | 0.074839 | 308.3183 | 0.03778 | 0 | 0 | 0.075561 | 308.5678 | 0.038321 | 0 | 0 | 0.076643 | 308.8172 | 0.038862 | 0 | 0 | 0.077725 | 309.0667 | 0.039404 | 0 | 0 | 0.078807 | 309.3993 | 0.040125 | 0 | 0 | 0.08025 | 309.6487 | 0.040666 | 0 | 0 | 0.081332 | 309.815 | 0.041027 | 0 | 0 | 0.082053 | 310.0645 | 0.041568 | 0 | 0 | 0.083136 | 310.2308 | 0.041928 | 0 | 0 | 0.083857 | 310.4802 | 0.04247 | 0 | 0 | 0.084939 | 310.7297 | 0.043011 | 0 | 0 | 0.086021 | 310.896 | 0.043371 | 0 | 0 | 0.086743 | 311.1454 | 0.043912 | 0 | 0 | 0.087825 | 311.3949 | 0.044453 | 0 | 0 | 0.088907 | 311.478 | 0.044634 | 0 | 0 | 0.089267 | 311.7275 | 0.045175 | 0 | 0 | 0.09035 | 311.9769 | 0.045716 | 0 | 0 | 0.091432 | 312.1432 | 0.046077 | 0 | 0 | 0.092153 | 312.3927 | 0.046618 | 0 | 0 | 0.093235 | 312.559 | 0.046978 | 0 | 0 | 0.093957 | 312.7253 | 0.047339 | 0 | 0 | 0.094678
2017-03-16 02:00 | 280.2786 | 0.8354 |  | 294.3106 | 0.0073977 | 0 | 0 | 0.014795 | 302.5811 | 0.025336 | 0 | 0 | 0.050672 | 309.3478 | 0.040013 | 0 | 0 | 0.080027 | 309.5984 | 0.040557 | 0 | 0 | 0.081114 | 309.7655 | 0.040919 | 0 | 0 | 0.081839 | 310.0161 | 0.041463 | 0 | 0 | 0.082926 | 310.2667 | 0.042006 | 0 | 0 | 0.084013 | 310.5174 | 0.04255 | 0 | 0 | 0.0851 | 310.8515 | 0.043275 | 0 | 0 | 0.08655 | 311.1021 | 0.043818 | 0 | 0 | 0.087637 | 311.2692 | 0.044181 | 0 | 0 | 0.088362 | 311.5198 | 0.044724 | 0 | 0 | 0.089449 | 311.6869 | 0.045087 | 0 | 0 | 0.090174 | 311.9375 | 0.04563 | 0 | 0 | 0.091261 | 312.1881 | 0.046174 | 0 | 0 | 0.092348 | 312.3552 | 0.046536 | 0 | 0 | 0.093073 | 312.6058 | 0.04708 | 0 | 0 | 0.09416 | 312.8565 | 0.047624 | 0 | 0 | 0.095247 | 312.94 | 0.047805 | 0 | 0 | 0.09561 | 313.1906 | 0.048348 | 0 | 0 | 0.096697 | 313.4412 | 0.048892 | 0 | 0 | 0.097784 | 313.6083 | 0.049254 | 0 | 0 | 0.098509 | 313.8589 | 0.049798 | 0 | 0 | 0.099596 | 314.026 | 0.05016 | 0 | 0 | 0.10032 | 314.1931 | 0.050523 | 0 | 0 | 0.10105
2017-03-16 03:00 | 269.7595 | 0.80404 |  | 283.2649 | 0 | 0 | 0 | 0 | 291.225 | 0.00070491 | 0 | 0 | 0.0014098 | 297.7378 | 0.014831 | 0 | 0 | 0.029662 | 297.979 | 0.015354 | 0 | 0 | 0.030709 | 298.1398 | 0.015703 | 0 | 0 | 0.031406 | 298.381 | 0.016226 | 0 | 0 | 0.032453 | 298.6222 | 0.016749 | 0 | 0 | 0.033499 | 298.8634 | 0.017273 | 0 | 0 | 0.034545 | 299.185 | 0.01797 | 0 | 0 | 0.03594 | 299.4262 | 0.018493 | 0 | 0 | 0.036987 | 299.5871 | 0.018842 | 0 | 0 | 0.037684 | 299.8283 | 0.019365 | 0 | 0 | 0.038731 | 299.9891 | 0.019714 | 0 | 0 | 0.039428 | 300.2303 | 0.020237 | 0 | 0 | 0.040475 | 300.4715 | 0.020761 | 0 | 0 | 0.041521 | 300.6323 | 0.021109 | 0 | 0 | 0.042219 | 300.8735 | 0.021633 | 0 | 0 | 0.043265 | 301.1147 | 0.022156 | 0 | 0 | 0.044312 | 301.1951 | 0.02233 | 0 | 0 | 0.04466 | 301.4364 | 0.022853 | 0 | 0 | 0.045707 | 301.6776 | 0.023377 | 0 | 0 | 0.046753 | 301.8384 | 0.023725 | 0 | 0 | 0.047451 | 302.0796 | 0.024249 | 0 | 0 | 0.048497 | 302.2404 | 0.024597 | 0 | 0 | 0.049195 | 302.4012 | 0.024946 | 0 | 0 | 0.049892
2017-03-16 04:00 | 273.838 | 0.8162 |  | 287.5476 | 0 | 0 | 0 | 0 | 295.628 | 0.010255 | 0 | 0 | 0.02051 | 302.2392 | 0.024595 | 0 | 0 | 0.049189 | 302.4841 | 0.025126 | 0 | 0 | 0.050252 | 302.6473 | 0.02548 | 0 | 0 | 0.05096 | 302.8922 | 0.026011 | 0 | 0 | 0.052022 | 303.137 | 0.026542 | 0 | 0 | 0.053084 | 303.3819 | 0.027073 | 0 | 0 | 0.054146 | 303.7084 | 0.027781 | 0 | 0 | 0.055563 | 303.9532 | 0.028312 | 0 | 0 | 0.056625 | 304.1165 | 0.028667 | 0 | 0 | 0.057333 | 304.3613 | 0.029198 | 0 | 0 | 0.058395 | 304.5246 | 0.029552 | 0 | 0 | 0.059103 | 304.7694 | 0.030083 | 0 | 0 | 0.060166 | 305.0143 | 0.030614 | 0 | 0 | 0.061228 | 305.1775 | 0.030968 | 0 | 0 | 0.061936 | 305.4224 | 0.031499 | 0 | 0 | 0.062998 | 305.6673 | 0.03203 | 0 | 0 | 0.06406 | 305.7489 | 0.032207 | 0 | 0 | 0.064414 | 305.9937 | 0.032738 | 0 | 0 | 0.065477 | 306.2386 | 0.033269 | 0 | 0 | 0.066539 | 306.4018 | 0.033623 | 0 | 0 | 0.067247 | 306.6467 | 0.034155 | 0 | 0 | 0.068309 | 306.8099 | 0.034509 | 0 | 0 | 0.069017 | 306.9732 | 0.034863 | 0 | 0 | 0.069725
2017-03-16 05:00 | 274.8291 | 0.81916 |  | 288.5883 | 0 | 0 | 0 | 0 | 296.6979 | 0.012576 | 0 | 0 | 0.025151 | 303.3331 | 0.026967 | 0 | 0 | 0.053935 | 303.5788 | 0.0275 | 0 | 0 | 0.055001 | 303.7427 | 0.027856 | 0 | 0 | 0.055712 | 303.9884 | 0.028389 | 0 | 0 | 0.056778 | 304.2342 | 0.028922 | 0 | 0 | 0.057844 | 304.4799 | 0.029455 | 0 | 0 | 0.05891 | 304.8076 | 0.030166 | 0 | 0 | 0.060331 | 305.0533 | 0.030699 | 0 | 0 | 0.061397 | 305.2172 | 0.031054 | 0 | 0 | 0.062108 | 305.4629 | 0.031587 | 0 | 0 | 0.063174 | 305.6267 | 0.031942 | 0 | 0 | 0.063885 | 305.8725 | 0.032475 | 0 | 0 | 0.064951 | 306.1182 | 0.033008 | 0 | 0 | 0.066017 | 306.2821 | 0.033364 | 0 | 0 | 0.066727 | 306.5278 | 0.033897 | 0 | 0 | 0.067793 | 306.7736 | 0.03443 | 0 | 0 | 0.068859 | 306.8555 | 0.034607 | 0 | 0 | 0.069215 | 307.1012 | 0.03514 | 0 | 0 | 0.070281 | 307.347 | 0.035673 | 0 | 0 | 0.071347 | 307.5108 | 0.036029 | 0 | 0 | 0.072058 | 307.7565 | 0.036562 | 0 | 0 | 0.073124 | 307.9204 | 0.036917 | 0 | 0 | 0.073834 | 308.0842 | 0.037273 | 0 | 0 | 0.074545
2017-03-16 06:00 | 284.6929 | 0.84856 |  | 298.946 | 0.017452 | 0 | 0 | 0.034904 | 307.3467 | 0.035673 | 0 | 0 | 0.071346 | 314.22 | 0.050581 | 0 | 0 | 0.10116 | 314.4746 | 0.051133 | 0 | 0 | 0.10227 | 314.6443 | 0.051501 | 0 | 0 | 0.103 | 314.8989 | 0.052054 | 0 | 0 | 0.10411 | 315.1534 | 0.052606 | 0 | 0 | 0.10521 | 315.408 | 0.053158 | 0 | 0 | 0.10632 | 315.7474 | 0.053894 | 0 | 0 | 0.10779 | 316.002 | 0.054446 | 0 | 0 | 0.10889 | 316.1717 | 0.054814 | 0 | 0 | 0.10963 | 316.4263 | 0.055366 | 0 | 0 | 0.11073 | 316.596 | 0.055735 | 0 | 0 | 0.11147 | 316.8505 | 0.056287 | 0 | 0 | 0.11257 | 317.1051 | 0.056839 | 0 | 0 | 0.11368 | 317.2748 | 0.057207 | 0 | 0 | 0.11441 | 317.5294 | 0.057759 | 0 | 0 | 0.11552 | 317.7839 | 0.058311 | 0 | 0 | 0.11662 | 317.8688 | 0.058495 | 0 | 0 | 0.11699 | 318.1234 | 0.059047 | 0 | 0 | 0.11809 | 318.3779 | 0.0596 | 0 | 0 | 0.1192 | 318.5476 | 0.059968 | 0 | 0 | 0.11994 | 318.8022 | 0.06052 | 0 | 0 | 0.12104 | 318.9719 | 0.060888 | 0 | 0 | 0.12178 | 319.1416 | 0.061256 | 0 | 0 | 0.12251
2017-03-16 07:00 | 278.4166 | 0.82985 |  | 292.3554 | 0.0031568 | 0 | 0 | 0.0063136 | 300.5709 | 0.020976 | 0 | 0 | 0.041952 | 307.2927 | 0.035556 | 0 | 0 | 0.071111 | 307.5416 | 0.036096 | 0 | 0 | 0.072191 | 307.7076 | 0.036456 | 0 | 0 | 0.072911 | 307.9566 | 0.036996 | 0 | 0 | 0.073991 | 308.2055 | 0.037536 | 0 | 0 | 0.075071 | 308.4545 | 0.038076 | 0 | 0 | 0.076151 | 308.7864 | 0.038796 | 0 | 0 | 0.077591 | 309.0354 | 0.039336 | 0 | 0 | 0.078671 | 309.2013 | 0.039696 | 0 | 0 | 0.079391 | 309.4503 | 0.040236 | 0 | 0 | 0.080471 | 309.6163 | 0.040596 | 0 | 0 | 0.081191 | 309.8652 | 0.041136 | 0 | 0 | 0.082271 | 310.1142 | 0.041676 | 0 | 0 | 0.083351 | 310.2801 | 0.042035 | 0 | 0 | 0.084071 | 310.5291 | 0.042575 | 0 | 0 | 0.085151 | 310.778 | 0.043115 | 0 | 0 | 0.086231 | 310.861 | 0.043295 | 0 | 0 | 0.086591 | 311.11 | 0.043835 | 0 | 0 | 0.087671 | 311.3589 | 0.044375 | 0 | 0 | 0.088751 | 311.5249 | 0.044735 | 0 | 0 | 0.089471 | 311.7739 | 0.045275 | 0 | 0 | 0.090551 | 311.9398 | 0.045635 | 0 | 0 | 0.091271 | 312.1058 | 0.045995 | 0 | 0 | 0.091991
2017-03-16 08:00 | 270.9434 | 0.80757 |  | 284.5081 | 0 | 0 | 0 | 0 | 292.5031 | 0.0034771 | 0 | 0 | 0.0069543 | 299.0445 | 0.017665 | 0 | 0 | 0.035331 | 299.2867 | 0.018191 | 0 | 0 | 0.036382 | 299.4482 | 0.018541 | 0 | 0 | 0.037082 | 299.6905 | 0.019067 | 0 | 0 | 0.038133 | 299.9328 | 0.019592 | 0 | 0 | 0.039184 | 300.1751 | 0.020118 | 0 | 0 | 0.040235 | 300.4981 | 0.020818 | 0 | 0 | 0.041636 | 300.7404 | 0.021344 | 0 | 0 | 0.042687 | 300.9019 | 0.021694 | 0 | 0 | 0.043388 | 301.1441 | 0.02222 | 0 | 0 | 0.044439 | 301.3057 | 0.02257 | 0 | 0 | 0.04514 | 301.5479 | 0.023095 | 0 | 0 | 0.046191 | 301.7902 | 0.023621 | 0 | 0 | 0.047242 | 301.9517 | 0.023971 | 0 | 0 | 0.047942 | 302.194 | 0.024497 | 0 | 0 | 0.048993 | 302.4363 | 0.025022 | 0 | 0 | 0.050044 | 302.517 | 0.025197 | 0 | 0 | 0.050395 | 302.7593 | 0.025723 | 0 | 0 | 0.051446 | 303.0016 | 0.026248 | 0 | 0 | 0.052497 | 303.1631 | 0.026599 | 0 | 0 | 0.053197 | 303.4053 | 0.027124 | 0 | 0 | 0.054248 | 303.5669 | 0.027474 | 0 | 0 | 0.054949 | 303.7284 | 0.027825 | 0 | 0 | 0.055649
2017-03-16 09:00 | 275.0562 | 0.81983 |  | 288.8269 | 0 | 0 | 0 | 0 | 296.9432 | 0.013108 | 0 | 0 | 0.026215 | 303.5838 | 0.027511 | 0 | 0 | 0.055022 | 303.8298 | 0.028045 | 0 | 0 | 0.056089 | 303.9937 | 0.0284 | 0 | 0 | 0.056801 | 304.2397 | 0.028934 | 0 | 0 | 0.057868 | 304.4856 | 0.029467 | 0 | 0 | 0.058935 | 304.7316 | 0.030001 | 0 | 0 | 0.060001 | 305.0595 | 0.030712 | 0 | 0 | 0.061424 | 305.3055 | 0.031245 | 0 | 0 | 0.062491 | 305.4694 | 0.031601 | 0 | 0 | 0.063202 | 305.7154 | 0.032135 | 0 | 0 | 0.064269 | 305.8794 | 0.03249 | 0 | 0 | 0.06498 | 306.1253 | 0.033024 | 0 | 0 | 0.066047 | 306.3713 | 0.033557 | 0 | 0 | 0.067114 | 306.5352 | 0.033913 | 0 | 0 | 0.067826 | 306.7812 | 0.034446 | 0 | 0 | 0.068893 | 307.0271 | 0.03498 | 0 | 0 | 0.069959 | 307.1091 | 0.035158 | 0 | 0 | 0.070315 | 307.3551 | 0.035691 | 0 | 0 | 0.071382 | 307.601 | 0.036224 | 0 | 0 | 0.072449 | 307.765 | 0.03658 | 0 | 0 | 0.07316 | 308.0109 | 0.037114 | 0 | 0 | 0.074227 | 308.1749 | 0.037469 | 0 | 0 | 0.074938 | 308.3389 | 0.037825 | 0 | 0 | 0.07565
2017-03-16 10:00 | 269.4593 | 0.80315 |  | 282.9497 | 0 | 0 | 0 | 0 | 290.9009 | 2.0036e-06 | 0 | 0 | 4.0073e-06 | 297.4064 | 0.014112 | 0 | 0 | 0.028225 | 297.6474 | 0.014635 | 0 | 0 | 0.02927 | 297.808 | 0.014983 | 0 | 0 | 0.029967 | 298.049 | 0.015506 | 0 | 0 | 0.031012 | 298.2899 | 0.016029 | 0 | 0 | 0.032057 | 298.5308 | 0.016551 | 0 | 0 | 0.033103 | 298.8521 | 0.017248 | 0 | 0 | 0.034496 | 299.0931 | 0.017771 | 0 | 0 | 0.035541 | 299.2537 | 0.018119 | 0 | 0 | 0.036238 | 299.4946 | 0.018642 | 0 | 0 | 0.037283 | 299.6553 | 0.01899 | 0 | 0 | 0.03798 | 299.8962 | 0.019513 | 0 | 0 | 0.039026 | 300.1371 | 0.020035 | 0 | 0 | 0.040071 | 300.2978 | 0.020384 | 0 | 0 | 0.040768 | 300.5387 | 0.020906 | 0 | 0 | 0.041813 | 300.7797 | 0.021429 | 0 | 0 | 0.042858 | 300.86 | 0.021603 | 0 | 0 | 0.043206 | 301.1009 | 0.022126 | 0 | 0 | 0.044252 | 301.3419 | 0.022648 | 0 | 0 | 0.045297 | 301.5025 | 0.022997 | 0 | 0 | 0.045994 | 301.7434 | 0.023519 | 0 | 0 | 0.047039 | 301.9041 | 0.023868 | 0 | 0 | 0.047736 | 302.0647 | 0.024216 | 0 | 0 | 0.048433
2017-03-16 11:00 | 264.1689 | 0.78738 |  | 277.3945 | 0 | 0 | 0 | 0 | 285.1896 | 0 | 0 | 0 | 0 | 291.5673 | 0.0014475 | 0 | 0 | 0.002895 | 291.8036 | 0.0019598 | 0 | 0 | 0.0039197 | 291.961 | 0.0023014 | 0 | 0 | 0.0046028 | 292.1973 | 0.0028137 | 0 | 0 | 0.0056275 | 292.4335 | 0.0033261 | 0 | 0 | 0.0066522 | 292.6697 | 0.0038384 | 0 | 0 | 0.0076769 | 292.9846 | 0.0045216 | 0 | 0 | 0.0090431 | 293.2209 | 0.0050339 | 0 | 0 | 0.010068 | 293.3783 | 0.0053755 | 0 | 0 | 0.010751 | 293.6145 | 0.0058878 | 0 | 0 | 0.011776 | 293.772 | 0.0062294 | 0 | 0 | 0.012459 | 294.0082 | 0.0067418 | 0 | 0 | 0.013484 | 294.2444 | 0.0072541 | 0 | 0 | 0.014508 | 294.4019 | 0.0075957 | 0 | 0 | 0.015191 | 294.6381 | 0.008108 | 0 | 0 | 0.016216 | 294.8744 | 0.0086204 | 0 | 0 | 0.017241 | 294.9531 | 0.0087912 | 0 | 0 | 0.017582 | 295.1893 | 0.0093035 | 0 | 0 | 0.018607 | 295.4255 | 0.0098158 | 0 | 0 | 0.019632 | 295.583 | 0.010157 | 0 | 0 | 0.020315 | 295.8192 | 0.01067 | 0 | 0 | 0.02134 | 295.9767 | 0.011011 | 0 | 0 | 0.022023 | 296.1342 | 0.011353 | 0 | 0 | 0.022706
2017-03-16 12:00 | 275.7693 | 0.82196 |  | 289.5756 | 0 | 0 | 0 | 0 | 297.713 | 0.014777 | 0 | 0 | 0.029555 | 304.3708 | 0.029218 | 0 | 0 | 0.058436 | 304.6174 | 0.029753 | 0 | 0 | 0.059506 | 304.7818 | 0.03011 | 0 | 0 | 0.060219 | 305.0284 | 0.030645 | 0 | 0 | 0.061289 | 305.275 | 0.031179 | 0 | 0 | 0.062359 | 305.5216 | 0.031714 | 0 | 0 | 0.063428 | 305.8504 | 0.032427 | 0 | 0 | 0.064855 | 306.0969 | 0.032962 | 0 | 0 | 0.065924 | 306.2613 | 0.033319 | 0 | 0 | 0.066637 | 306.5079 | 0.033854 | 0 | 0 | 0.067707 | 306.6723 | 0.03421 | 0 | 0 | 0.06842 | 306.9189 | 0.034745 | 0 | 0 | 0.06949 | 307.1655 | 0.03528 | 0 | 0 | 0.07056 | 307.3299 | 0.035636 | 0 | 0 | 0.071273 | 307.5765 | 0.036171 | 0 | 0 | 0.072343 | 307.8231 | 0.036706 | 0 | 0 | 0.073412 | 307.9053 | 0.036884 | 0 | 0 | 0.073769 | 308.1518 | 0.037419 | 0 | 0 | 0.074838 | 308.3984 | 0.037954 | 0 | 0 | 0.075908 | 308.5628 | 0.038311 | 0 | 0 | 0.076621 | 308.8094 | 0.038845 | 0 | 0 | 0.077691 | 308.9738 | 0.039202 | 0 | 0 | 0.078404 | 309.1382 | 0.039559 | 0 | 0 | 0.079117
2017-03-16 13:00 | 263.6193 | 0.78574 |  | 276.8174 | 0 | 0 | 0 | 0 | 284.5962 | 0 | 0 | 0 | 0 | 290.9608 | 0.00013177 | 0 | 0 | 0.00026354 | 291.1965 | 0.00064306 | 0 | 0 | 0.0012861 | 291.3536 | 0.00098391 | 0 | 0 | 0.0019678 | 291.5893 | 0.0014952 | 0 | 0 | 0.0029904 | 291.8251 | 0.0020065 | 0 | 0 | 0.004013 | 292.0608 | 0.0025178 | 0 | 0 | 0.0050355 | 292.3751 | 0.0031995 | 0 | 0 | 0.0063989 | 292.6108 | 0.0037108 | 0 | 0 | 0.0074215 | 292.768 | 0.0040516 | 0 | 0 | 0.0081032 | 293.0037 | 0.0045629 | 0 | 0 | 0.0091258 | 293.1608 | 0.0049037 | 0 | 0 | 0.0098075 | 293.3966 | 0.005415 | 0 | 0 | 0.01083 | 293.6323 | 0.0059263 | 0 | 0 | 0.011853 | 293.7894 | 0.0062672 | 0 | 0 | 0.012534 | 294.0252 | 0.0067785 | 0 | 0 | 0.013557 | 294.2609 | 0.0072897 | 0 | 0 | 0.014579 | 294.3394 | 0.0074602 | 0 | 0 | 0.01492 | 294.5752 | 0.0079714 | 0 | 0 | 0.015943 | 294.8109 | 0.0084827 | 0 | 0 | 0.016965 | 294.968 | 0.0088236 | 0 | 0 | 0.017647 | 295.2038 | 0.0093349 | 0 | 0 | 0.01867 | 295.3609 | 0.0096757 | 0 | 0 | 0.019351 | 295.5181 | 0.010017 | 0 | 0 | 0.020033
2017-03-16 14:00 | 250.8548 | 0.7477 |  | 263.4138 | 0 | 0 | 0 | 0 | 270.816 | 0 | 0 | 0 | 0 | 276.8724 | 0 | 0 | 0 | 0 | 277.0967 | 0 | 0 | 0 | 0 | 277.2462 | 0 | 0 | 0 | 0 | 277.4705 | 0 | 0 | 0 | 0 | 277.6948 | 0 | 0 | 0 | 0 | 277.9192 | 0 | 0 | 0 | 0 | 278.2182 | 0 | 0 | 0 | 0 | 278.4425 | 0 | 0 | 0 | 0 | 278.5921 | 0 | 0 | 0 | 0 | 278.8164 | 0 | 0 | 0 | 0 | 278.9659 | 0 | 0 | 0 | 0 | 279.1902 | 0 | 0 | 0 | 0 | 279.4145 | 0 | 0 | 0 | 0 | 279.5641 | 0 | 0 | 0 | 0 | 279.7884 | 0 | 0 | 0 | 0 | 280.0127 | 0 | 0 | 0 | 0 | 280.0875 | 0 | 0 | 0 | 0 | 280.3118 | 0 | 0 | 0 | 0 | 280.5361 | 0 | 0 | 0 | 0 | 280.6856 | 0 | 0 | 0 | 0 | 280.9099 | 0 | 0 | 0 | 0 | 281.0595 | 0 | 0 | 0 | 0 | 281.209 | 0 | 0 | 0 | 0
2017-03-16 15:00 | 246.5083 | 0.73474 |  | 258.8497 | 0 | 0 | 0 | 0 | 266.1236 | 0 | 0 | 0 | 0 | 272.075 | 0 | 0 | 0 | 0 | 272.2954 | 0 | 0 | 0 | 0 | 272.4424 | 0 | 0 | 0 | 0 | 272.6628 | 0 | 0 | 0 | 0 | 272.8832 | 0 | 0 | 0 | 0 | 273.1037 | 0 | 0 | 0 | 0 | 273.3976 | 0 | 0 | 0 | 0 | 273.618 | 0 | 0 | 0 | 0 | 273.7649 | 0 | 0 | 0 | 0 | 273.9854 | 0 | 0 | 0 | 0 | 274.1323 | 0 | 0 | 0 | 0 | 274.3527 | 0 | 0 | 0 | 0 | 274.5731 | 0 | 0 | 0 | 0 | 274.7201 | 0 | 0 | 0 | 0 | 274.9405 | 0 | 0 | 0 | 0 | 275.1609 | 0 | 0 | 0 | 0 | 275.2344 | 0 | 0 | 0 | 0 | 275.4548 | 0 | 0 | 0 | 0 | 275.6753 | 0 | 0 | 0 | 0 | 275.8222 | 0 | 0 | 0 | 0 | 276.0426 | 0 | 0 | 0 | 0 | 276.1896 | 0 | 0 | 0 | 0 | 276.3365 | 0 | 0 | 0 | 0
2017-03-16 16:00 | 254.9343 | 0.75986 |  | 267.6975 | 0 | 0 | 0 | 0 | 275.2201 | 0 | 0 | 0 | 0 | 281.3749 | 0 | 0 | 0 | 0 | 281.6029 | 0 | 0 | 0 | 0 | 281.7549 | 0 | 0 | 0 | 0 | 281.9828 | 0 | 0 | 0 | 0 | 282.2108 | 0 | 0 | 0 | 0 | 282.4387 | 0 | 0 | 0 | 0 | 282.7427 | 0 | 0 | 0 | 0 | 282.9706 | 0 | 0 | 0 | 0 | 283.1226 | 0 | 0 | 0 | 0 | 283.3506 | 0 | 0 | 0 | 0 | 283.5025 | 0 | 0 | 0 | 0 | 283.7305 | 0 | 0 | 0 | 0 | 283.9585 | 0 | 0 | 0 | 0 | 284.1104 | 0 | 0 | 0 | 0 | 284.3384 | 0 | 0 | 0 | 0 | 284.5663 | 0 | 0 | 0 | 0 | 284.6423 | 0 | 0 | 0 | 0 | 284.8703 | 0 | 0 | 0 | 0 | 285.0982 | 0 | 0 | 0 | 0 | 285.2502 | 0 | 0 | 0 | 0 | 285.4782 | 0 | 0 | 0 | 0 | 285.6301 | 0 | 0 | 0 | 0 | 285.7821 | 0 | 0 | 0 | 0
2017-03-16 17:00 | 266.7073 | 0.79495 |  | 280.06 | 0 | 0 | 0 | 0 | 287.9299 | 0 | 0 | 0 | 0 | 294.369 | 0.0075243 | 0 | 0 | 0.015049 | 294.6075 | 0.0080416 | 0 | 0 | 0.016083 | 294.7665 | 0.0083864 | 0 | 0 | 0.016773 | 295.005 | 0.0089037 | 0 | 0 | 0.017807 | 295.2435 | 0.009421 | 0 | 0 | 0.018842 | 295.4819 | 0.0099382 | 0 | 0 | 0.019876 | 295.7999 | 0.010628 | 0 | 0 | 0.021256 | 296.0384 | 0.011145 | 0 | 0 | 0.02229 | 296.1974 | 0.01149 | 0 | 0 | 0.02298 | 296.4359 | 0.012007 | 0 | 0 | 0.024015 | 296.5949 | 0.012352 | 0 | 0 | 0.024704 | 296.8334 | 0.012869 | 0 | 0 | 0.025739 | 297.0718 | 0.013387 | 0 | 0 | 0.026773 | 297.2308 | 0.013732 | 0 | 0 | 0.027463 | 297.4693 | 0.014249 | 0 | 0 | 0.028498 | 297.7078 | 0.014766 | 0 | 0 | 0.029532 | 297.7873 | 0.014939 | 0 | 0 | 0.029877 | 298.0258 | 0.015456 | 0 | 0 | 0.030912 | 298.2643 | 0.015973 | 0 | 0 | 0.031946 | 298.4233 | 0.016318 | 0 | 0 | 0.032636 | 298.6617 | 0.016835 | 0 | 0 | 0.03367 | 298.8207 | 0.01718 | 0 | 0 | 0.03436 | 298.9797 | 0.017525 | 0 | 0 | 0.03505
2017-03-16 18:00 | 247.9718 | 0.7391 |  | 260.3864 | 0 | 0 | 0 | 0 | 267.7036 | 0 | 0 | 0 | 0 | 273.6903 | 0 | 0 | 0 | 0 | 273.9121 | 0 | 0 | 0 | 0 | 274.0599 | 0 | 0 | 0 | 0 | 274.2816 | 0 | 0 | 0 | 0 | 274.5033 | 0 | 0 | 0 | 0 | 274.7251 | 0 | 0 | 0 | 0 | 275.0207 | 0 | 0 | 0 | 0 | 275.2424 | 0 | 0 | 0 | 0 | 275.3903 | 0 | 0 | 0 | 0 | 275.612 | 0 | 0 | 0 | 0 | 275.7598 | 0 | 0 | 0 | 0 | 275.9815 | 0 | 0 | 0 | 0 | 276.2033 | 0 | 0 | 0 | 0 | 276.3511 | 0 | 0 | 0 | 0 | 276.5728 | 0 | 0 | 0 | 0 | 276.7946 | 0 | 0 | 0 | 0 | 276.8685 | 0 | 0 | 0 | 0 | 277.0902 | 0 | 0 | 0 | 0 | 277.3119 | 0 | 0 | 0 | 0 | 277.4598 | 0 | 0 | 0 | 0 | 277.6815 | 0 | 0 | 0 | 0 | 277.8293 | 0 | 0 | 0 | 0 | 277.9771 | 0 | 0 | 0 | 0
2017-03-16 19:00 | 234.1876 | 0.69802 |  | 245.9121 | 0 | 0 | 0 | 0 | 252.8225 | 0 | 0 | 0 | 0 | 258.4764 | 0 | 0 | 0 | 0 | 258.6858 | 0 | 0 | 0 | 0 | 258.8254 | 0 | 0 | 0 | 0 | 259.0349 | 0 | 0 | 0 | 0 | 259.2443 | 0 | 0 | 0 | 0 | 259.4537 | 0 | 0 | 0 | 0 | 259.7329 | 0 | 0 | 0 | 0 | 259.9423 | 0 | 0 | 0 | 0 | 260.0819 | 0 | 0 | 0 | 0 | 260.2913 | 0 | 0 | 0 | 0 | 260.4309 | 0 | 0 | 0 | 0 | 260.6403 | 0 | 0 | 0 | 0 | 260.8497 | 0 | 0 | 0 | 0 | 260.9893 | 0 | 0 | 0 | 0 | 261.1987 | 0 | 0 | 0 | 0 | 261.4081 | 0 | 0 | 0 | 0 | 261.4779 | 0 | 0 | 0 | 0 | 261.6873 | 0 | 0 | 0 | 0 | 261.8967 | 0 | 0 | 0 | 0 | 262.0363 | 0 | 0 | 0 | 0 | 262.2457 | 0 | 0 | 0 | 0 | 262.3853 | 0 | 0 | 0 | 0 | 262.5249 | 0 | 0 | 0 | 0
2017-03-16 20:00 | 239.6055 | 0.71417 |  | 251.6013 | 0 | 0 | 0 | 0 | 258.6715 | 0 | 0 | 0 | 0 | 264.4563 | 0 | 0 | 0 | 0 | 264.6705 | 0 | 0 | 0 | 0 | 264.8134 | 0 | 0 | 0 | 0 | 265.0276 | 0 | 0 | 0 | 0 | 265.2419 | 0 | 0 | 0 | 0 | 265.4561 | 0 | 0 | 0 | 0 | 265.7418 | 0 | 0 | 0 | 0 | 265.956 | 0 | 0 | 0 | 0 | 266.0989 | 0 | 0 | 0 | 0 | 266.3131 | 0 | 0 | 0 | 0 | 266.456 | 0 | 0 | 0 | 0 | 266.6702 | 0 | 0 | 0 | 0 | 266.8845 | 0 | 0 | 0 | 0 | 267.0273 | 0 | 0 | 0 | 0 | 267.2415 | 0 | 0 | 0 | 0 | 267.4558 | 0 | 0 | 0 | 0 | 267.5272 | 0 | 0 | 0 | 0 | 267.7415 | 0 | 0 | 0 | 0 | 267.9557 | 0 | 0 | 0 | 0 | 268.0985 | 0 | 0 | 0 | 0 | 268.3128 | 0 | 0 | 0 | 0 | 268.4556 | 0 | 0 | 0 | 0 | 268.5985 | 0 | 0 | 0 | 0
2017-03-16 21:00 | 265.57 | 0.79156 |  | 278.8657 | 0 | 0 | 0 | 0 | 286.7021 | 0 | 0 | 0 | 0 | 293.1137 | 0.0048016 | 0 | 0 | 0.0096032 | 293.3512 | 0.0053166 | 0 | 0 | 0.010633 | 293.5095 | 0.00566 | 0 | 0 | 0.01132 | 293.747 | 0.0061751 | 0 | 0 | 0.01235 | 293.9844 | 0.0066902 | 0 | 0 | 0.01338 | 294.2219 | 0.0072052 | 0 | 0 | 0.01441 | 294.5385 | 0.007892 | 0 | 0 | 0.015784 | 294.776 | 0.008407 | 0 | 0 | 0.016814 | 294.9343 | 0.0087504 | 0 | 0 | 0.017501 | 295.1718 | 0.0092655 | 0 | 0 | 0.018531 | 295.3301 | 0.0096089 | 0 | 0 | 0.019218 | 295.5676 | 0.010124 | 0 | 0 | 0.020248 | 295.805 | 0.010639 | 0 | 0 | 0.021278 | 295.9633 | 0.010982 | 0 | 0 | 0.021965 | 296.2008 | 0.011497 | 0 | 0 | 0.022995 | 296.4383 | 0.012013 | 0 | 0 | 0.024025 | 296.5174 | 0.012184 | 0 | 0 | 0.024368 | 296.7549 | 0.012699 | 0 | 0 | 0.025399 | 296.9924 | 0.013214 | 0 | 0 | 0.026429 | 297.1507 | 0.013558 | 0 | 0 | 0.027115 | 297.3881 | 0.014073 | 0 | 0 | 0.028146 | 297.5465 | 0.014416 | 0 | 0 | 0.028832 | 297.7048 | 0.01476 | 0 | 0 | 0.029519
2017-03-16 22:00 | 278.6777 | 0.83063 |  | 292.6296 | 0.0037515 | 0 | 0 | 0.0075031 | 300.8528 | 0.021588 | 0 | 0 | 0.043175 | 307.5809 | 0.036181 | 0 | 0 | 0.072362 | 307.8301 | 0.036721 | 0 | 0 | 0.073443 | 307.9962 | 0.037082 | 0 | 0 | 0.074163 | 308.2454 | 0.037622 | 0 | 0 | 0.075244 | 308.4946 | 0.038163 | 0 | 0 | 0.076325 | 308.7438 | 0.038703 | 0 | 0 | 0.077406 | 309.076 | 0.039424 | 0 | 0 | 0.078848 | 309.3252 | 0.039964 | 0 | 0 | 0.079929 | 309.4913 | 0.040325 | 0 | 0 | 0.080649 | 309.7405 | 0.040865 | 0 | 0 | 0.08173 | 309.9066 | 0.041225 | 0 | 0 | 0.082451 | 310.1558 | 0.041766 | 0 | 0 | 0.083532 | 310.405 | 0.042306 | 0 | 0 | 0.084613 | 310.5711 | 0.042667 | 0 | 0 | 0.085333 | 310.8203 | 0.043207 | 0 | 0 | 0.086414 | 311.0695 | 0.043748 | 0 | 0 | 0.087495 | 311.1526 | 0.043928 | 0 | 0 | 0.087856 | 311.4018 | 0.044468 | 0 | 0 | 0.088937 | 311.651 | 0.045009 | 0 | 0 | 0.090018 | 311.8171 | 0.045369 | 0 | 0 | 0.090738 | 312.0663 | 0.04591 | 0 | 0 | 0.091819 | 312.2324 | 0.04627 | 0 | 0 | 0.09254 | 312.3985 | 0.04663 | 0 | 0 | 0.093261
2017-03-16 23:00 | 280.4958 | 0.83605 |  | 294.5388 | 0.0078925 | 0 | 0 | 0.015785 | 302.8156 | 0.025845 | 0 | 0 | 0.05169 | 309.5876 | 0.040533 | 0 | 0 | 0.081067 | 309.8384 | 0.041077 | 0 | 0 | 0.082155 | 310.0056 | 0.04144 | 0 | 0 | 0.08288 | 310.2564 | 0.041984 | 0 | 0 | 0.083968 | 310.5073 | 0.042528 | 0 | 0 | 0.085056 | 310.7581 | 0.043072 | 0 | 0 | 0.086144 | 311.0925 | 0.043797 | 0 | 0 | 0.087595 | 311.3433 | 0.044342 | 0 | 0 | 0.088683 | 311.5105 | 0.044704 | 0 | 0 | 0.089408 | 311.7613 | 0.045248 | 0 | 0 | 0.090496 | 311.9285 | 0.045611 | 0 | 0 | 0.091222 | 312.1793 | 0.046155 | 0 | 0 | 0.09231 | 312.4302 | 0.046699 | 0 | 0 | 0.093398 | 312.5974 | 0.047062 | 0 | 0 | 0.094123 | 312.8482 | 0.047606 | 0 | 0 | 0.095211 | 313.099 | 0.04815 | 0 | 0 | 0.096299 | 313.1826 | 0.048331 | 0 | 0 | 0.096662 | 313.4334 | 0.048875 | 0 | 0 | 0.09775 | 313.6842 | 0.049419 | 0 | 0 | 0.098838 | 313.8514 | 0.049782 | 0 | 0 | 0.099563 | 314.1022 | 0.050326 | 0 | 0 | 0.10065 | 314.2695 | 0.050688 | 0 | 0 | 0.10138 | 314.4367 | 0.051051 | 0 | 0 | 0.1021
2017-03-17 | 278.277 | 0.82943 |  | 292.2089 | 0.0028389 | 0 | 0 | 0.0056778 | 300.4202 | 0.020649 | 0 | 0 | 0.041299 | 307.1386 | 0.035222 | 0 | 0 | 0.070443 | 307.3875 | 0.035761 | 0 | 0 | 0.071523 | 307.5533 | 0.036121 | 0 | 0 | 0.072242 | 307.8022 | 0.036661 | 0 | 0 | 0.073322 | 308.051 | 0.037201 | 0 | 0 | 0.074401 | 308.2998 | 0.03774 | 0 | 0 | 0.07548 | 308.6316 | 0.03846 | 0 | 0 | 0.07692 | 308.8804 | 0.039 | 0 | 0 | 0.077999 | 309.0463 | 0.039359 | 0 | 0 | 0.078719 | 309.2952 | 0.039899 | 0 | 0 | 0.079798 | 309.461 | 0.040259 | 0 | 0 | 0.080518 | 309.7099 | 0.040799 | 0 | 0 | 0.081597 | 309.9587 | 0.041338 | 0 | 0 | 0.082677 | 310.1246 | 0.041698 | 0 | 0 | 0.083396 | 310.3734 | 0.042238 | 0 | 0 | 0.084476 | 310.6222 | 0.042778 | 0 | 0 | 0.085555 | 310.7052 | 0.042957 | 0 | 0 | 0.085915 | 310.954 | 0.043497 | 0 | 0 | 0.086994 | 311.2028 | 0.044037 | 0 | 0 | 0.088074 | 311.3687 | 0.044397 | 0 | 0 | 0.088793 | 311.6176 | 0.044936 | 0 | 0 | 0.089873 | 311.7835 | 0.045296 | 0 | 0 | 0.090592 | 311.9493 | 0.045656 | 0 | 0 | 0.091312
2017-03-17 01:00 | 284.7782 | 0.84881 |  | 299.0355 | 0.017646 | 0 | 0 | 0.035292 | 307.4387 | 0.035873 | 0 | 0 | 0.071745 | 314.3141 | 0.050785 | 0 | 0 | 0.10157 | 314.5687 | 0.051337 | 0 | 0 | 0.10267 | 314.7385 | 0.051706 | 0 | 0 | 0.10341 | 314.9931 | 0.052258 | 0 | 0 | 0.10452 | 315.2478 | 0.05281 | 0 | 0 | 0.10562 | 315.5024 | 0.053363 | 0 | 0 | 0.10673 | 315.8419 | 0.054099 | 0 | 0 | 0.1082 | 316.0966 | 0.054651 | 0 | 0 | 0.1093 | 316.2663 | 0.05502 | 0 | 0 | 0.11004 | 316.521 | 0.055572 | 0 | 0 | 0.11114 | 316.6907 | 0.05594 | 0 | 0 | 0.11188 | 316.9454 | 0.056492 | 0 | 0 | 0.11298 | 317.2 | 0.057045 | 0 | 0 | 0.11409 | 317.3698 | 0.057413 | 0 | 0 | 0.11483 | 317.6244 | 0.057965 | 0 | 0 | 0.11593 | 317.8791 | 0.058518 | 0 | 0 | 0.11704 | 317.964 | 0.058702 | 0 | 0 | 0.1174 | 318.2186 | 0.059254 | 0 | 0 | 0.11851 | 318.4732 | 0.059806 | 0 | 0 | 0.11961 | 318.643 | 0.060175 | 0 | 0 | 0.12035 | 318.8977 | 0.060727 | 0 | 0 | 0.12145 | 319.0674 | 0.061095 | 0 | 0 | 0.12219 | 319.2372 | 0.061463 | 0 | 0 | 0.12293
2017-03-17 02:00 | 285.2446 | 0.8502 |  | 299.5253 | 0.018708 | 0 | 0 | 0.037416 | 307.9422 | 0.036965 | 0 | 0 | 0.073929 | 314.8288 | 0.051902 | 0 | 0 | 0.1038 | 315.0839 | 0.052455 | 0 | 0 | 0.10491 | 315.2539 | 0.052824 | 0 | 0 | 0.10565 | 315.509 | 0.053377 | 0 | 0 | 0.10675 | 315.7641 | 0.05393 | 0 | 0 | 0.10786 | 316.0191 | 0.054483 | 0 | 0 | 0.10897 | 316.3592 | 0.055221 | 0 | 0 | 0.11044 | 316.6143 | 0.055774 | 0 | 0 | 0.11155 | 316.7843 | 0.056143 | 0 | 0 | 0.11229 | 317.0394 | 0.056696 | 0 | 0 | 0.11339 | 317.2094 | 0.057065 | 0 | 0 | 0.11413 | 317.4645 | 0.057618 | 0 | 0 | 0.11524 | 317.7195 | 0.058172 | 0 | 0 | 0.11634 | 317.8896 | 0.05854 | 0 | 0 | 0.11708 | 318.1446 | 0.059094 | 0 | 0 | 0.11819 | 318.3997 | 0.059647 | 0 | 0 | 0.11929 | 318.4847 | 0.059831 | 0 | 0 | 0.11966 | 318.7398 | 0.060384 | 0 | 0 | 0.12077 | 318.9948 | 0.060938 | 0 | 0 | 0.12188 | 319.1649 | 0.061306 | 0 | 0 | 0.12261 | 319.4199 | 0.06186 | 0 | 0 | 0.12372 | 319.59 | 0.062229 | 0 | 0 | 0.12446 | 319.76 | 0.062597 | 0 | 0 | 0.12519
2017-03-17 03:00 | 285.5651 | 0.85115 |  | 299.8618 | 0.019438 | 0 | 0 | 0.038876 | 308.2883 | 0.037715 | 0 | 0 | 0.07543 | 315.1826 | 0.052669 | 0 | 0 | 0.10534 | 315.438 | 0.053223 | 0 | 0 | 0.10645 | 315.6082 | 0.053592 | 0 | 0 | 0.10718 | 315.8635 | 0.054146 | 0 | 0 | 0.10829 | 316.1189 | 0.0547 | 0 | 0 | 0.1094 | 316.3742 | 0.055254 | 0 | 0 | 0.11051 | 316.7147 | 0.055992 | 0 | 0 | 0.11198 | 316.97 | 0.056546 | 0 | 0 | 0.11309 | 317.1403 | 0.056915 | 0 | 0 | 0.11383 | 317.3956 | 0.057469 | 0 | 0 | 0.11494 | 317.5658 | 0.057838 | 0 | 0 | 0.11568 | 317.8212 | 0.058392 | 0 | 0 | 0.11678 | 318.0765 | 0.058946 | 0 | 0 | 0.11789 | 318.2468 | 0.059315 | 0 | 0 | 0.11863 | 318.5021 | 0.059869 | 0 | 0 | 0.11974 | 318.7575 | 0.060423 | 0 | 0 | 0.12085 | 318.8426 | 0.060607 | 0 | 0 | 0.12121 | 319.0979 | 0.061161 | 0 | 0 | 0.12232 | 319.3533 | 0.061715 | 0 | 0 | 0.12343 | 319.5235 | 0.062084 | 0 | 0 | 0.12417 | 319.7788 | 0.062638 | 0 | 0 | 0.12528 | 319.9491 | 0.063007 | 0 | 0 | 0.12601 | 320.1193 | 0.063377 | 0 | 0 | 0.12675
2017-03-17 04:00 | 287.4694 | 0.85683 |  | 301.8615 | 0.023776 | 0 | 0 | 0.047551 | 310.3441 | 0.042174 | 0 | 0 | 0.084349 | 317.2845 | 0.057228 | 0 | 0 | 0.11446 | 317.5415 | 0.057785 | 0 | 0 | 0.11557 | 317.7129 | 0.058157 | 0 | 0 | 0.11631 | 317.9699 | 0.058715 | 0 | 0 | 0.11743 | 318.227 | 0.059272 | 0 | 0 | 0.11854 | 318.484 | 0.05983 | 0 | 0 | 0.11966 | 318.8268 | 0.060573 | 0 | 0 | 0.12115 | 319.0838 | 0.061131 | 0 | 0 | 0.12226 | 319.2552 | 0.061502 | 0 | 0 | 0.123 | 319.5122 | 0.06206 | 0 | 0 | 0.12412 | 319.6836 | 0.062432 | 0 | 0 | 0.12486 | 319.9406 | 0.062989 | 0 | 0 | 0.12598 | 320.1977 | 0.063547 | 0 | 0 | 0.12709 | 320.3691 | 0.063918 | 0 | 0 | 0.12784 | 320.6261 | 0.064476 | 0 | 0 | 0.12895 | 320.8832 | 0.065033 | 0 | 0 | 0.13007 | 320.9688 | 0.065219 | 0 | 0 | 0.13044 | 321.2259 | 0.065777 | 0 | 0 | 0.13155 | 321.4829 | 0.066334 | 0 | 0 | 0.13267 | 321.6543 | 0.066706 | 0 | 0 | 0.13341 | 321.9113 | 0.067264 | 0 | 0 | 0.13453 | 322.0827 | 0.067635 | 0 | 0 | 0.13527 | 322.2541 | 0.068007 | 0 | 0 | 0.13601
2017-03-17 05:00 | 289.0407 | 0.86151 |  | 303.5114 | 0.027354 | 0 | 0 | 0.054708 | 312.0404 | 0.045854 | 0 | 0 | 0.091707 | 319.0187 | 0.060989 | 0 | 0 | 0.12198 | 319.2771 | 0.06155 | 0 | 0 | 0.1231 | 319.4495 | 0.061924 | 0 | 0 | 0.12385 | 319.7079 | 0.062484 | 0 | 0 | 0.12497 | 319.9664 | 0.063045 | 0 | 0 | 0.12609 | 320.2248 | 0.063606 | 0 | 0 | 0.12721 | 320.5694 | 0.064353 | 0 | 0 | 0.12871 | 320.8279 | 0.064914 | 0 | 0 | 0.12983 | 321.0002 | 0.065287 | 0 | 0 | 0.13057 | 321.2586 | 0.065848 | 0 | 0 | 0.1317 | 321.4309 | 0.066222 | 0 | 0 | 0.13244 | 321.6894 | 0.066782 | 0 | 0 | 0.13356 | 321.9478 | 0.067343 | 0 | 0 | 0.13469 | 322.1201 | 0.067716 | 0 | 0 | 0.13543 | 322.3786 | 0.068277 | 0 | 0 | 0.13655 | 322.6371 | 0.068838 | 0 | 0 | 0.13768 | 322.7232 | 0.069025 | 0 | 0 | 0.13805 | 322.9817 | 0.069585 | 0 | 0 | 0.13917 | 323.2401 | 0.070146 | 0 | 0 | 0.14029 | 323.4124 | 0.070519 | 0 | 0 | 0.14104 | 323.6709 | 0.07108 | 0 | 0 | 0.14216 | 323.8432 | 0.071454 | 0 | 0 | 0.14291 | 324.0155 | 0.071827 | 0 | 0 | 0.14365
2017-03-17 06:00 | 286.0038 | 0.85246 |  | 300.3225 | 0.020437 | 0 | 0 | 0.040875 | 308.7619 | 0.038742 | 0 | 0 | 0.077485 | 315.6668 | 0.053719 | 0 | 0 | 0.10744 | 315.9226 | 0.054274 | 0 | 0 | 0.10855 | 316.093 | 0.054644 | 0 | 0 | 0.10929 | 316.3488 | 0.055198 | 0 | 0 | 0.1104 | 316.6045 | 0.055753 | 0 | 0 | 0.11151 | 316.8603 | 0.056308 | 0 | 0 | 0.11262 | 317.2012 | 0.057047 | 0 | 0 | 0.11409 | 317.457 | 0.057602 | 0 | 0 | 0.1152 | 317.6275 | 0.057972 | 0 | 0 | 0.11594 | 317.8832 | 0.058527 | 0 | 0 | 0.11705 | 318.0537 | 0.058896 | 0 | 0 | 0.11779 | 318.3094 | 0.059451 | 0 | 0 | 0.1189 | 318.5652 | 0.060006 | 0 | 0 | 0.12001 | 318.7357 | 0.060376 | 0 | 0 | 0.12075 | 318.9914 | 0.06093 | 0 | 0 | 0.12186 | 319.2472 | 0.061485 | 0 | 0 | 0.12297 | 319.3324 | 0.06167 | 0 | 0 | 0.12334 | 319.5881 | 0.062225 | 0 | 0 | 0.12445 | 319.8439 | 0.062779 | 0 | 0 | 0.12556 | 320.0144 | 0.063149 | 0 | 0 | 0.1263 | 320.2701 | 0.063704 | 0 | 0 | 0.12741 | 320.4406 | 0.064074 | 0 | 0 | 0.12815 | 320.6111 | 0.064443 | 0 | 0 | 0.12889
2017-03-17 07:00 | 278.0131 | 0.82865 |  | 291.9317 | 0.0022378 | 0 | 0 | 0.0044757 | 300.1353 | 0.020031 | 0 | 0 | 0.040063 | 306.8473 | 0.03459 | 0 | 0 | 0.06918 | 307.0959 | 0.035129 | 0 | 0 | 0.070258 | 307.2617 | 0.035488 | 0 | 0 | 0.070977 | 307.5103 | 0.036028 | 0 | 0 | 0.072055 | 307.7589 | 0.036567 | 0 | 0 | 0.073134 | 308.0075 | 0.037106 | 0 | 0 | 0.074212 | 308.3389 | 0.037825 | 0 | 0 | 0.07565 | 308.5875 | 0.038364 | 0 | 0 | 0.076728 | 308.7532 | 0.038724 | 0 | 0 | 0.077447 | 309.0018 | 0.039263 | 0 | 0 | 0.078526 | 309.1676 | 0.039622 | 0 | 0 | 0.079245 | 309.4161 | 0.040162 | 0 | 0 | 0.080323 | 309.6647 | 0.040701 | 0 | 0 | 0.081401 | 309.8305 | 0.04106 | 0 | 0 | 0.08212 | 310.0791 | 0.041599 | 0 | 0 | 0.083199 | 310.3277 | 0.042139 | 0 | 0 | 0.084277 | 310.4105 | 0.042318 | 0 | 0 | 0.084637 | 310.6591 | 0.042858 | 0 | 0 | 0.085715 | 310.9077 | 0.043397 | 0 | 0 | 0.086793 | 311.0734 | 0.043756 | 0 | 0 | 0.087512 | 311.322 | 0.044295 | 0 | 0 | 0.088591 | 311.4878 | 0.044655 | 0 | 0 | 0.08931 | 311.6535 | 0.045014 | 0 | 0 | 0.090029
2017-03-17 08:00 | 265.0597 | 0.79004 |  | 278.3298 | 0 | 0 | 0 | 0 | 286.1512 | 0 | 0 | 0 | 0 | 292.5505 | 0.0035799 | 0 | 0 | 0.0071599 | 292.7875 | 0.004094 | 0 | 0 | 0.008188 | 292.9455 | 0.0044367 | 0 | 0 | 0.0088735 | 293.1825 | 0.0049508 | 0 | 0 | 0.0099016 | 293.4195 | 0.0054649 | 0 | 0 | 0.01093 | 293.6566 | 0.005979 | 0 | 0 | 0.011958 | 293.9726 | 0.0066644 | 0 | 0 | 0.013329 | 294.2096 | 0.0071785 | 0 | 0 | 0.014357 | 294.3676 | 0.0075212 | 0 | 0 | 0.015042 | 294.6046 | 0.0080353 | 0 | 0 | 0.016071 | 294.7626 | 0.008378 | 0 | 0 | 0.016756 | 294.9996 | 0.0088921 | 0 | 0 | 0.017784 | 295.2366 | 0.0094061 | 0 | 0 | 0.018812 | 295.3946 | 0.0097489 | 0 | 0 | 0.019498 | 295.6316 | 0.010263 | 0 | 0 | 0.020526 | 295.8687 | 0.010777 | 0 | 0 | 0.021554 | 295.9477 | 0.010948 | 0 | 0 | 0.021897 | 296.1847 | 0.011462 | 0 | 0 | 0.022925 | 296.4217 | 0.011977 | 0 | 0 | 0.023953 | 296.5797 | 0.012319 | 0 | 0 | 0.024639 | 296.8167 | 0.012833 | 0 | 0 | 0.025667 | 296.9747 | 0.013176 | 0 | 0 | 0.026352 | 297.1327 | 0.013519 | 0 | 0 | 0.027038
2017-03-17 09:00 | 272.8706 | 0.81332 |  | 286.5317 | 0 | 0 | 0 | 0 | 294.5836 | 0.0079897 | 0 | 0 | 0.015979 | 301.1715 | 0.022279 | 0 | 0 | 0.044558 | 301.4155 | 0.022808 | 0 | 0 | 0.045616 | 301.5781 | 0.023161 | 0 | 0 | 0.046322 | 301.8221 | 0.02369 | 0 | 0 | 0.04738 | 302.0661 | 0.024219 | 0 | 0 | 0.048439 | 302.3101 | 0.024749 | 0 | 0 | 0.049497 | 302.6354 | 0.025454 | 0 | 0 | 0.050908 | 302.8794 | 0.025983 | 0 | 0 | 0.051967 | 303.0421 | 0.026336 | 0 | 0 | 0.052672 | 303.2861 | 0.026865 | 0 | 0 | 0.053731 | 303.4488 | 0.027218 | 0 | 0 | 0.054436 | 303.6927 | 0.027747 | 0 | 0 | 0.055495 | 303.9367 | 0.028277 | 0 | 0 | 0.056553 | 304.0994 | 0.02863 | 0 | 0 | 0.057259 | 304.3434 | 0.029159 | 0 | 0 | 0.058317 | 304.5874 | 0.029688 | 0 | 0 | 0.059376 | 304.6687 | 0.029864 | 0 | 0 | 0.059729 | 304.9127 | 0.030394 | 0 | 0 | 0.060787 | 305.1567 | 0.030923 | 0 | 0 | 0.061846 | 305.3194 | 0.031276 | 0 | 0 | 0.062551 | 305.5634 | 0.031805 | 0 | 0 | 0.06361 | 305.726 | 0.032158 | 0 | 0 | 0.064315 | 305.8887 | 0.032511 | 0 | 0 | 0.065021
2017-03-17 10:00 | 270.3954 | 0.80594 |  | 283.9327 | 0 | 0 | 0 | 0 | 291.9115 | 0.002194 | 0 | 0 | 0.004388 | 298.4396 | 0.016353 | 0 | 0 | 0.032707 | 298.6814 | 0.016878 | 0 | 0 | 0.033756 | 298.8426 | 0.017228 | 0 | 0 | 0.034455 | 299.0844 | 0.017752 | 0 | 0 | 0.035504 | 299.3262 | 0.018276 | 0 | 0 | 0.036553 | 299.568 | 0.018801 | 0 | 0 | 0.037602 | 299.8903 | 0.0195 | 0 | 0 | 0.039 | 300.1321 | 0.020024 | 0 | 0 | 0.040049 | 300.2933 | 0.020374 | 0 | 0 | 0.040748 | 300.5351 | 0.020899 | 0 | 0 | 0.041797 | 300.6963 | 0.021248 | 0 | 0 | 0.042496 | 300.9381 | 0.021773 | 0 | 0 | 0.043545 | 301.1798 | 0.022297 | 0 | 0 | 0.044594 | 301.341 | 0.022647 | 0 | 0 | 0.045293 | 301.5828 | 0.023171 | 0 | 0 | 0.046342 | 301.8246 | 0.023695 | 0 | 0 | 0.047391 | 301.9052 | 0.02387 | 0 | 0 | 0.04774 | 302.147 | 0.024395 | 0 | 0 | 0.048789 | 302.3888 | 0.024919 | 0 | 0 | 0.049838 | 302.5499 | 0.025269 | 0 | 0 | 0.050537 | 302.7917 | 0.025793 | 0 | 0 | 0.051586 | 302.9529 | 0.026143 | 0 | 0 | 0.052286 | 303.1141 | 0.026492 | 0 | 0 | 0.052985
2017-03-17 11:00 | 272.3014 | 0.81162 |  | 285.9341 | 0 | 0 | 0 | 0 | 293.9691 | 0.006657 | 0 | 0 | 0.013314 | 300.5433 | 0.020916 | 0 | 0 | 0.041833 | 300.7868 | 0.021444 | 0 | 0 | 0.042889 | 300.9491 | 0.021796 | 0 | 0 | 0.043593 | 301.1926 | 0.022325 | 0 | 0 | 0.044649 | 301.4361 | 0.022853 | 0 | 0 | 0.045705 | 301.6795 | 0.023381 | 0 | 0 | 0.046762 | 302.0042 | 0.024085 | 0 | 0 | 0.04817 | 302.2477 | 0.024613 | 0 | 0 | 0.049226 | 302.41 | 0.024965 | 0 | 0 | 0.04993 | 302.6535 | 0.025493 | 0 | 0 | 0.050987 | 302.8158 | 0.025845 | 0 | 0 | 0.051691 | 303.0593 | 0.026374 | 0 | 0 | 0.052747 | 303.3028 | 0.026902 | 0 | 0 | 0.053803 | 303.4651 | 0.027254 | 0 | 0 | 0.054507 | 303.7086 | 0.027782 | 0 | 0 | 0.055564 | 303.9521 | 0.02831 | 0 | 0 | 0.05662 | 304.0332 | 0.028486 | 0 | 0 | 0.056972 | 304.2767 | 0.029014 | 0 | 0 | 0.058028 | 304.5202 | 0.029542 | 0 | 0 | 0.059084 | 304.6825 | 0.029894 | 0 | 0 | 0.059789 | 304.926 | 0.030422 | 0 | 0 | 0.060845 | 305.0884 | 0.030775 | 0 | 0 | 0.061549 | 305.2507 | 0.031127 | 0 | 0 | 0.062253
2017-03-17 12:00 | 269.5903 | 0.80354 |  | 283.0873 | 0 | 0 | 0 | 0 | 291.0423 | 0.00030875 | 0 | 0 | 0.00061751 | 297.551 | 0.014426 | 0 | 0 | 0.028852 | 297.7921 | 0.014949 | 0 | 0 | 0.029898 | 297.9528 | 0.015298 | 0 | 0 | 0.030595 | 298.1939 | 0.01582 | 0 | 0 | 0.031641 | 298.4349 | 0.016343 | 0 | 0 | 0.032686 | 298.676 | 0.016866 | 0 | 0 | 0.033732 | 298.9974 | 0.017563 | 0 | 0 | 0.035127 | 299.2385 | 0.018086 | 0 | 0 | 0.036172 | 299.3992 | 0.018435 | 0 | 0 | 0.036869 | 299.6402 | 0.018958 | 0 | 0 | 0.037915 | 299.8009 | 0.019306 | 0 | 0 | 0.038612 | 300.042 | 0.019829 | 0 | 0 | 0.039658 | 300.2831 | 0.020352 | 0 | 0 | 0.040704 | 300.4438 | 0.0207 | 0 | 0 | 0.041401 | 300.6848 | 0.021223 | 0 | 0 | 0.042447 | 300.9259 | 0.021746 | 0 | 0 | 0.043492 | 301.0062 | 0.02192 | 0 | 0 | 0.043841 | 301.2473 | 0.022443 | 0 | 0 | 0.044887 | 301.4884 | 0.022966 | 0 | 0 | 0.045932 | 301.6491 | 0.023315 | 0 | 0 | 0.04663 | 301.8901 | 0.023838 | 0 | 0 | 0.047675 | 302.0509 | 0.024186 | 0 | 0 | 0.048372 | 302.2116 | 0.024535 | 0 | 0 | 0.04907
2017-03-17 13:00 | 271.2019 | 0.80834 |  | 284.7796 | 0 | 0 | 0 | 0 | 292.7822 | 0.0040825 | 0 | 0 | 0.008165 | 299.3298 | 0.018284 | 0 | 0 | 0.036568 | 299.5723 | 0.01881 | 0 | 0 | 0.03762 | 299.734 | 0.019161 | 0 | 0 | 0.038322 | 299.9765 | 0.019687 | 0 | 0 | 0.039374 | 300.219 | 0.020213 | 0 | 0 | 0.040426 | 300.4615 | 0.020739 | 0 | 0 | 0.041478 | 300.7848 | 0.02144 | 0 | 0 | 0.04288 | 301.0273 | 0.021966 | 0 | 0 | 0.043932 | 301.189 | 0.022317 | 0 | 0 | 0.044634 | 301.4315 | 0.022843 | 0 | 0 | 0.045686 | 301.5931 | 0.023193 | 0 | 0 | 0.046387 | 301.8357 | 0.023719 | 0 | 0 | 0.047439 | 302.0782 | 0.024245 | 0 | 0 | 0.048491 | 302.2398 | 0.024596 | 0 | 0 | 0.049192 | 302.4823 | 0.025122 | 0 | 0 | 0.050244 | 302.7248 | 0.025648 | 0 | 0 | 0.051296 | 302.8057 | 0.025823 | 0 | 0 | 0.051647 | 303.0482 | 0.026349 | 0 | 0 | 0.052699 | 303.2907 | 0.026875 | 0 | 0 | 0.053751 | 303.4523 | 0.027226 | 0 | 0 | 0.054452 | 303.6948 | 0.027752 | 0 | 0 | 0.055504 | 303.8565 | 0.028103 | 0 | 0 | 0.056205 | 304.0182 | 0.028453 | 0 | 0 | 0.056907
2017-03-17 14:00 | 253.8348 | 0.75658 |  | 266.543 | 0 | 0 | 0 | 0 | 274.0331 | 0 | 0 | 0 | 0 | 280.1614 | 0 | 0 | 0 | 0 | 280.3884 | 0 | 0 | 0 | 0 | 280.5397 | 0 | 0 | 0 | 0 | 280.7667 | 0 | 0 | 0 | 0 | 280.9937 | 0 | 0 | 0 | 0 | 281.2206 | 0 | 0 | 0 | 0 | 281.5233 | 0 | 0 | 0 | 0 | 281.7502 | 0 | 0 | 0 | 0 | 281.9016 | 0 | 0 | 0 | 0 | 282.1285 | 0 | 0 | 0 | 0 | 282.2798 | 0 | 0 | 0 | 0 | 282.5068 | 0 | 0 | 0 | 0 | 282.7338 | 0 | 0 | 0 | 0 | 282.8851 | 0 | 0 | 0 | 0 | 283.1121 | 0 | 0 | 0 | 0 | 283.3391 | 0 | 0 | 0 | 0 | 283.4147 | 0 | 0 | 0 | 0 | 283.6417 | 0 | 0 | 0 | 0 | 283.8687 | 0 | 0 | 0 | 0 | 284.02 | 0 | 0 | 0 | 0 | 284.2469 | 0 | 0 | 0 | 0 | 284.3983 | 0 | 0 | 0 | 0 | 284.5496 | 0 | 0 | 0 | 0
2017-03-17 15:00 | 234.966 | 0.70034 |  | 246.7295 | 0 | 0 | 0 | 0 | 253.6628 | 0 | 0 | 0 | 0 | 259.3356 | 0 | 0 | 0 | 0 | 259.5457 | 0 | 0 | 0 | 0 | 259.6858 | 0 | 0 | 0 | 0 | 259.8959 | 0 | 0 | 0 | 0 | 260.106 | 0 | 0 | 0 | 0 | 260.3161 | 0 | 0 | 0 | 0 | 260.5962 | 0 | 0 | 0 | 0 | 260.8063 | 0 | 0 | 0 | 0 | 260.9464 | 0 | 0 | 0 | 0 | 261.1565 | 0 | 0 | 0 | 0 | 261.2965 | 0 | 0 | 0 | 0 | 261.5066 | 0 | 0 | 0 | 0 | 261.7168 | 0 | 0 | 0 | 0 | 261.8568 | 0 | 0 | 0 | 0 | 262.0669 | 0 | 0 | 0 | 0 | 262.277 | 0 | 0 | 0 | 0 | 262.3471 | 0 | 0 | 0 | 0 | 262.5572 | 0 | 0 | 0 | 0 | 262.7673 | 0 | 0 | 0 | 0 | 262.9073 | 0 | 0 | 0 | 0 | 263.1174 | 0 | 0 | 0 | 0 | 263.2575 | 0 | 0 | 0 | 0 | 263.3976 | 0 | 0 | 0 | 0
2017-03-17 16:00 | 243.1258 | 0.72466 |  | 255.2978 | 0 | 0 | 0 | 0 | 262.472 | 0 | 0 | 0 | 0 | 268.3417 | 0 | 0 | 0 | 0 | 268.5591 | 0 | 0 | 0 | 0 | 268.704 | 0 | 0 | 0 | 0 | 268.9214 | 0 | 0 | 0 | 0 | 269.1388 | 0 | 0 | 0 | 0 | 269.3562 | 0 | 0 | 0 | 0 | 269.6461 | 0 | 0 | 0 | 0 | 269.8635 | 0 | 0 | 0 | 0 | 270.0084 | 0 | 0 | 0 | 0 | 270.2258 | 0 | 0 | 0 | 0 | 270.3708 | 0 | 0 | 0 | 0 | 270.5882 | 0 | 0 | 0 | 0 | 270.8055 | 0 | 0 | 0 | 0 | 270.9505 | 0 | 0 | 0 | 0 | 271.1679 | 0 | 0 | 0 | 0 | 271.3853 | 0 | 0 | 0 | 0 | 271.4577 | 0 | 0 | 0 | 0 | 271.6751 | 0 | 0 | 0 | 0 | 271.8925 | 0 | 0 | 0 | 0 | 272.0375 | 0 | 0 | 0 | 0 | 272.2549 | 0 | 0 | 0 | 0 | 272.3998 | 0 | 0 | 0 | 0 | 272.5447 | 0 | 0 | 0 | 0
2017-03-17 17:00 | 247.8483 | 0.73874 |  | 260.2567 | 0 | 0 | 0 | 0 | 267.5702 | 0 | 0 | 0 | 0 | 273.554 | 0 | 0 | 0 | 0 | 273.7756 | 0 | 0 | 0 | 0 | 273.9233 | 0 | 0 | 0 | 0 | 274.145 | 0 | 0 | 0 | 0 | 274.3666 | 0 | 0 | 0 | 0 | 274.5882 | 0 | 0 | 0 | 0 | 274.8837 | 0 | 0 | 0 | 0 | 275.1053 | 0 | 0 | 0 | 0 | 275.2531 | 0 | 0 | 0 | 0 | 275.4747 | 0 | 0 | 0 | 0 | 275.6224 | 0 | 0 | 0 | 0 | 275.8441 | 0 | 0 | 0 | 0 | 276.0657 | 0 | 0 | 0 | 0 | 276.2134 | 0 | 0 | 0 | 0 | 276.4351 | 0 | 0 | 0 | 0 | 276.6567 | 0 | 0 | 0 | 0 | 276.7305 | 0 | 0 | 0 | 0 | 276.9522 | 0 | 0 | 0 | 0 | 277.1738 | 0 | 0 | 0 | 0 | 277.3215 | 0 | 0 | 0 | 0 | 277.5432 | 0 | 0 | 0 | 0 | 277.6909 | 0 | 0 | 0 | 0 | 277.8386 | 0 | 0 | 0 | 0
2017-03-17 18:00 | 261.9696 | 0.78083 |  | 275.0851 | 0 | 0 | 0 | 0 | 282.8153 | 0 | 0 | 0 | 0 | 289.14 | 0 | 0 | 0 | 0 | 289.3742 | 0 | 0 | 0 | 0 | 289.5304 | 0 | 0 | 0 | 0 | 289.7646 | 0 | 0 | 0 | 0 | 289.9989 | 0 | 0 | 0 | 0 | 290.2331 | 0 | 0 | 0 | 0 | 290.5454 | 0 | 0 | 0 | 0 | 290.7797 | 0 | 0 | 0 | 0 | 290.9359 | 7.7766e-05 | 0 | 0 | 0.00015553 | 291.1701 | 0.00058585 | 0 | 0 | 0.0011717 | 291.3263 | 0.00092457 | 0 | 0 | 0.0018491 | 291.5605 | 0.0014327 | 0 | 0 | 0.0028653 | 291.7948 | 0.0019407 | 0 | 0 | 0.0038815 | 291.9509 | 0.0022795 | 0 | 0 | 0.0045589 | 292.1852 | 0.0027875 | 0 | 0 | 0.0055751 | 292.4194 | 0.0032956 | 0 | 0 | 0.0065913 | 292.4975 | 0.003465 | 0 | 0 | 0.00693 | 292.7318 | 0.0039731 | 0 | 0 | 0.0079461 | 292.966 | 0.0044812 | 0 | 0 | 0.0089623 | 293.1222 | 0.0048199 | 0 | 0 | 0.0096398 | 293.3564 | 0.005328 | 0 | 0 | 0.010656 | 293.5126 | 0.0056667 | 0 | 0 | 0.011333 | 293.6687 | 0.0060054 | 0 | 0 | 0.012011
2017-03-17 19:00 | 266.1448 | 0.79327 |  | 279.4693 | 0 | 0 | 0 | 0 | 287.3227 | 0 | 0 | 0 | 0 | 293.7481 | 0.0061776 | 0 | 0 | 0.012355 | 293.9861 | 0.0066938 | 0 | 0 | 0.013388 | 294.1448 | 0.0070379 | 0 | 0 | 0.014076 | 294.3828 | 0.0075541 | 0 | 0 | 0.015108 | 294.6207 | 0.0080703 | 0 | 0 | 0.016141 | 294.8587 | 0.0085865 | 0 | 0 | 0.017173 | 295.176 | 0.0092747 | 0 | 0 | 0.018549 | 295.414 | 0.0097909 | 0 | 0 | 0.019582 | 295.5727 | 0.010135 | 0 | 0 | 0.02027 | 295.8106 | 0.010651 | 0 | 0 | 0.021302 | 295.9693 | 0.010995 | 0 | 0 | 0.021991 | 296.2073 | 0.011512 | 0 | 0 | 0.023023 | 296.4453 | 0.012028 | 0 | 0 | 0.024055 | 296.6039 | 0.012372 | 0 | 0 | 0.024744 | 296.8419 | 0.012888 | 0 | 0 | 0.025776 | 297.0799 | 0.013404 | 0 | 0 | 0.026808 | 297.1592 | 0.013576 | 0 | 0 | 0.027152 | 297.3972 | 0.014092 | 0 | 0 | 0.028185 | 297.6352 | 0.014609 | 0 | 0 | 0.029217 | 297.7938 | 0.014953 | 0 | 0 | 0.029905 | 298.0318 | 0.015469 | 0 | 0 | 0.030938 | 298.1905 | 0.015813 | 0 | 0 | 0.031626 | 298.3491 | 0.016157 | 0 | 0 | 0.032314
2017-03-17 20:00 | 264.3555 | 0.78794 |  | 277.5904 | 0 | 0 | 0 | 0 | 285.3909 | 0 | 0 | 0 | 0 | 291.7732 | 0.0018941 | 0 | 0 | 0.0037881 | 292.0096 | 0.0024068 | 0 | 0 | 0.0048136 | 292.1672 | 0.0027486 | 0 | 0 | 0.0054972 | 292.4036 | 0.0032613 | 0 | 0 | 0.0065226 | 292.64 | 0.003774 | 0 | 0 | 0.007548 | 292.8764 | 0.0042867 | 0 | 0 | 0.0085734 | 293.1915 | 0.0049703 | 0 | 0 | 0.0099407 | 293.4279 | 0.005483 | 0 | 0 | 0.010966 | 293.5855 | 0.0058248 | 0 | 0 | 0.01165 | 293.8219 | 0.0063376 | 0 | 0 | 0.012675 | 293.9795 | 0.0066794 | 0 | 0 | 0.013359 | 294.2158 | 0.0071921 | 0 | 0 | 0.014384 | 294.4522 | 0.0077048 | 0 | 0 | 0.01541 | 294.6098 | 0.0080466 | 0 | 0 | 0.016093 | 294.8462 | 0.0085593 | 0 | 0 | 0.017119 | 295.0826 | 0.009072 | 0 | 0 | 0.018144 | 295.1614 | 0.0092429 | 0 | 0 | 0.018486 | 295.3978 | 0.0097556 | 0 | 0 | 0.019511 | 295.6341 | 0.010268 | 0 | 0 | 0.020537 | 295.7917 | 0.01061 | 0 | 0 | 0.02122 | 296.0281 | 0.011123 | 0 | 0 | 0.022246 | 296.1857 | 0.011465 | 0 | 0 | 0.022929 | 296.3433 | 0.011806 | 0 | 0 | 0.023613
2017-03-17 21:00 | 271.4042 | 0.80895 |  | 284.992 | 0 | 0 | 0 | 0 | 293.0005 | 0.004556 | 0 | 0 | 0.0091121 | 299.553 | 0.018768 | 0 | 0 | 0.037537 | 299.7957 | 0.019295 | 0 | 0 | 0.038589 | 299.9575 | 0.019646 | 0 | 0 | 0.039291 | 300.2001 | 0.020172 | 0 | 0 | 0.040344 | 300.4428 | 0.020698 | 0 | 0 | 0.041397 | 300.6855 | 0.021225 | 0 | 0 | 0.04245 | 301.0091 | 0.021927 | 0 | 0 | 0.043853 | 301.2518 | 0.022453 | 0 | 0 | 0.044906 | 301.4136 | 0.022804 | 0 | 0 | 0.045608 | 301.6563 | 0.02333 | 0 | 0 | 0.046661 | 301.818 | 0.023681 | 0 | 0 | 0.047362 | 302.0607 | 0.024208 | 0 | 0 | 0.048415 | 302.3034 | 0.024734 | 0 | 0 | 0.049468 | 302.4652 | 0.025085 | 0 | 0 | 0.05017 | 302.7079 | 0.025611 | 0 | 0 | 0.051223 | 302.9506 | 0.026138 | 0 | 0 | 0.052275 | 303.0315 | 0.026313 | 0 | 0 | 0.052626 | 303.2741 | 0.02684 | 0 | 0 | 0.053679 | 303.5168 | 0.027366 | 0 | 0 | 0.054732 | 303.6786 | 0.027717 | 0 | 0 | 0.055434 | 303.9213 | 0.028243 | 0 | 0 | 0.056486 | 304.0831 | 0.028594 | 0 | 0 | 0.057188 | 304.2449 | 0.028945 | 0 | 0 | 0.05789
2017-03-17 22:00 | 276.7587 | 0.82491 |  | 290.6145 | 0 | 0 | 0 | 0 | 298.7811 | 0.017094 | 0 | 0 | 0.034188 | 305.4628 | 0.031587 | 0 | 0 | 0.063173 | 305.7103 | 0.032124 | 0 | 0 | 0.064247 | 305.8753 | 0.032481 | 0 | 0 | 0.064963 | 306.1227 | 0.033018 | 0 | 0 | 0.066036 | 306.3702 | 0.033555 | 0 | 0 | 0.06711 | 306.6177 | 0.034092 | 0 | 0 | 0.068183 | 306.9476 | 0.034807 | 0 | 0 | 0.069615 | 307.1951 | 0.035344 | 0 | 0 | 0.070688 | 307.3601 | 0.035702 | 0 | 0 | 0.071404 | 307.6076 | 0.036239 | 0 | 0 | 0.072477 | 307.7725 | 0.036597 | 0 | 0 | 0.073193 | 308.02 | 0.037133 | 0 | 0 | 0.074267 | 308.2675 | 0.03767 | 0 | 0 | 0.07534 | 308.4325 | 0.038028 | 0 | 0 | 0.076056 | 308.6799 | 0.038565 | 0 | 0 | 0.077129 | 308.9274 | 0.039101 | 0 | 0 | 0.078203 | 309.0099 | 0.03928 | 0 | 0 | 0.078561 | 309.2574 | 0.039817 | 0 | 0 | 0.079634 | 309.5049 | 0.040354 | 0 | 0 | 0.080708 | 309.6698 | 0.040712 | 0 | 0 | 0.081424 | 309.9173 | 0.041249 | 0 | 0 | 0.082497 | 310.0823 | 0.041606 | 0 | 0 | 0.083213 | 310.2473 | 0.041964 | 0 | 0 | 0.083928
2017-03-17 23:00 | 281.7383 | 0.83975 |  | 295.8435 | 0.010722 | 0 | 0 | 0.021445 | 304.157 | 0.028754 | 0 | 0 | 0.057509 | 310.959 | 0.043508 | 0 | 0 | 0.087016 | 311.2109 | 0.044054 | 0 | 0 | 0.088109 | 311.3788 | 0.044419 | 0 | 0 | 0.088837 | 311.6308 | 0.044965 | 0 | 0 | 0.08993 | 311.8827 | 0.045511 | 0 | 0 | 0.091023 | 312.1346 | 0.046058 | 0 | 0 | 0.092116 | 312.4705 | 0.046786 | 0 | 0 | 0.093573 | 312.7224 | 0.047333 | 0 | 0 | 0.094666 | 312.8904 | 0.047697 | 0 | 0 | 0.095394 | 313.1423 | 0.048244 | 0 | 0 | 0.096487 | 313.3103 | 0.048608 | 0 | 0 | 0.097216 | 313.5622 | 0.049154 | 0 | 0 | 0.098309 | 313.8141 | 0.049701 | 0 | 0 | 0.099401 | 313.9821 | 0.050065 | 0 | 0 | 0.10013 | 314.234 | 0.050611 | 0 | 0 | 0.10122 | 314.4859 | 0.051158 | 0 | 0 | 0.10232 | 314.5699 | 0.05134 | 0 | 0 | 0.10268 | 314.8218 | 0.051886 | 0 | 0 | 0.10377 | 315.0737 | 0.052433 | 0 | 0 | 0.10487 | 315.2417 | 0.052797 | 0 | 0 | 0.10559 | 315.4936 | 0.053344 | 0 | 0 | 0.10669 | 315.6616 | 0.053708 | 0 | 0 | 0.10742 | 315.8295 | 0.054072 | 0 | 0 | 0.10814
2017-03-18 | 293.515 | 0.87485 |  | 308.2097 | 0.037545 | 0 | 0 | 0.07509 | 316.8707 | 0.05633 | 0 | 0 | 0.11266 | 323.957 | 0.071701 | 0 | 0 | 0.1434 | 324.2195 | 0.07227 | 0 | 0 | 0.14454 | 324.3944 | 0.072649 | 0 | 0 | 0.1453 | 324.6569 | 0.073219 | 0 | 0 | 0.14644 | 324.9193 | 0.073788 | 0 | 0 | 0.14758 | 325.1818 | 0.074357 | 0 | 0 | 0.14871 | 325.5317 | 0.075116 | 0 | 0 | 0.15023 | 325.7942 | 0.075686 | 0 | 0 | 0.15137 | 325.9692 | 0.076065 | 0 | 0 | 0.15213 | 326.2316 | 0.076634 | 0 | 0 | 0.15327 | 326.4066 | 0.077014 | 0 | 0 | 0.15403 | 326.669 | 0.077583 | 0 | 0 | 0.15517 | 326.9315 | 0.078152 | 0 | 0 | 0.1563 | 327.1065 | 0.078532 | 0 | 0 | 0.15706 | 327.3689 | 0.079101 | 0 | 0 | 0.1582 | 327.6314 | 0.07967 | 0 | 0 | 0.15934 | 327.7189 | 0.07986 | 0 | 0 | 0.15972 | 327.9813 | 0.080429 | 0 | 0 | 0.16086 | 328.2438 | 0.080999 | 0 | 0 | 0.162 | 328.4187 | 0.081378 | 0 | 0 | 0.16276 | 328.6812 | 0.081947 | 0 | 0 | 0.16389 | 328.8562 | 0.082327 | 0 | 0 | 0.16465 | 329.0311 | 0.082706 | 0 | 0 | 0.16541
2017-03-18 01:00 | 297.0426 | 0.88536 |  | 311.914 | 0.045579 | 0 | 0 | 0.091159 | 320.6791 | 0.064591 | 0 | 0 | 0.12918 | 327.8506 | 0.080146 | 0 | 0 | 0.16029 | 328.1162 | 0.080722 | 0 | 0 | 0.16144 | 328.2932 | 0.081106 | 0 | 0 | 0.16221 | 328.5588 | 0.081682 | 0 | 0 | 0.16336 | 328.8245 | 0.082258 | 0 | 0 | 0.16452 | 329.0901 | 0.082834 | 0 | 0 | 0.16567 | 329.4442 | 0.083602 | 0 | 0 | 0.1672 | 329.7098 | 0.084179 | 0 | 0 | 0.16836 | 329.8869 | 0.084563 | 0 | 0 | 0.16913 | 330.1525 | 0.085139 | 0 | 0 | 0.17028 | 330.3296 | 0.085523 | 0 | 0 | 0.17105 | 330.5952 | 0.086099 | 0 | 0 | 0.1722 | 330.8608 | 0.086675 | 0 | 0 | 0.17335 | 331.0379 | 0.087059 | 0 | 0 | 0.17412 | 331.3035 | 0.087635 | 0 | 0 | 0.17527 | 331.5691 | 0.088211 | 0 | 0 | 0.17642 | 331.6576 | 0.088403 | 0 | 0 | 0.17681 | 331.9232 | 0.088979 | 0 | 0 | 0.17796 | 332.1888 | 0.089556 | 0 | 0 | 0.17911 | 332.3659 | 0.08994 | 0 | 0 | 0.17988 | 332.6315 | 0.090516 | 0 | 0 | 0.18103 | 332.8086 | 0.0909 | 0 | 0 | 0.1818 | 332.9857 | 0.091284 | 0 | 0 | 0.18257
2017-03-18 02:00 | 307.8848 | 0.91768 |  | 323.2989 | 0.070273 | 0 | 0 | 0.14055 | 332.384 | 0.089979 | 0 | 0 | 0.17996 | 339.8172 | 0.1061 | 0 | 0 | 0.2122 | 340.0925 | 0.1067 | 0 | 0 | 0.2134 | 340.276 | 0.1071 | 0 | 0 | 0.21419 | 340.5513 | 0.10769 | 0 | 0 | 0.21539 | 340.8266 | 0.10829 | 0 | 0 | 0.21658 | 341.1019 | 0.10889 | 0 | 0 | 0.21778 | 341.469 | 0.10968 | 0 | 0 | 0.21937 | 341.7443 | 0.11028 | 0 | 0 | 0.22056 | 341.9278 | 0.11068 | 0 | 0 | 0.22136 | 342.2031 | 0.11128 | 0 | 0 | 0.22255 | 342.3867 | 0.11167 | 0 | 0 | 0.22335 | 342.662 | 0.11227 | 0 | 0 | 0.22454 | 342.9373 | 0.11287 | 0 | 0 | 0.22574 | 343.1208 | 0.11327 | 0 | 0 | 0.22653 | 343.3961 | 0.11386 | 0 | 0 | 0.22773 | 343.6714 | 0.11446 | 0 | 0 | 0.22892 | 343.7632 | 0.11466 | 0 | 0 | 0.22932 | 344.0385 | 0.11526 | 0 | 0 | 0.23051 | 344.3138 | 0.11585 | 0 | 0 | 0.23171 | 344.4973 | 0.11625 | 0 | 0 | 0.23251 | 344.7727 | 0.11685 | 0 | 0 | 0.2337 | 344.9562 | 0.11725 | 0 | 0 | 0.2345 | 345.1397 | 0.11765 | 0 | 0 | 0.23529
2017-03-18 03:00 | 310.7718 | 0.92629 |  | 326.3305 | 0.076849 | 0 | 0 | 0.1537 | 335.5007 | 0.096739 | 0 | 0 | 0.19348 | 343.0037 | 0.11301 | 0 | 0 | 0.22603 | 343.2815 | 0.11362 | 0 | 0 | 0.22723 | 343.4668 | 0.11402 | 0 | 0 | 0.22803 | 343.7447 | 0.11462 | 0 | 0 | 0.22924 | 344.0226 | 0.11522 | 0 | 0 | 0.23045 | 344.3005 | 0.11583 | 0 | 0 | 0.23165 | 344.671 | 0.11663 | 0 | 0 | 0.23326 | 344.9489 | 0.11723 | 0 | 0 | 0.23446 | 345.1341 | 0.11763 | 0 | 0 | 0.23527 | 345.412 | 0.11824 | 0 | 0 | 0.23647 | 345.5973 | 0.11864 | 0 | 0 | 0.23728 | 345.8752 | 0.11924 | 0 | 0 | 0.23848 | 346.153 | 0.11984 | 0 | 0 | 0.23969 | 346.3383 | 0.12025 | 0 | 0 | 0.24049 | 346.6162 | 0.12085 | 0 | 0 | 0.2417 | 346.8941 | 0.12145 | 0 | 0 | 0.2429 | 346.9867 | 0.12165 | 0 | 0 | 0.2433 | 347.2646 | 0.12225 | 0 | 0 | 0.24451 | 347.5425 | 0.12286 | 0 | 0 | 0.24572 | 347.7277 | 0.12326 | 0 | 0 | 0.24652 | 348.0056 | 0.12386 | 0 | 0 | 0.24772 | 348.1909 | 0.12426 | 0 | 0 | 0.24853 | 348.3761 | 0.12467 | 0 | 0 | 0.24933
2017-03-18 04:00 | 315.6814 | 0.94092 |  | 331.4859 | 0.088031 | 0 | 0 | 0.17606 | 340.801 | 0.10824 | 0 | 0 | 0.21647 | 348.4224 | 0.12477 | 0 | 0 | 0.24953 | 348.7047 | 0.12538 | 0 | 0 | 0.25076 | 348.8929 | 0.12579 | 0 | 0 | 0.25157 | 349.1752 | 0.1264 | 0 | 0 | 0.2528 | 349.4575 | 0.12701 | 0 | 0 | 0.25402 | 349.7397 | 0.12762 | 0 | 0 | 0.25525 | 350.1161 | 0.12844 | 0 | 0 | 0.25688 | 350.3984 | 0.12905 | 0 | 0 | 0.2581 | 350.5866 | 0.12946 | 0 | 0 | 0.25892 | 350.8688 | 0.13007 | 0 | 0 | 0.26014 | 351.057 | 0.13048 | 0 | 0 | 0.26096 | 351.3393 | 0.13109 | 0 | 0 | 0.26219 | 351.6216 | 0.13171 | 0 | 0 | 0.26341 | 351.8098 | 0.13211 | 0 | 0 | 0.26423 | 352.092 | 0.13273 | 0 | 0 | 0.26545 | 352.3743 | 0.13334 | 0 | 0 | 0.26668 | 352.4684 | 0.13354 | 0 | 0 | 0.26708 | 352.7507 | 0.13415 | 0 | 0 | 0.26831 | 353.033 | 0.13477 | 0 | 0 | 0.26953 | 353.2211 | 0.13517 | 0 | 0 | 0.27035 | 353.5034 | 0.13579 | 0 | 0 | 0.27157 | 353.6916 | 0.13619 | 0 | 0 | 0.27239 | 353.8798 | 0.1366 | 0 | 0 | 0.27321
2017-03-18 05:00 | 313.5039 | 0.93443 |  | 329.1994 | 0.083071 | 0 | 0 | 0.16614 | 338.4503 | 0.10314 | 0 | 0 | 0.20627 | 346.0192 | 0.11955 | 0 | 0 | 0.23911 | 346.2995 | 0.12016 | 0 | 0 | 0.24032 | 346.4864 | 0.12057 | 0 | 0 | 0.24113 | 346.7667 | 0.12117 | 0 | 0 | 0.24235 | 347.047 | 0.12178 | 0 | 0 | 0.24357 | 347.3274 | 0.12239 | 0 | 0 | 0.24478 | 347.7011 | 0.1232 | 0 | 0 | 0.2464 | 347.9815 | 0.12381 | 0 | 0 | 0.24762 | 348.1683 | 0.12422 | 0 | 0 | 0.24843 | 348.4487 | 0.12482 | 0 | 0 | 0.24965 | 348.6356 | 0.12523 | 0 | 0 | 0.25046 | 348.9159 | 0.12584 | 0 | 0 | 0.25167 | 349.1962 | 0.12644 | 0 | 0 | 0.25289 | 349.3831 | 0.12685 | 0 | 0 | 0.2537 | 349.6634 | 0.12746 | 0 | 0 | 0.25492 | 349.9438 | 0.12807 | 0 | 0 | 0.25613 | 350.0372 | 0.12827 | 0 | 0 | 0.25654 | 350.3175 | 0.12888 | 0 | 0 | 0.25775 | 350.5979 | 0.12948 | 0 | 0 | 0.25897 | 350.7847 | 0.12989 | 0 | 0 | 0.25978 | 351.0651 | 0.1305 | 0 | 0 | 0.261 | 351.252 | 0.1309 | 0 | 0 | 0.26181 | 351.4388 | 0.13131 | 0 | 0 | 0.26262
2017-03-18 06:00 | 318.7575 | 0.95009 |  | 334.716 | 0.095037 | 0 | 0 | 0.19007 | 344.1219 | 0.11544 | 0 | 0 | 0.23088 | 351.8176 | 0.13213 | 0 | 0 | 0.26426 | 352.1026 | 0.13275 | 0 | 0 | 0.2655 | 352.2926 | 0.13316 | 0 | 0 | 0.26632 | 352.5777 | 0.13378 | 0 | 0 | 0.26756 | 352.8627 | 0.1344 | 0 | 0 | 0.26879 | 353.1477 | 0.13502 | 0 | 0 | 0.27003 | 353.5278 | 0.13584 | 0 | 0 | 0.27168 | 353.8128 | 0.13646 | 0 | 0 | 0.27292 | 354.0028 | 0.13687 | 0 | 0 | 0.27374 | 354.2878 | 0.13749 | 0 | 0 | 0.27498 | 354.4778 | 0.1379 | 0 | 0 | 0.2758 | 354.7629 | 0.13852 | 0 | 0 | 0.27704 | 355.0479 | 0.13914 | 0 | 0 | 0.27827 | 355.2379 | 0.13955 | 0 | 0 | 0.2791 | 355.5229 | 0.14017 | 0 | 0 | 0.28033 | 355.808 | 0.14079 | 0 | 0 | 0.28157 | 355.903 | 0.14099 | 0 | 0 | 0.28198 | 356.188 | 0.14161 | 0 | 0 | 0.28322 | 356.473 | 0.14223 | 0 | 0 | 0.28446 | 356.663 | 0.14264 | 0 | 0 | 0.28528 | 356.9481 | 0.14326 | 0 | 0 | 0.28652 | 357.1381 | 0.14367 | 0 | 0 | 0.28734 | 357.3281 | 0.14408 | 0 | 0 | 0.28817
2017-03-18 07:00 | 317.0014 | 0.94485 |  | 332.872 | 0.091037 | 0 | 0 | 0.18207 | 342.226 | 0.11133 | 0 | 0 | 0.22265 | 349.8794 | 0.12793 | 0 | 0 | 0.25585 | 350.1628 | 0.12854 | 0 | 0 | 0.25708 | 350.3518 | 0.12895 | 0 | 0 | 0.2579 | 350.6352 | 0.12957 | 0 | 0 | 0.25913 | 350.9187 | 0.13018 | 0 | 0 | 0.26036 | 351.2021 | 0.1308 | 0 | 0 | 0.26159 | 351.5801 | 0.13162 | 0 | 0 | 0.26323 | 351.8635 | 0.13223 | 0 | 0 | 0.26446 | 352.0525 | 0.13264 | 0 | 0 | 0.26528 | 352.336 | 0.13325 | 0 | 0 | 0.26651 | 352.5249 | 0.13366 | 0 | 0 | 0.26733 | 352.8084 | 0.13428 | 0 | 0 | 0.26856 | 353.0919 | 0.13489 | 0 | 0 | 0.26979 | 353.2808 | 0.1353 | 0 | 0 | 0.27061 | 353.5643 | 0.13592 | 0 | 0 | 0.27184 | 353.8477 | 0.13653 | 0 | 0 | 0.27307 | 353.9422 | 0.13674 | 0 | 0 | 0.27348 | 354.2257 | 0.13735 | 0 | 0 | 0.27471 | 354.5091 | 0.13797 | 0 | 0 | 0.27594 | 354.6981 | 0.13838 | 0 | 0 | 0.27676 | 354.9816 | 0.13899 | 0 | 0 | 0.27799 | 355.1705 | 0.1394 | 0 | 0 | 0.27881 | 355.3595 | 0.13981 | 0 | 0 | 0.27963
2017-03-18 08:00 | 312.6893 | 0.932 |  | 328.344 | 0.081216 | 0 | 0 | 0.16243 | 337.5708 | 0.10123 | 0 | 0 | 0.20246 | 345.12 | 0.1176 | 0 | 0 | 0.23521 | 345.3996 | 0.11821 | 0 | 0 | 0.23642 | 345.586 | 0.11861 | 0 | 0 | 0.23723 | 345.8656 | 0.11922 | 0 | 0 | 0.23844 | 346.1452 | 0.11983 | 0 | 0 | 0.23965 | 346.4248 | 0.12043 | 0 | 0 | 0.24087 | 346.7976 | 0.12124 | 0 | 0 | 0.24248 | 347.0772 | 0.12185 | 0 | 0 | 0.2437 | 347.2636 | 0.12225 | 0 | 0 | 0.24451 | 347.5432 | 0.12286 | 0 | 0 | 0.24572 | 347.7296 | 0.12326 | 0 | 0 | 0.24653 | 348.0092 | 0.12387 | 0 | 0 | 0.24774 | 348.2888 | 0.12448 | 0 | 0 | 0.24895 | 348.4752 | 0.12488 | 0 | 0 | 0.24976 | 348.7548 | 0.12549 | 0 | 0 | 0.25097 | 349.0344 | 0.12609 | 0 | 0 | 0.25219 | 349.1276 | 0.1263 | 0 | 0 | 0.25259 | 349.4072 | 0.1269 | 0 | 0 | 0.2538 | 349.6868 | 0.12751 | 0 | 0 | 0.25502 | 349.8732 | 0.12791 | 0 | 0 | 0.25583 | 350.1528 | 0.12852 | 0 | 0 | 0.25704 | 350.3392 | 0.12892 | 0 | 0 | 0.25785 | 350.5256 | 0.12933 | 0 | 0 | 0.25866
2017-03-18 09:00 | 315.0708 | 0.9391 |  | 330.8448 | 0.08664 | 0 | 0 | 0.17328 | 340.1418 | 0.10681 | 0 | 0 | 0.21361 | 347.7485 | 0.1233 | 0 | 0 | 0.24661 | 348.0303 | 0.12392 | 0 | 0 | 0.24783 | 348.2181 | 0.12432 | 0 | 0 | 0.24865 | 348.4998 | 0.12493 | 0 | 0 | 0.24987 | 348.7816 | 0.12555 | 0 | 0 | 0.25109 | 349.0633 | 0.12616 | 0 | 0 | 0.25231 | 349.4389 | 0.12697 | 0 | 0 | 0.25394 | 349.7207 | 0.12758 | 0 | 0 | 0.25516 | 349.9085 | 0.12799 | 0 | 0 | 0.25598 | 350.1902 | 0.1286 | 0 | 0 | 0.2572 | 350.378 | 0.12901 | 0 | 0 | 0.25802 | 350.6598 | 0.12962 | 0 | 0 | 0.25924 | 350.9415 | 0.13023 | 0 | 0 | 0.26046 | 351.1293 | 0.13064 | 0 | 0 | 0.26127 | 351.411 | 0.13125 | 0 | 0 | 0.2625 | 351.6928 | 0.13186 | 0 | 0 | 0.26372 | 351.7867 | 0.13206 | 0 | 0 | 0.26413 | 352.0684 | 0.13267 | 0 | 0 | 0.26535 | 352.3501 | 0.13329 | 0 | 0 | 0.26657 | 352.538 | 0.13369 | 0 | 0 | 0.26739 | 352.8197 | 0.1343 | 0 | 0 | 0.26861 | 353.0075 | 0.13471 | 0 | 0 | 0.26942 | 353.1953 | 0.13512 | 0 | 0 | 0.27024
2017-03-18 10:00 | 312.691 | 0.93201 |  | 328.3458 | 0.08122 | 0 | 0 | 0.16244 | 337.5727 | 0.10123 | 0 | 0 | 0.20247 | 345.1219 | 0.11761 | 0 | 0 | 0.23521 | 345.4015 | 0.11821 | 0 | 0 | 0.23643 | 345.5879 | 0.11862 | 0 | 0 | 0.23724 | 345.8675 | 0.11922 | 0 | 0 | 0.23845 | 346.1471 | 0.11983 | 0 | 0 | 0.23966 | 346.4267 | 0.12044 | 0 | 0 | 0.24087 | 346.7995 | 0.12125 | 0 | 0 | 0.24249 | 347.0791 | 0.12185 | 0 | 0 | 0.24371 | 347.2655 | 0.12226 | 0 | 0 | 0.24451 | 347.5451 | 0.12286 | 0 | 0 | 0.24573 | 347.7315 | 0.12327 | 0 | 0 | 0.24654 | 348.0111 | 0.12387 | 0 | 0 | 0.24775 | 348.2907 | 0.12448 | 0 | 0 | 0.24896 | 348.4771 | 0.12488 | 0 | 0 | 0.24977 | 348.7567 | 0.12549 | 0 | 0 | 0.25098 | 349.0363 | 0.1261 | 0 | 0 | 0.2522 | 349.1295 | 0.1263 | 0 | 0 | 0.2526 | 349.4091 | 0.12691 | 0 | 0 | 0.25381 | 349.6887 | 0.12751 | 0 | 0 | 0.25503 | 349.8751 | 0.12792 | 0 | 0 | 0.25583 | 350.1547 | 0.12852 | 0 | 0 | 0.25705 | 350.3411 | 0.12893 | 0 | 0 | 0.25786 | 350.5275 | 0.12933 | 0 | 0 | 0.25866
2017-03-18 11:00 | 306.0807 | 0.9123 |  | 321.4046 | 0.066164 | 0 | 0 | 0.13233 | 330.4364 | 0.085754 | 0 | 0 | 0.17151 | 337.826 | 0.10178 | 0 | 0 | 0.20357 | 338.0997 | 0.10238 | 0 | 0 | 0.20475 | 338.2822 | 0.10277 | 0 | 0 | 0.20554 | 338.5559 | 0.10337 | 0 | 0 | 0.20673 | 338.8296 | 0.10396 | 0 | 0 | 0.20792 | 339.1032 | 0.10455 | 0 | 0 | 0.20911 | 339.4682 | 0.10534 | 0 | 0 | 0.21069 | 339.7419 | 0.10594 | 0 | 0 | 0.21188 | 339.9243 | 0.10633 | 0 | 0 | 0.21267 | 340.198 | 0.10693 | 0 | 0 | 0.21385 | 340.3805 | 0.10732 | 0 | 0 | 0.21465 | 340.6542 | 0.10792 | 0 | 0 | 0.21583 | 340.9279 | 0.10851 | 0 | 0 | 0.21702 | 341.1103 | 0.10891 | 0 | 0 | 0.21781 | 341.384 | 0.1095 | 0 | 0 | 0.219 | 341.6577 | 0.11009 | 0 | 0 | 0.22019 | 341.7489 | 0.11029 | 0 | 0 | 0.22058 | 342.0226 | 0.11088 | 0 | 0 | 0.22177 | 342.2963 | 0.11148 | 0 | 0 | 0.22296 | 342.4788 | 0.11187 | 0 | 0 | 0.22375 | 342.7525 | 0.11247 | 0 | 0 | 0.22494 | 342.9349 | 0.11286 | 0 | 0 | 0.22573 | 343.1174 | 0.11326 | 0 | 0 | 0.22652
2017-03-18 12:00 | 305.57 | 0.91078 |  | 320.8683 | 0.065001 | 0 | 0 | 0.13 | 329.8851 | 0.084559 | 0 | 0 | 0.16912 | 337.2624 | 0.10056 | 0 | 0 | 0.20112 | 337.5356 | 0.10115 | 0 | 0 | 0.20231 | 337.7178 | 0.10155 | 0 | 0 | 0.2031 | 337.991 | 0.10214 | 0 | 0 | 0.20428 | 338.2642 | 0.10273 | 0 | 0 | 0.20547 | 338.5375 | 0.10333 | 0 | 0 | 0.20665 | 338.9018 | 0.10412 | 0 | 0 | 0.20823 | 339.175 | 0.10471 | 0 | 0 | 0.20942 | 339.3572 | 0.1051 | 0 | 0 | 0.21021 | 339.6304 | 0.1057 | 0 | 0 | 0.21139 | 339.8126 | 0.10609 | 0 | 0 | 0.21218 | 340.0858 | 0.10668 | 0 | 0 | 0.21337 | 340.359 | 0.10728 | 0 | 0 | 0.21455 | 340.5412 | 0.10767 | 0 | 0 | 0.21534 | 340.8144 | 0.10826 | 0 | 0 | 0.21653 | 341.0877 | 0.10886 | 0 | 0 | 0.21771 | 341.1787 | 0.10905 | 0 | 0 | 0.21811 | 341.452 | 0.10965 | 0 | 0 | 0.21929 | 341.7252 | 0.11024 | 0 | 0 | 0.22048 | 341.9074 | 0.11063 | 0 | 0 | 0.22127 | 342.1806 | 0.11123 | 0 | 0 | 0.22246 | 342.3628 | 0.11162 | 0 | 0 | 0.22325 | 342.5449 | 0.11202 | 0 | 0 | 0.22404
2017-03-18 13:00 | 292.0226 | 0.8704 |  | 306.6426 | 0.034146 | 0 | 0 | 0.068291 | 315.2596 | 0.052836 | 0 | 0 | 0.10567 | 322.3098 | 0.068128 | 0 | 0 | 0.13626 | 322.5709 | 0.068694 | 0 | 0 | 0.13739 | 322.745 | 0.069072 | 0 | 0 | 0.13814 | 323.0061 | 0.069638 | 0 | 0 | 0.13928 | 323.2673 | 0.070205 | 0 | 0 | 0.14041 | 323.5284 | 0.070771 | 0 | 0 | 0.14154 | 323.8765 | 0.071526 | 0 | 0 | 0.14305 | 324.1377 | 0.072092 | 0 | 0 | 0.14418 | 324.3117 | 0.07247 | 0 | 0 | 0.14494 | 324.5729 | 0.073036 | 0 | 0 | 0.14607 | 324.7469 | 0.073414 | 0 | 0 | 0.14683 | 325.0081 | 0.07398 | 0 | 0 | 0.14796 | 325.2692 | 0.074547 | 0 | 0 | 0.14909 | 325.4433 | 0.074924 | 0 | 0 | 0.14985 | 325.7044 | 0.075491 | 0 | 0 | 0.15098 | 325.9655 | 0.076057 | 0 | 0 | 0.15211 | 326.0525 | 0.076246 | 0 | 0 | 0.15249 | 326.3137 | 0.076812 | 0 | 0 | 0.15362 | 326.5748 | 0.077379 | 0 | 0 | 0.15476 | 326.7489 | 0.077756 | 0 | 0 | 0.15551 | 327.01 | 0.078323 | 0 | 0 | 0.15665 | 327.1841 | 0.0787 | 0 | 0 | 0.1574 | 327.3581 | 0.079078 | 0 | 0 | 0.15816
2017-03-18 14:00 | 295.4554 | 0.88063 |  | 310.2473 | 0.041964 | 0 | 0 | 0.083929 | 318.9656 | 0.060874 | 0 | 0 | 0.12175 | 326.0987 | 0.076346 | 0 | 0 | 0.15269 | 326.3629 | 0.076919 | 0 | 0 | 0.15384 | 326.539 | 0.077301 | 0 | 0 | 0.1546 | 326.8032 | 0.077874 | 0 | 0 | 0.15575 | 327.0674 | 0.078447 | 0 | 0 | 0.15689 | 327.3316 | 0.07902 | 0 | 0 | 0.15804 | 327.6839 | 0.079784 | 0 | 0 | 0.15957 | 327.948 | 0.080357 | 0 | 0 | 0.16071 | 328.1242 | 0.080739 | 0 | 0 | 0.16148 | 328.3884 | 0.081312 | 0 | 0 | 0.16262 | 328.5645 | 0.081694 | 0 | 0 | 0.16339 | 328.8287 | 0.082267 | 0 | 0 | 0.16453 | 329.0929 | 0.08284 | 0 | 0 | 0.16568 | 329.269 | 0.083222 | 0 | 0 | 0.16644 | 329.5332 | 0.083795 | 0 | 0 | 0.16759 | 329.7974 | 0.084368 | 0 | 0 | 0.16874 | 329.8854 | 0.084559 | 0 | 0 | 0.16912 | 330.1496 | 0.085132 | 0 | 0 | 0.17026 | 330.4138 | 0.085705 | 0 | 0 | 0.17141 | 330.59 | 0.086088 | 0 | 0 | 0.17218 | 330.8541 | 0.086661 | 0 | 0 | 0.17332 | 331.0303 | 0.087043 | 0 | 0 | 0.17409 | 331.2064 | 0.087425 | 0 | 0 | 0.17485
2017-03-18 15:00 | 281.7545 | 0.8398 |  | 295.8604 | 0.010759 | 0 | 0 | 0.021518 | 304.1744 | 0.028792 | 0 | 0 | 0.057584 | 310.9768 | 0.043547 | 0 | 0 | 0.087093 | 311.2287 | 0.044093 | 0 | 0 | 0.088186 | 311.3967 | 0.044457 | 0 | 0 | 0.088915 | 311.6486 | 0.045004 | 0 | 0 | 0.090008 | 311.9006 | 0.04555 | 0 | 0 | 0.0911 | 312.1525 | 0.046097 | 0 | 0 | 0.092193 | 312.4884 | 0.046825 | 0 | 0 | 0.093651 | 312.7404 | 0.047372 | 0 | 0 | 0.094743 | 312.9083 | 0.047736 | 0 | 0 | 0.095472 | 313.1603 | 0.048282 | 0 | 0 | 0.096565 | 313.3282 | 0.048647 | 0 | 0 | 0.097294 | 313.5802 | 0.049193 | 0 | 0 | 0.098387 | 313.8321 | 0.04974 | 0 | 0 | 0.099479 | 314.0001 | 0.050104 | 0 | 0 | 0.10021 | 314.252 | 0.05065 | 0 | 0 | 0.1013 | 314.5039 | 0.051197 | 0 | 0 | 0.10239 | 314.5879 | 0.051379 | 0 | 0 | 0.10276 | 314.8398 | 0.051926 | 0 | 0 | 0.10385 | 315.0918 | 0.052472 | 0 | 0 | 0.10494 | 315.2597 | 0.052836 | 0 | 0 | 0.10567 | 315.5117 | 0.053383 | 0 | 0 | 0.10677 | 315.6796 | 0.053747 | 0 | 0 | 0.10749 | 315.8476 | 0.054111 | 0 | 0 | 0.10822
2017-03-18 16:00 | 279.1895 | 0.83215 |  | 293.1671 | 0.0049173 | 0 | 0 | 0.0098346 | 301.4054 | 0.022786 | 0 | 0 | 0.045572 | 308.1458 | 0.037406 | 0 | 0 | 0.074812 | 308.3955 | 0.037948 | 0 | 0 | 0.075895 | 308.5619 | 0.038309 | 0 | 0 | 0.076617 | 308.8115 | 0.03885 | 0 | 0 | 0.0777 | 309.0612 | 0.039392 | 0 | 0 | 0.078783 | 309.3108 | 0.039933 | 0 | 0 | 0.079866 | 309.6437 | 0.040655 | 0 | 0 | 0.08131 | 309.8933 | 0.041197 | 0 | 0 | 0.082393 | 310.0598 | 0.041558 | 0 | 0 | 0.083115 | 310.3094 | 0.042099 | 0 | 0 | 0.084198 | 310.4758 | 0.04246 | 0 | 0 | 0.08492 | 310.7255 | 0.043001 | 0 | 0 | 0.086003 | 310.9751 | 0.043543 | 0 | 0 | 0.087086 | 311.1416 | 0.043904 | 0 | 0 | 0.087808 | 311.3912 | 0.044445 | 0 | 0 | 0.088891 | 311.6409 | 0.044987 | 0 | 0 | 0.089974 | 311.7241 | 0.045167 | 0 | 0 | 0.090335 | 311.9737 | 0.045709 | 0 | 0 | 0.091418 | 312.2234 | 0.04625 | 0 | 0 | 0.092501 | 312.3898 | 0.046611 | 0 | 0 | 0.093223 | 312.6394 | 0.047153 | 0 | 0 | 0.094306 | 312.8059 | 0.047514 | 0 | 0 | 0.095028 | 312.9723 | 0.047875 | 0 | 0 | 0.09575
2017-03-18 17:00 | 284.2207 | 0.84715 |  | 298.4502 | 0.016376 | 0 | 0 | 0.032753 | 306.8369 | 0.034567 | 0 | 0 | 0.069134 | 313.6988 | 0.049451 | 0 | 0 | 0.098901 | 313.953 | 0.050002 | 0 | 0 | 0.1 | 314.1224 | 0.050369 | 0 | 0 | 0.10074 | 314.3766 | 0.050921 | 0 | 0 | 0.10184 | 314.6307 | 0.051472 | 0 | 0 | 0.10294 | 314.8848 | 0.052023 | 0 | 0 | 0.10405 | 315.2237 | 0.052758 | 0 | 0 | 0.10552 | 315.4778 | 0.053309 | 0 | 0 | 0.10662 | 315.6473 | 0.053677 | 0 | 0 | 0.10735 | 315.9014 | 0.054228 | 0 | 0 | 0.10846 | 316.0708 | 0.054596 | 0 | 0 | 0.10919 | 316.325 | 0.055147 | 0 | 0 | 0.11029 | 316.5791 | 0.055698 | 0 | 0 | 0.1114 | 316.7486 | 0.056066 | 0 | 0 | 0.11213 | 317.0027 | 0.056617 | 0 | 0 | 0.11323 | 317.2569 | 0.057168 | 0 | 0 | 0.11434 | 317.3416 | 0.057352 | 0 | 0 | 0.1147 | 317.5957 | 0.057903 | 0 | 0 | 0.11581 | 317.8499 | 0.058454 | 0 | 0 | 0.11691 | 318.0193 | 0.058822 | 0 | 0 | 0.11764 | 318.2734 | 0.059373 | 0 | 0 | 0.11875 | 318.4429 | 0.05974 | 0 | 0 | 0.11948 | 318.6123 | 0.060108 | 0 | 0 | 0.12022
2017-03-18 18:00 | 290.609 | 0.86619 |  | 305.1582 | 0.030926 | 0 | 0 | 0.061852 | 313.7335 | 0.049526 | 0 | 0 | 0.099052 | 320.7496 | 0.064744 | 0 | 0 | 0.12949 | 321.0095 | 0.065307 | 0 | 0 | 0.13061 | 321.1827 | 0.065683 | 0 | 0 | 0.13137 | 321.4426 | 0.066247 | 0 | 0 | 0.13249 | 321.7024 | 0.06681 | 0 | 0 | 0.13362 | 321.9623 | 0.067374 | 0 | 0 | 0.13475 | 322.3088 | 0.068126 | 0 | 0 | 0.13625 | 322.5686 | 0.068689 | 0 | 0 | 0.13738 | 322.7418 | 0.069065 | 0 | 0 | 0.13813 | 323.0017 | 0.069629 | 0 | 0 | 0.13926 | 323.1749 | 0.070004 | 0 | 0 | 0.14001 | 323.4348 | 0.070568 | 0 | 0 | 0.14114 | 323.6947 | 0.071132 | 0 | 0 | 0.14226 | 323.8679 | 0.071507 | 0 | 0 | 0.14301 | 324.1277 | 0.072071 | 0 | 0 | 0.14414 | 324.3876 | 0.072635 | 0 | 0 | 0.14527 | 324.4742 | 0.072822 | 0 | 0 | 0.14564 | 324.7341 | 0.073386 | 0 | 0 | 0.14677 | 324.9939 | 0.07395 | 0 | 0 | 0.1479 | 325.1672 | 0.074326 | 0 | 0 | 0.14865 | 325.427 | 0.074889 | 0 | 0 | 0.14978 | 325.6003 | 0.075265 | 0 | 0 | 0.15053 | 325.7735 | 0.075641 | 0 | 0 | 0.15128
2017-03-18 19:00 | 293.1118 | 0.87365 |  | 307.7864 | 0.036627 | 0 | 0 | 0.073253 | 316.4355 | 0.055386 | 0 | 0 | 0.11077 | 323.512 | 0.070736 | 0 | 0 | 0.14147 | 323.7741 | 0.071304 | 0 | 0 | 0.14261 | 323.9489 | 0.071683 | 0 | 0 | 0.14337 | 324.211 | 0.072251 | 0 | 0 | 0.1445 | 324.473 | 0.07282 | 0 | 0 | 0.14564 | 324.7351 | 0.073388 | 0 | 0 | 0.14678 | 325.0846 | 0.074146 | 0 | 0 | 0.14829 | 325.3467 | 0.074715 | 0 | 0 | 0.14943 | 325.5214 | 0.075094 | 0 | 0 | 0.15019 | 325.7835 | 0.075662 | 0 | 0 | 0.15132 | 325.9583 | 0.076041 | 0 | 0 | 0.15208 | 326.2203 | 0.07661 | 0 | 0 | 0.15322 | 326.4824 | 0.077178 | 0 | 0 | 0.15436 | 326.6572 | 0.077557 | 0 | 0 | 0.15511 | 326.9193 | 0.078126 | 0 | 0 | 0.15625 | 327.1814 | 0.078694 | 0 | 0 | 0.15739 | 327.2687 | 0.078884 | 0 | 0 | 0.15777 | 327.5308 | 0.079452 | 0 | 0 | 0.1589 | 327.7929 | 0.080021 | 0 | 0 | 0.16004 | 327.9676 | 0.0804 | 0 | 0 | 0.1608 | 328.2297 | 0.080968 | 0 | 0 | 0.16194 | 328.4045 | 0.081347 | 0 | 0 | 0.16269 | 328.5792 | 0.081726 | 0 | 0 | 0.16345
2017-03-18 20:00 | 290.1145 | 0.86471 |  | 304.6391 | 0.0298 | 0 | 0 | 0.0596 | 313.1997 | 0.048368 | 0 | 0 | 0.096736 | 320.2039 | 0.06356 | 0 | 0 | 0.12712 | 320.4633 | 0.064123 | 0 | 0 | 0.12825 | 320.6363 | 0.064498 | 0 | 0 | 0.129 | 320.8957 | 0.065061 | 0 | 0 | 0.13012 | 321.1551 | 0.065623 | 0 | 0 | 0.13125 | 321.4145 | 0.066186 | 0 | 0 | 0.13237 | 321.7604 | 0.066936 | 0 | 0 | 0.13387 | 322.0198 | 0.067499 | 0 | 0 | 0.135 | 322.1928 | 0.067874 | 0 | 0 | 0.13575 | 322.4522 | 0.068437 | 0 | 0 | 0.13687 | 322.6251 | 0.068812 | 0 | 0 | 0.13762 | 322.8845 | 0.069374 | 0 | 0 | 0.13875 | 323.144 | 0.069937 | 0 | 0 | 0.13987 | 323.3169 | 0.070312 | 0 | 0 | 0.14062 | 323.5763 | 0.070875 | 0 | 0 | 0.14175 | 323.8357 | 0.071438 | 0 | 0 | 0.14288 | 323.9222 | 0.071625 | 0 | 0 | 0.14325 | 324.1816 | 0.072188 | 0 | 0 | 0.14438 | 324.441 | 0.07275 | 0 | 0 | 0.1455 | 324.614 | 0.073126 | 0 | 0 | 0.14625 | 324.8734 | 0.073688 | 0 | 0 | 0.14738 | 325.0463 | 0.074063 | 0 | 0 | 0.14813 | 325.2193 | 0.074438 | 0 | 0 | 0.14888
2017-03-18 21:00 | 297.1421 | 0.88566 |  | 312.0184 | 0.045806 | 0 | 0 | 0.091612 | 320.7864 | 0.064824 | 0 | 0 | 0.12965 | 327.9603 | 0.080384 | 0 | 0 | 0.16077 | 328.226 | 0.08096 | 0 | 0 | 0.16192 | 328.4031 | 0.081344 | 0 | 0 | 0.16269 | 328.6688 | 0.081921 | 0 | 0 | 0.16384 | 328.9345 | 0.082497 | 0 | 0 | 0.16499 | 329.2002 | 0.083073 | 0 | 0 | 0.16615 | 329.5545 | 0.083842 | 0 | 0 | 0.16768 | 329.8202 | 0.084418 | 0 | 0 | 0.16884 | 329.9973 | 0.084802 | 0 | 0 | 0.1696 | 330.263 | 0.085378 | 0 | 0 | 0.17076 | 330.4401 | 0.085763 | 0 | 0 | 0.17153 | 330.7058 | 0.086339 | 0 | 0 | 0.17268 | 330.9715 | 0.086915 | 0 | 0 | 0.17383 | 331.1487 | 0.087299 | 0 | 0 | 0.1746 | 331.4144 | 0.087876 | 0 | 0 | 0.17575 | 331.6801 | 0.088452 | 0 | 0 | 0.1769 | 331.7686 | 0.088644 | 0 | 0 | 0.17729 | 332.0343 | 0.08922 | 0 | 0 | 0.17844 | 332.3 | 0.089797 | 0 | 0 | 0.17959 | 332.4772 | 0.090181 | 0 | 0 | 0.18036 | 332.7429 | 0.090757 | 0 | 0 | 0.18151 | 332.92 | 0.091141 | 0 | 0 | 0.18228 | 333.0971 | 0.091526 | 0 | 0 | 0.18305
2017-03-18 22:00 | 302.9676 | 0.90302 |  | 318.1356 | 0.059074 | 0 | 0 | 0.11815 | 327.0755 | 0.078465 | 0 | 0 | 0.15693 | 334.39 | 0.09433 | 0 | 0 | 0.18866 | 334.6609 | 0.094917 | 0 | 0 | 0.18983 | 334.8415 | 0.095309 | 0 | 0 | 0.19062 | 335.1124 | 0.095897 | 0 | 0 | 0.19179 | 335.3834 | 0.096484 | 0 | 0 | 0.19297 | 335.6543 | 0.097072 | 0 | 0 | 0.19414 | 336.0155 | 0.097855 | 0 | 0 | 0.19571 | 336.2864 | 0.098443 | 0 | 0 | 0.19689 | 336.467 | 0.098835 | 0 | 0 | 0.19767 | 336.7379 | 0.099422 | 0 | 0 | 0.19884 | 336.9185 | 0.099814 | 0 | 0 | 0.19963 | 337.1894 | 0.1004 | 0 | 0 | 0.2008 | 337.4603 | 0.10099 | 0 | 0 | 0.20198 | 337.6409 | 0.10138 | 0 | 0 | 0.20276 | 337.9118 | 0.10197 | 0 | 0 | 0.20394 | 338.1827 | 0.10256 | 0 | 0 | 0.20511 | 338.273 | 0.10275 | 0 | 0 | 0.2055 | 338.5439 | 0.10334 | 0 | 0 | 0.20668 | 338.8148 | 0.10393 | 0 | 0 | 0.20785 | 338.9954 | 0.10432 | 0 | 0 | 0.20864 | 339.2664 | 0.10491 | 0 | 0 | 0.20981 | 339.447 | 0.1053 | 0 | 0 | 0.2106 | 339.6276 | 0.10569 | 0 | 0 | 0.21138
2017-03-18 23:00 | 301.8333 | 0.89964 |  | 316.9445 | 0.056491 | 0 | 0 | 0.11298 | 325.851 | 0.075809 | 0 | 0 | 0.15162 | 333.1381 | 0.091614 | 0 | 0 | 0.18323 | 333.408 | 0.0922 | 0 | 0 | 0.1844 | 333.5879 | 0.09259 | 0 | 0 | 0.18518 | 333.8578 | 0.093175 | 0 | 0 | 0.18635 | 334.1277 | 0.093761 | 0 | 0 | 0.18752 | 334.3976 | 0.094346 | 0 | 0 | 0.18869 | 334.7574 | 0.095127 | 0 | 0 | 0.19025 | 335.0273 | 0.095712 | 0 | 0 | 0.19142 | 335.2073 | 0.096102 | 0 | 0 | 0.1922 | 335.4772 | 0.096688 | 0 | 0 | 0.19338 | 335.6571 | 0.097078 | 0 | 0 | 0.19416 | 335.927 | 0.097664 | 0 | 0 | 0.19533 | 336.1969 | 0.098249 | 0 | 0 | 0.1965 | 336.3768 | 0.098639 | 0 | 0 | 0.19728 | 336.6467 | 0.099225 | 0 | 0 | 0.19845 | 336.9166 | 0.09981 | 0 | 0 | 0.19962 | 337.0066 | 0.10001 | 0 | 0 | 0.20001 | 337.2764 | 0.10059 | 0 | 0 | 0.20118 | 337.5463 | 0.10118 | 0 | 0 | 0.20235 | 337.7263 | 0.10157 | 0 | 0 | 0.20313 | 337.9962 | 0.10215 | 0 | 0 | 0.2043 | 338.1761 | 0.10254 | 0 | 0 | 0.20508 | 338.356 | 0.10293 | 0 | 0 | 0.20586
2017-03-19 | 313.3052 | 0.93384 |  | 328.9907 | 0.082619 | 0 | 0 | 0.16524 | 338.2357 | 0.10267 | 0 | 0 | 0.20534 | 345.7998 | 0.11908 | 0 | 0 | 0.23816 | 346.0799 | 0.11969 | 0 | 0 | 0.23937 | 346.2667 | 0.12009 | 0 | 0 | 0.24018 | 346.5468 | 0.1207 | 0 | 0 | 0.2414 | 346.827 | 0.12131 | 0 | 0 | 0.24261 | 347.1071 | 0.12191 | 0 | 0 | 0.24383 | 347.4807 | 0.12272 | 0 | 0 | 0.24545 | 347.7608 | 0.12333 | 0 | 0 | 0.24666 | 347.9476 | 0.12374 | 0 | 0 | 0.24747 | 348.2277 | 0.12434 | 0 | 0 | 0.24869 | 348.4145 | 0.12475 | 0 | 0 | 0.2495 | 348.6947 | 0.12536 | 0 | 0 | 0.25071 | 348.9748 | 0.12596 | 0 | 0 | 0.25193 | 349.1616 | 0.12637 | 0 | 0 | 0.25274 | 349.4417 | 0.12698 | 0 | 0 | 0.25395 | 349.7219 | 0.12758 | 0 | 0 | 0.25517 | 349.8153 | 0.12779 | 0 | 0 | 0.25557 | 350.0954 | 0.12839 | 0 | 0 | 0.25679 | 350.3756 | 0.129 | 0 | 0 | 0.258 | 350.5623 | 0.12941 | 0 | 0 | 0.25882 | 350.8425 | 0.13002 | 0 | 0 | 0.26003 | 351.0292 | 0.13042 | 0 | 0 | 0.26084 | 351.216 | 0.13083 | 0 | 0 | 0.26165
2017-03-19 01:00 | 314.707 | 0.93801 |  | 330.4627 | 0.085811 | 0 | 0 | 0.17162 | 339.749 | 0.10595 | 0 | 0 | 0.21191 | 347.3469 | 0.12243 | 0 | 0 | 0.24487 | 347.6283 | 0.12304 | 0 | 0 | 0.24609 | 347.8159 | 0.12345 | 0 | 0 | 0.2469 | 348.0974 | 0.12406 | 0 | 0 | 0.24812 | 348.3788 | 0.12467 | 0 | 0 | 0.24934 | 348.6602 | 0.12528 | 0 | 0 | 0.25056 | 349.0354 | 0.1261 | 0 | 0 | 0.25219 | 349.3168 | 0.12671 | 0 | 0 | 0.25341 | 349.5044 | 0.12711 | 0 | 0 | 0.25423 | 349.7858 | 0.12772 | 0 | 0 | 0.25545 | 349.9734 | 0.12813 | 0 | 0 | 0.25626 | 350.2548 | 0.12874 | 0 | 0 | 0.25748 | 350.5362 | 0.12935 | 0 | 0 | 0.2587 | 350.7238 | 0.12976 | 0 | 0 | 0.25952 | 351.0052 | 0.13037 | 0 | 0 | 0.26074 | 351.2866 | 0.13098 | 0 | 0 | 0.26196 | 351.3804 | 0.13118 | 0 | 0 | 0.26236 | 351.6618 | 0.13179 | 0 | 0 | 0.26358 | 351.9432 | 0.1324 | 0 | 0 | 0.26481 | 352.1308 | 0.13281 | 0 | 0 | 0.26562 | 352.4122 | 0.13342 | 0 | 0 | 0.26684 | 352.5998 | 0.13383 | 0 | 0 | 0.26765 | 352.7874 | 0.13423 | 0 | 0 | 0.26847
2017-03-19 02:00 | 314.6821 | 0.93794 |  | 330.4366 | 0.085755 | 0 | 0 | 0.17151 | 339.7222 | 0.1059 | 0 | 0 | 0.21179 | 347.3195 | 0.12237 | 0 | 0 | 0.24475 | 347.6009 | 0.12298 | 0 | 0 | 0.24597 | 347.7885 | 0.12339 | 0 | 0 | 0.24678 | 348.0699 | 0.124 | 0 | 0 | 0.248 | 348.3513 | 0.12461 | 0 | 0 | 0.24922 | 348.6327 | 0.12522 | 0 | 0 | 0.25044 | 349.0078 | 0.12604 | 0 | 0 | 0.25207 | 349.2892 | 0.12665 | 0 | 0 | 0.25329 | 349.4768 | 0.12705 | 0 | 0 | 0.25411 | 349.7582 | 0.12766 | 0 | 0 | 0.25533 | 349.9458 | 0.12807 | 0 | 0 | 0.25614 | 350.2272 | 0.12868 | 0 | 0 | 0.25736 | 350.5085 | 0.12929 | 0 | 0 | 0.25858 | 350.6961 | 0.1297 | 0 | 0 | 0.2594 | 350.9775 | 0.13031 | 0 | 0 | 0.26062 | 351.2589 | 0.13092 | 0 | 0 | 0.26184 | 351.3527 | 0.13112 | 0 | 0 | 0.26224 | 351.6341 | 0.13173 | 0 | 0 | 0.26346 | 351.9155 | 0.13234 | 0 | 0 | 0.26469 | 352.103 | 0.13275 | 0 | 0 | 0.2655 | 352.3844 | 0.13336 | 0 | 0 | 0.26672 | 352.572 | 0.13377 | 0 | 0 | 0.26753 | 352.7596 | 0.13417 | 0 | 0 | 0.26835
2017-03-19 03:00 | 309.8493 | 0.92354 |  | 325.3619 | 0.074748 | 0 | 0 | 0.1495 | 334.5049 | 0.094579 | 0 | 0 | 0.18916 | 341.9855 | 0.1108 | 0 | 0 | 0.22161 | 342.2626 | 0.11141 | 0 | 0 | 0.22281 | 342.4473 | 0.11181 | 0 | 0 | 0.22361 | 342.7243 | 0.11241 | 0 | 0 | 0.22481 | 343.0014 | 0.11301 | 0 | 0 | 0.22602 | 343.2785 | 0.11361 | 0 | 0 | 0.22722 | 343.6479 | 0.11441 | 0 | 0 | 0.22882 | 343.9249 | 0.11501 | 0 | 0 | 0.23002 | 344.1096 | 0.11541 | 0 | 0 | 0.23082 | 344.3867 | 0.11601 | 0 | 0 | 0.23203 | 344.5714 | 0.11641 | 0 | 0 | 0.23283 | 344.8485 | 0.11701 | 0 | 0 | 0.23403 | 345.1255 | 0.11762 | 0 | 0 | 0.23523 | 345.3102 | 0.11802 | 0 | 0 | 0.23603 | 345.5873 | 0.11862 | 0 | 0 | 0.23723 | 345.8644 | 0.11922 | 0 | 0 | 0.23844 | 345.9567 | 0.11942 | 0 | 0 | 0.23884 | 346.2338 | 0.12002 | 0 | 0 | 0.24004 | 346.5108 | 0.12062 | 0 | 0 | 0.24124 | 346.6955 | 0.12102 | 0 | 0 | 0.24204 | 346.9726 | 0.12162 | 0 | 0 | 0.24324 | 347.1573 | 0.12202 | 0 | 0 | 0.24404 | 347.342 | 0.12242 | 0 | 0 | 0.24485
2017-03-19 04:00 | 308.5443 | 0.91965 |  | 323.9915 | 0.071775 | 0 | 0 | 0.14355 | 333.096 | 0.091523 | 0 | 0 | 0.18305 | 340.5451 | 0.10768 | 0 | 0 | 0.21536 | 340.821 | 0.10828 | 0 | 0 | 0.21656 | 341.005 | 0.10868 | 0 | 0 | 0.21736 | 341.2808 | 0.10928 | 0 | 0 | 0.21855 | 341.5567 | 0.10987 | 0 | 0 | 0.21975 | 341.8326 | 0.11047 | 0 | 0 | 0.22095 | 342.2005 | 0.11127 | 0 | 0 | 0.22254 | 342.4764 | 0.11187 | 0 | 0 | 0.22374 | 342.6603 | 0.11227 | 0 | 0 | 0.22454 | 342.9362 | 0.11287 | 0 | 0 | 0.22573 | 343.1201 | 0.11327 | 0 | 0 | 0.22653 | 343.396 | 0.11386 | 0 | 0 | 0.22773 | 343.6719 | 0.11446 | 0 | 0 | 0.22892 | 343.8559 | 0.11486 | 0 | 0 | 0.22972 | 344.1317 | 0.11546 | 0 | 0 | 0.23092 | 344.4076 | 0.11606 | 0 | 0 | 0.23212 | 344.4996 | 0.11626 | 0 | 0 | 0.23252 | 344.7755 | 0.11686 | 0 | 0 | 0.23371 | 345.0514 | 0.11745 | 0 | 0 | 0.23491 | 345.2353 | 0.11785 | 0 | 0 | 0.23571 | 345.5112 | 0.11845 | 0 | 0 | 0.2369 | 345.6951 | 0.11885 | 0 | 0 | 0.2377 | 345.8791 | 0.11925 | 0 | 0 | 0.2385
2017-03-19 05:00 | 309.8185 | 0.92344 |  | 325.3294 | 0.074677 | 0 | 0 | 0.14935 | 334.4715 | 0.094507 | 0 | 0 | 0.18901 | 341.9514 | 0.11073 | 0 | 0 | 0.22146 | 342.2285 | 0.11133 | 0 | 0 | 0.22266 | 342.4132 | 0.11173 | 0 | 0 | 0.22346 | 342.6902 | 0.11233 | 0 | 0 | 0.22467 | 342.9672 | 0.11293 | 0 | 0 | 0.22587 | 343.2443 | 0.11353 | 0 | 0 | 0.22707 | 343.6136 | 0.11434 | 0 | 0 | 0.22867 | 343.8907 | 0.11494 | 0 | 0 | 0.22987 | 344.0754 | 0.11534 | 0 | 0 | 0.23067 | 344.3524 | 0.11594 | 0 | 0 | 0.23188 | 344.5371 | 0.11634 | 0 | 0 | 0.23268 | 344.8141 | 0.11694 | 0 | 0 | 0.23388 | 345.0912 | 0.11754 | 0 | 0 | 0.23508 | 345.2758 | 0.11794 | 0 | 0 | 0.23588 | 345.5529 | 0.11854 | 0 | 0 | 0.23708 | 345.8299 | 0.11914 | 0 | 0 | 0.23829 | 345.9223 | 0.11934 | 0 | 0 | 0.23869 | 346.1993 | 0.11994 | 0 | 0 | 0.23989 | 346.4763 | 0.12055 | 0 | 0 | 0.24109 | 346.661 | 0.12095 | 0 | 0 | 0.24189 | 346.938 | 0.12155 | 0 | 0 | 0.24309 | 347.1227 | 0.12195 | 0 | 0 | 0.24389 | 347.3074 | 0.12235 | 0 | 0 | 0.2447
2017-03-19 06:00 | 305.6416 | 0.91099 |  | 320.9435 | 0.065164 | 0 | 0 | 0.13033 | 329.9623 | 0.084726 | 0 | 0 | 0.16945 | 337.3414 | 0.10073 | 0 | 0 | 0.20146 | 337.6147 | 0.10132 | 0 | 0 | 0.20265 | 337.7969 | 0.10172 | 0 | 0 | 0.20344 | 338.0702 | 0.10231 | 0 | 0 | 0.20462 | 338.3435 | 0.1029 | 0 | 0 | 0.20581 | 338.6168 | 0.1035 | 0 | 0 | 0.207 | 338.9812 | 0.10429 | 0 | 0 | 0.20858 | 339.2545 | 0.10488 | 0 | 0 | 0.20976 | 339.4367 | 0.10528 | 0 | 0 | 0.21055 | 339.71 | 0.10587 | 0 | 0 | 0.21174 | 339.8922 | 0.10626 | 0 | 0 | 0.21253 | 340.1655 | 0.10686 | 0 | 0 | 0.21371 | 340.4388 | 0.10745 | 0 | 0 | 0.2149 | 340.621 | 0.10784 | 0 | 0 | 0.21569 | 340.8943 | 0.10844 | 0 | 0 | 0.21688 | 341.1676 | 0.10903 | 0 | 0 | 0.21806 | 341.2587 | 0.10923 | 0 | 0 | 0.21846 | 341.532 | 0.10982 | 0 | 0 | 0.21964 | 341.8053 | 0.11041 | 0 | 0 | 0.22083 | 341.9875 | 0.11081 | 0 | 0 | 0.22162 | 342.2608 | 0.1114 | 0 | 0 | 0.2228 | 342.443 | 0.1118 | 0 | 0 | 0.22359 | 342.6252 | 0.11219 | 0 | 0 | 0.22438
2017-03-19 07:00 | 312.0746 | 0.93017 |  | 327.6985 | 0.079816 | 0 | 0 | 0.15963 | 336.9072 | 0.09979 | 0 | 0 | 0.19958 | 344.4415 | 0.11613 | 0 | 0 | 0.23226 | 344.7206 | 0.11674 | 0 | 0 | 0.23347 | 344.9066 | 0.11714 | 0 | 0 | 0.23428 | 345.1857 | 0.11775 | 0 | 0 | 0.23549 | 345.4647 | 0.11835 | 0 | 0 | 0.2367 | 345.7438 | 0.11896 | 0 | 0 | 0.23791 | 346.1158 | 0.11976 | 0 | 0 | 0.23953 | 346.3949 | 0.12037 | 0 | 0 | 0.24074 | 346.5809 | 0.12077 | 0 | 0 | 0.24154 | 346.86 | 0.12138 | 0 | 0 | 0.24275 | 347.046 | 0.12178 | 0 | 0 | 0.24356 | 347.325 | 0.12239 | 0 | 0 | 0.24477 | 347.6041 | 0.12299 | 0 | 0 | 0.24598 | 347.7901 | 0.12339 | 0 | 0 | 0.24679 | 348.0692 | 0.124 | 0 | 0 | 0.248 | 348.3482 | 0.12461 | 0 | 0 | 0.24921 | 348.4412 | 0.12481 | 0 | 0 | 0.24961 | 348.7203 | 0.12541 | 0 | 0 | 0.25082 | 348.9993 | 0.12602 | 0 | 0 | 0.25203 | 349.1854 | 0.12642 | 0 | 0 | 0.25284 | 349.4644 | 0.12703 | 0 | 0 | 0.25405 | 349.6505 | 0.12743 | 0 | 0 | 0.25486 | 349.8365 | 0.12783 | 0 | 0 | 0.25567
2017-03-19 08:00 | 303.5908 | 0.90488 |  | 318.79 | 0.060493 | 0 | 0 | 0.12099 | 327.7483 | 0.079924 | 0 | 0 | 0.15985 | 335.0779 | 0.095822 | 0 | 0 | 0.19164 | 335.3493 | 0.096411 | 0 | 0 | 0.19282 | 335.5303 | 0.096803 | 0 | 0 | 0.19361 | 335.8018 | 0.097392 | 0 | 0 | 0.19478 | 336.0732 | 0.097981 | 0 | 0 | 0.19596 | 336.3447 | 0.09857 | 0 | 0 | 0.19714 | 336.7066 | 0.099355 | 0 | 0 | 0.19871 | 336.9781 | 0.099943 | 0 | 0 | 0.19989 | 337.1591 | 0.10034 | 0 | 0 | 0.20067 | 337.4306 | 0.10092 | 0 | 0 | 0.20185 | 337.6115 | 0.10132 | 0 | 0 | 0.20263 | 337.883 | 0.10191 | 0 | 0 | 0.20381 | 338.1545 | 0.10249 | 0 | 0 | 0.20499 | 338.3354 | 0.10289 | 0 | 0 | 0.20577 | 338.6069 | 0.10348 | 0 | 0 | 0.20695 | 338.8784 | 0.10407 | 0 | 0 | 0.20813 | 338.9689 | 0.10426 | 0 | 0 | 0.20852 | 339.2403 | 0.10485 | 0 | 0 | 0.2097 | 339.5118 | 0.10544 | 0 | 0 | 0.21088 | 339.6928 | 0.10583 | 0 | 0 | 0.21166 | 339.9642 | 0.10642 | 0 | 0 | 0.21284 | 340.1452 | 0.10681 | 0 | 0 | 0.21363 | 340.3262 | 0.10721 | 0 | 0 | 0.21441
2017-03-19 09:00 | 295.5788 | 0.881 |  | 310.3769 | 0.042245 | 0 | 0 | 0.084491 | 319.0988 | 0.061163 | 0 | 0 | 0.12233 | 326.2349 | 0.076641 | 0 | 0 | 0.15328 | 326.4992 | 0.077215 | 0 | 0 | 0.15443 | 326.6754 | 0.077597 | 0 | 0 | 0.15519 | 326.9397 | 0.07817 | 0 | 0 | 0.15634 | 327.204 | 0.078743 | 0 | 0 | 0.15749 | 327.4683 | 0.079317 | 0 | 0 | 0.15863 | 327.8207 | 0.080081 | 0 | 0 | 0.16016 | 328.085 | 0.080654 | 0 | 0 | 0.16131 | 328.2612 | 0.081037 | 0 | 0 | 0.16207 | 328.5255 | 0.08161 | 0 | 0 | 0.16322 | 328.7017 | 0.081992 | 0 | 0 | 0.16398 | 328.966 | 0.082565 | 0 | 0 | 0.16513 | 329.2303 | 0.083139 | 0 | 0 | 0.16628 | 329.4065 | 0.083521 | 0 | 0 | 0.16704 | 329.6708 | 0.084094 | 0 | 0 | 0.16819 | 329.9351 | 0.084667 | 0 | 0 | 0.16933 | 330.0232 | 0.084858 | 0 | 0 | 0.16972 | 330.2875 | 0.085432 | 0 | 0 | 0.17086 | 330.5518 | 0.086005 | 0 | 0 | 0.17201 | 330.728 | 0.086387 | 0 | 0 | 0.17277 | 330.9923 | 0.08696 | 0 | 0 | 0.17392 | 331.1685 | 0.087342 | 0 | 0 | 0.17468 | 331.3447 | 0.087725 | 0 | 0 | 0.17545
2017-03-19 10:00 | 306.4044 | 0.91327 |  | 321.7444 | 0.066902 | 0 | 0 | 0.1338 | 330.7858 | 0.086512 | 0 | 0 | 0.17302 | 338.1833 | 0.10256 | 0 | 0 | 0.20511 | 338.4572 | 0.10315 | 0 | 0 | 0.2063 | 338.6399 | 0.10355 | 0 | 0 | 0.2071 | 338.9139 | 0.10414 | 0 | 0 | 0.20828 | 339.1878 | 0.10474 | 0 | 0 | 0.20947 | 339.4618 | 0.10533 | 0 | 0 | 0.21066 | 339.8271 | 0.10612 | 0 | 0 | 0.21225 | 340.1011 | 0.10672 | 0 | 0 | 0.21343 | 340.2838 | 0.10711 | 0 | 0 | 0.21423 | 340.5578 | 0.10771 | 0 | 0 | 0.21542 | 340.7404 | 0.1081 | 0 | 0 | 0.21621 | 341.0144 | 0.1087 | 0 | 0 | 0.2174 | 341.2884 | 0.10929 | 0 | 0 | 0.21858 | 341.471 | 0.10969 | 0 | 0 | 0.21938 | 341.745 | 0.11028 | 0 | 0 | 0.22057 | 342.019 | 0.11088 | 0 | 0 | 0.22175 | 342.1103 | 0.11108 | 0 | 0 | 0.22215 | 342.3843 | 0.11167 | 0 | 0 | 0.22334 | 342.6583 | 0.11226 | 0 | 0 | 0.22453 | 342.8409 | 0.11266 | 0 | 0 | 0.22532 | 343.1149 | 0.11325 | 0 | 0 | 0.22651 | 343.2976 | 0.11365 | 0 | 0 | 0.2273 | 343.4802 | 0.11405 | 0 | 0 | 0.22809
2017-03-19 11:00 | 310.9171 | 0.92672 |  | 326.4831 | 0.07718 | 0 | 0 | 0.15436 | 335.6576 | 0.097079 | 0 | 0 | 0.19416 | 343.1641 | 0.11336 | 0 | 0 | 0.22672 | 343.4421 | 0.11396 | 0 | 0 | 0.22793 | 343.6274 | 0.11437 | 0 | 0 | 0.22873 | 343.9054 | 0.11497 | 0 | 0 | 0.22994 | 344.1834 | 0.11557 | 0 | 0 | 0.23114 | 344.4615 | 0.11617 | 0 | 0 | 0.23235 | 344.8321 | 0.11698 | 0 | 0 | 0.23396 | 345.1102 | 0.11758 | 0 | 0 | 0.23516 | 345.2955 | 0.11798 | 0 | 0 | 0.23597 | 345.5735 | 0.11859 | 0 | 0 | 0.23717 | 345.7589 | 0.11899 | 0 | 0 | 0.23798 | 346.0369 | 0.11959 | 0 | 0 | 0.23918 | 346.3149 | 0.12019 | 0 | 0 | 0.24039 | 346.5002 | 0.1206 | 0 | 0 | 0.24119 | 346.7783 | 0.1212 | 0 | 0 | 0.2424 | 347.0563 | 0.1218 | 0 | 0 | 0.24361 | 347.1489 | 0.122 | 0 | 0 | 0.24401 | 347.427 | 0.12261 | 0 | 0 | 0.24521 | 347.705 | 0.12321 | 0 | 0 | 0.24642 | 347.8903 | 0.12361 | 0 | 0 | 0.24722 | 348.1683 | 0.12422 | 0 | 0 | 0.24843 | 348.3537 | 0.12462 | 0 | 0 | 0.24923 | 348.539 | 0.12502 | 0 | 0 | 0.25004
2017-03-19 12:00 | 306.5638 | 0.91374 |  | 321.9118 | 0.067265 | 0 | 0 | 0.13453 | 330.9579 | 0.086886 | 0 | 0 | 0.17377 | 338.3592 | 0.10294 | 0 | 0 | 0.20588 | 338.6333 | 0.10353 | 0 | 0 | 0.20707 | 338.8161 | 0.10393 | 0 | 0 | 0.20786 | 339.0902 | 0.10452 | 0 | 0 | 0.20905 | 339.3643 | 0.10512 | 0 | 0 | 0.21024 | 339.6384 | 0.10571 | 0 | 0 | 0.21143 | 340.0039 | 0.10651 | 0 | 0 | 0.21301 | 340.2781 | 0.1071 | 0 | 0 | 0.2142 | 340.4608 | 0.1075 | 0 | 0 | 0.21499 | 340.7349 | 0.10809 | 0 | 0 | 0.21618 | 340.9177 | 0.10849 | 0 | 0 | 0.21698 | 341.1918 | 0.10908 | 0 | 0 | 0.21817 | 341.4659 | 0.10968 | 0 | 0 | 0.21935 | 341.6487 | 0.11007 | 0 | 0 | 0.22015 | 341.9228 | 0.11067 | 0 | 0 | 0.22134 | 342.1969 | 0.11126 | 0 | 0 | 0.22253 | 342.2883 | 0.11146 | 0 | 0 | 0.22292 | 342.5624 | 0.11206 | 0 | 0 | 0.22411 | 342.8365 | 0.11265 | 0 | 0 | 0.2253 | 343.0193 | 0.11305 | 0 | 0 | 0.22609 | 343.2934 | 0.11364 | 0 | 0 | 0.22728 | 343.4762 | 0.11404 | 0 | 0 | 0.22808 | 343.6589 | 0.11443 | 0 | 0 | 0.22887
2017-03-19 13:00 | 300.5846 | 0.89592 |  | 315.6332 | 0.053646 | 0 | 0 | 0.10729 | 324.5029 | 0.072885 | 0 | 0 | 0.14577 | 331.7598 | 0.088625 | 0 | 0 | 0.17725 | 332.0286 | 0.089208 | 0 | 0 | 0.17842 | 332.2078 | 0.089597 | 0 | 0 | 0.17919 | 332.4766 | 0.09018 | 0 | 0 | 0.18036 | 332.7454 | 0.090763 | 0 | 0 | 0.18153 | 333.0141 | 0.091346 | 0 | 0 | 0.18269 | 333.3725 | 0.092123 | 0 | 0 | 0.18425 | 333.6413 | 0.092706 | 0 | 0 | 0.18541 | 333.8205 | 0.093094 | 0 | 0 | 0.18619 | 334.0892 | 0.093677 | 0 | 0 | 0.18735 | 334.2684 | 0.094066 | 0 | 0 | 0.18813 | 334.5372 | 0.094649 | 0 | 0 | 0.1893 | 334.806 | 0.095232 | 0 | 0 | 0.19046 | 334.9852 | 0.095621 | 0 | 0 | 0.19124 | 335.2539 | 0.096204 | 0 | 0 | 0.19241 | 335.5227 | 0.096787 | 0 | 0 | 0.19357 | 335.6123 | 0.096981 | 0 | 0 | 0.19396 | 335.8811 | 0.097564 | 0 | 0 | 0.19513 | 336.1499 | 0.098147 | 0 | 0 | 0.19629 | 336.329 | 0.098536 | 0 | 0 | 0.19707 | 336.5978 | 0.099119 | 0 | 0 | 0.19824 | 336.777 | 0.099507 | 0 | 0 | 0.19901 | 336.9562 | 0.099896 | 0 | 0 | 0.19979
2017-03-19 14:00 | 304.4323 | 0.90739 |  | 319.6736 | 0.06241 | 0 | 0 | 0.12482 | 328.6568 | 0.081895 | 0 | 0 | 0.16379 | 336.0067 | 0.097836 | 0 | 0 | 0.19567 | 336.2789 | 0.098427 | 0 | 0 | 0.19685 | 336.4604 | 0.09882 | 0 | 0 | 0.19764 | 336.7326 | 0.099411 | 0 | 0 | 0.19882 | 337.0048 | 0.1 | 0 | 0 | 0.2 | 337.277 | 0.10059 | 0 | 0 | 0.20118 | 337.64 | 0.10138 | 0 | 0 | 0.20276 | 337.9122 | 0.10197 | 0 | 0 | 0.20394 | 338.0937 | 0.10236 | 0 | 0 | 0.20473 | 338.3659 | 0.10295 | 0 | 0 | 0.20591 | 338.5474 | 0.10335 | 0 | 0 | 0.20669 | 338.8196 | 0.10394 | 0 | 0 | 0.20788 | 339.0918 | 0.10453 | 0 | 0 | 0.20906 | 339.2733 | 0.10492 | 0 | 0 | 0.20984 | 339.5455 | 0.10551 | 0 | 0 | 0.21102 | 339.8177 | 0.1061 | 0 | 0 | 0.21221 | 339.9085 | 0.1063 | 0 | 0 | 0.2126 | 340.1807 | 0.10689 | 0 | 0 | 0.21378 | 340.4529 | 0.10748 | 0 | 0 | 0.21496 | 340.6344 | 0.10787 | 0 | 0 | 0.21575 | 340.9066 | 0.10846 | 0 | 0 | 0.21693 | 341.0881 | 0.10886 | 0 | 0 | 0.21772 | 341.2695 | 0.10925 | 0 | 0 | 0.2185
2017-03-19 15:00 | 303.936 | 0.90591 |  | 319.1525 | 0.06128 | 0 | 0 | 0.12256 | 328.121 | 0.080732 | 0 | 0 | 0.16146 | 335.4589 | 0.096648 | 0 | 0 | 0.1933 | 335.7307 | 0.097238 | 0 | 0 | 0.19448 | 335.9119 | 0.097631 | 0 | 0 | 0.19526 | 336.1836 | 0.09822 | 0 | 0 | 0.19644 | 336.4554 | 0.09881 | 0 | 0 | 0.19762 | 336.7272 | 0.099399 | 0 | 0 | 0.1988 | 337.0896 | 0.10019 | 0 | 0 | 0.20037 | 337.3613 | 0.10077 | 0 | 0 | 0.20155 | 337.5425 | 0.10117 | 0 | 0 | 0.20234 | 337.8143 | 0.10176 | 0 | 0 | 0.20351 | 337.9955 | 0.10215 | 0 | 0 | 0.2043 | 338.2672 | 0.10274 | 0 | 0 | 0.20548 | 338.539 | 0.10333 | 0 | 0 | 0.20666 | 338.7202 | 0.10372 | 0 | 0 | 0.20744 | 338.992 | 0.10431 | 0 | 0 | 0.20862 | 339.2637 | 0.1049 | 0 | 0 | 0.2098 | 339.3543 | 0.1051 | 0 | 0 | 0.21019 | 339.6261 | 0.10569 | 0 | 0 | 0.21137 | 339.8979 | 0.10628 | 0 | 0 | 0.21255 | 340.0791 | 0.10667 | 0 | 0 | 0.21334 | 340.3508 | 0.10726 | 0 | 0 | 0.21452 | 340.532 | 0.10765 | 0 | 0 | 0.2153 | 340.7132 | 0.10804 | 0 | 0 | 0.21609
2017-03-19 16:00 | 301.9052 | 0.89986 |  | 317.02 | 0.056654 | 0 | 0 | 0.11331 | 325.9286 | 0.075977 | 0 | 0 | 0.15195 | 333.2174 | 0.091786 | 0 | 0 | 0.18357 | 333.4874 | 0.092372 | 0 | 0 | 0.18474 | 333.6674 | 0.092762 | 0 | 0 | 0.18552 | 333.9373 | 0.093348 | 0 | 0 | 0.1867 | 334.2073 | 0.093933 | 0 | 0 | 0.18787 | 334.4772 | 0.094519 | 0 | 0 | 0.18904 | 334.8372 | 0.0953 | 0 | 0 | 0.1906 | 335.1071 | 0.095885 | 0 | 0 | 0.19177 | 335.2871 | 0.096276 | 0 | 0 | 0.19255 | 335.5571 | 0.096861 | 0 | 0 | 0.19372 | 335.737 | 0.097252 | 0 | 0 | 0.1945 | 336.007 | 0.097837 | 0 | 0 | 0.19567 | 336.2769 | 0.098423 | 0 | 0 | 0.19685 | 336.4569 | 0.098813 | 0 | 0 | 0.19763 | 336.7269 | 0.099398 | 0 | 0 | 0.1988 | 336.9968 | 0.099984 | 0 | 0 | 0.19997 | 337.0868 | 0.10018 | 0 | 0 | 0.20036 | 337.3568 | 0.10076 | 0 | 0 | 0.20153 | 337.6267 | 0.10135 | 0 | 0 | 0.2027 | 337.8067 | 0.10174 | 0 | 0 | 0.20348 | 338.0767 | 0.10233 | 0 | 0 | 0.20465 | 338.2566 | 0.10272 | 0 | 0 | 0.20543 | 338.4366 | 0.10311 | 0 | 0 | 0.20621
2017-03-19 17:00 | 300.9528 | 0.89702 |  | 316.0199 | 0.054485 | 0 | 0 | 0.10897 | 324.9004 | 0.073747 | 0 | 0 | 0.14749 | 332.1663 | 0.089507 | 0 | 0 | 0.17901 | 332.4354 | 0.09009 | 0 | 0 | 0.18018 | 332.6148 | 0.090479 | 0 | 0 | 0.18096 | 332.8839 | 0.091063 | 0 | 0 | 0.18213 | 333.153 | 0.091647 | 0 | 0 | 0.18329 | 333.4221 | 0.09223 | 0 | 0 | 0.18446 | 333.7809 | 0.093009 | 0 | 0 | 0.18602 | 334.05 | 0.093592 | 0 | 0 | 0.18718 | 334.2294 | 0.093981 | 0 | 0 | 0.18796 | 334.4985 | 0.094565 | 0 | 0 | 0.18913 | 334.6779 | 0.094954 | 0 | 0 | 0.18991 | 334.947 | 0.095538 | 0 | 0 | 0.19108 | 335.2161 | 0.096122 | 0 | 0 | 0.19224 | 335.3955 | 0.096511 | 0 | 0 | 0.19302 | 335.6646 | 0.097094 | 0 | 0 | 0.19419 | 335.9337 | 0.097678 | 0 | 0 | 0.19536 | 336.0234 | 0.097873 | 0 | 0 | 0.19575 | 336.2925 | 0.098456 | 0 | 0 | 0.19691 | 336.5617 | 0.09904 | 0 | 0 | 0.19808 | 336.7411 | 0.099429 | 0 | 0 | 0.19886 | 337.0102 | 0.10001 | 0 | 0 | 0.20003 | 337.1896 | 0.1004 | 0 | 0 | 0.2008 | 337.369 | 0.10079 | 0 | 0 | 0.20158
2017-03-19 18:00 | 301.4045 | 0.89837 |  | 316.4942 | 0.055514 | 0 | 0 | 0.11103 | 325.388 | 0.074804 | 0 | 0 | 0.14961 | 332.6648 | 0.090588 | 0 | 0 | 0.18118 | 332.9343 | 0.091172 | 0 | 0 | 0.18234 | 333.114 | 0.091562 | 0 | 0 | 0.18312 | 333.3835 | 0.092147 | 0 | 0 | 0.18429 | 333.653 | 0.092731 | 0 | 0 | 0.18546 | 333.9225 | 0.093316 | 0 | 0 | 0.18663 | 334.2818 | 0.094095 | 0 | 0 | 0.18819 | 334.5513 | 0.09468 | 0 | 0 | 0.18936 | 334.731 | 0.095069 | 0 | 0 | 0.19014 | 335.0005 | 0.095654 | 0 | 0 | 0.19131 | 335.1802 | 0.096044 | 0 | 0 | 0.19209 | 335.4497 | 0.096628 | 0 | 0 | 0.19326 | 335.7192 | 0.097213 | 0 | 0 | 0.19443 | 335.8989 | 0.097603 | 0 | 0 | 0.19521 | 336.1684 | 0.098187 | 0 | 0 | 0.19637 | 336.4379 | 0.098772 | 0 | 0 | 0.19754 | 336.5277 | 0.098967 | 0 | 0 | 0.19793 | 336.7973 | 0.099551 | 0 | 0 | 0.1991 | 337.0668 | 0.10014 | 0 | 0 | 0.20027 | 337.2464 | 0.10053 | 0 | 0 | 0.20105 | 337.5159 | 0.10111 | 0 | 0 | 0.20222 | 337.6956 | 0.1015 | 0 | 0 | 0.203 | 337.8753 | 0.10189 | 0 | 0 | 0.20378
2017-03-19 19:00 | 299.3651 | 0.89229 |  | 314.3527 | 0.050869 | 0 | 0 | 0.10174 | 323.1863 | 0.070029 | 0 | 0 | 0.14006 | 330.4138 | 0.085706 | 0 | 0 | 0.17141 | 330.6815 | 0.086286 | 0 | 0 | 0.17257 | 330.86 | 0.086673 | 0 | 0 | 0.17335 | 331.1277 | 0.087254 | 0 | 0 | 0.17451 | 331.3954 | 0.087834 | 0 | 0 | 0.17567 | 331.663 | 0.088415 | 0 | 0 | 0.17683 | 332.02 | 0.089189 | 0 | 0 | 0.17838 | 332.2876 | 0.08977 | 0 | 0 | 0.17954 | 332.4661 | 0.090157 | 0 | 0 | 0.18031 | 332.7338 | 0.090737 | 0 | 0 | 0.18147 | 332.9122 | 0.091125 | 0 | 0 | 0.18225 | 333.1799 | 0.091705 | 0 | 0 | 0.18341 | 333.4476 | 0.092286 | 0 | 0 | 0.18457 | 333.6261 | 0.092673 | 0 | 0 | 0.18535 | 333.8938 | 0.093253 | 0 | 0 | 0.18651 | 334.1614 | 0.093834 | 0 | 0 | 0.18767 | 334.2507 | 0.094028 | 0 | 0 | 0.18806 | 334.5184 | 0.094608 | 0 | 0 | 0.18922 | 334.7861 | 0.095189 | 0 | 0 | 0.19038 | 334.9645 | 0.095576 | 0 | 0 | 0.19115 | 335.2322 | 0.096157 | 0 | 0 | 0.19231 | 335.4107 | 0.096544 | 0 | 0 | 0.19309 | 335.5891 | 0.096931 | 0 | 0 | 0.19386
2017-03-19 20:00 | 299.7078 | 0.89331 |  | 314.7126 | 0.051649 | 0 | 0 | 0.1033 | 323.5563 | 0.070832 | 0 | 0 | 0.14166 | 330.7921 | 0.086526 | 0 | 0 | 0.17305 | 331.0601 | 0.087107 | 0 | 0 | 0.17421 | 331.2388 | 0.087495 | 0 | 0 | 0.17499 | 331.5068 | 0.088076 | 0 | 0 | 0.17615 | 331.7748 | 0.088657 | 0 | 0 | 0.17731 | 332.0428 | 0.089239 | 0 | 0 | 0.17848 | 332.4001 | 0.090014 | 0 | 0 | 0.18003 | 332.6681 | 0.090595 | 0 | 0 | 0.18119 | 332.8467 | 0.090982 | 0 | 0 | 0.18196 | 333.1147 | 0.091564 | 0 | 0 | 0.18313 | 333.2934 | 0.091951 | 0 | 0 | 0.1839 | 333.5614 | 0.092533 | 0 | 0 | 0.18507 | 333.8294 | 0.093114 | 0 | 0 | 0.18623 | 334.008 | 0.093501 | 0 | 0 | 0.187 | 334.276 | 0.094083 | 0 | 0 | 0.18817 | 334.544 | 0.094664 | 0 | 0 | 0.18933 | 334.6334 | 0.094858 | 0 | 0 | 0.18972 | 334.9014 | 0.095439 | 0 | 0 | 0.19088 | 335.1693 | 0.09602 | 0 | 0 | 0.19204 | 335.348 | 0.096408 | 0 | 0 | 0.19282 | 335.616 | 0.096989 | 0 | 0 | 0.19398 | 335.7947 | 0.097377 | 0 | 0 | 0.19475 | 335.9733 | 0.097764 | 0 | 0 | 0.19553
2017-03-19 21:00 | 307.1079 | 0.91537 |  | 322.4831 | 0.068504 | 0 | 0 | 0.13701 | 331.5452 | 0.08816 | 0 | 0 | 0.17632 | 338.9597 | 0.10424 | 0 | 0 | 0.20848 | 339.2343 | 0.10484 | 0 | 0 | 0.20967 | 339.4174 | 0.10523 | 0 | 0 | 0.21047 | 339.692 | 0.10583 | 0 | 0 | 0.21166 | 339.9666 | 0.10643 | 0 | 0 | 0.21285 | 340.2412 | 0.10702 | 0 | 0 | 0.21404 | 340.6074 | 0.10782 | 0 | 0 | 0.21563 | 340.882 | 0.10841 | 0 | 0 | 0.21682 | 341.065 | 0.10881 | 0 | 0 | 0.21762 | 341.3396 | 0.1094 | 0 | 0 | 0.21881 | 341.5227 | 0.1098 | 0 | 0 | 0.2196 | 341.7973 | 0.1104 | 0 | 0 | 0.22079 | 342.0719 | 0.11099 | 0 | 0 | 0.22198 | 342.255 | 0.11139 | 0 | 0 | 0.22278 | 342.5296 | 0.11198 | 0 | 0 | 0.22397 | 342.8042 | 0.11258 | 0 | 0 | 0.22516 | 342.8958 | 0.11278 | 0 | 0 | 0.22556 | 343.1704 | 0.11337 | 0 | 0 | 0.22675 | 343.445 | 0.11397 | 0 | 0 | 0.22794 | 343.6281 | 0.11437 | 0 | 0 | 0.22873 | 343.9027 | 0.11496 | 0 | 0 | 0.22993 | 344.0857 | 0.11536 | 0 | 0 | 0.23072 | 344.2688 | 0.11576 | 0 | 0 | 0.23151
2017-03-19 22:00 | 309.5505 | 0.92265 |  | 325.0481 | 0.074067 | 0 | 0 | 0.14813 | 334.1823 | 0.093879 | 0 | 0 | 0.18776 | 341.6557 | 0.11009 | 0 | 0 | 0.22018 | 341.9325 | 0.11069 | 0 | 0 | 0.22138 | 342.117 | 0.11109 | 0 | 0 | 0.22218 | 342.3938 | 0.11169 | 0 | 0 | 0.22338 | 342.6706 | 0.11229 | 0 | 0 | 0.22458 | 342.9474 | 0.11289 | 0 | 0 | 0.22578 | 343.3165 | 0.11369 | 0 | 0 | 0.22738 | 343.5933 | 0.11429 | 0 | 0 | 0.22858 | 343.7778 | 0.11469 | 0 | 0 | 0.22938 | 344.0546 | 0.11529 | 0 | 0 | 0.23058 | 344.2391 | 0.11569 | 0 | 0 | 0.23139 | 344.5159 | 0.11629 | 0 | 0 | 0.23259 | 344.7927 | 0.11689 | 0 | 0 | 0.23379 | 344.9772 | 0.11729 | 0 | 0 | 0.23459 | 345.254 | 0.11789 | 0 | 0 | 0.23579 | 345.5308 | 0.11849 | 0 | 0 | 0.23699 | 345.6231 | 0.11869 | 0 | 0 | 0.23739 | 345.8999 | 0.11929 | 0 | 0 | 0.23859 | 346.1767 | 0.1199 | 0 | 0 | 0.23979 | 346.3612 | 0.1203 | 0 | 0 | 0.24059 | 346.638 | 0.1209 | 0 | 0 | 0.24179 | 346.8225 | 0.1213 | 0 | 0 | 0.24259 | 347.0071 | 0.1217 | 0 | 0 | 0.24339
2017-03-19 23:00 | 302.6678 | 0.90213 |  | 317.8208 | 0.058391 | 0 | 0 | 0.11678 | 326.7519 | 0.077763 | 0 | 0 | 0.15553 | 334.0592 | 0.093612 | 0 | 0 | 0.18722 | 334.3298 | 0.094199 | 0 | 0 | 0.1884 | 334.5102 | 0.094591 | 0 | 0 | 0.18918 | 334.7809 | 0.095178 | 0 | 0 | 0.19036 | 335.0515 | 0.095765 | 0 | 0 | 0.19153 | 335.3221 | 0.096352 | 0 | 0 | 0.1927 | 335.683 | 0.097134 | 0 | 0 | 0.19427 | 335.9536 | 0.097721 | 0 | 0 | 0.19544 | 336.1341 | 0.098113 | 0 | 0 | 0.19623 | 336.4047 | 0.0987 | 0 | 0 | 0.1974 | 336.5851 | 0.099091 | 0 | 0 | 0.19818 | 336.8558 | 0.099678 | 0 | 0 | 0.19936 | 337.1264 | 0.10027 | 0 | 0 | 0.20053 | 337.3068 | 0.10066 | 0 | 0 | 0.20131 | 337.5775 | 0.10124 | 0 | 0 | 0.20249 | 337.8481 | 0.10183 | 0 | 0 | 0.20366 | 337.9383 | 0.10203 | 0 | 0 | 0.20405 | 338.209 | 0.10261 | 0 | 0 | 0.20523 | 338.4796 | 0.1032 | 0 | 0 | 0.2064 | 338.66 | 0.10359 | 0 | 0 | 0.20718 | 338.9307 | 0.10418 | 0 | 0 | 0.20836 | 339.1111 | 0.10457 | 0 | 0 | 0.20914 | 339.2915 | 0.10496 | 0 | 0 | 0.20992
2017-03-20 | 303.2242 | 0.90379 |  | 318.405 | 0.059658 | 0 | 0 | 0.11932 | 327.3525 | 0.079066 | 0 | 0 | 0.15813 | 334.6732 | 0.094944 | 0 | 0 | 0.18989 | 334.9444 | 0.095532 | 0 | 0 | 0.19106 | 335.1251 | 0.095924 | 0 | 0 | 0.19185 | 335.3963 | 0.096512 | 0 | 0 | 0.19302 | 335.6674 | 0.097101 | 0 | 0 | 0.1942 | 335.9385 | 0.097689 | 0 | 0 | 0.19538 | 336.3001 | 0.098473 | 0 | 0 | 0.19695 | 336.5712 | 0.099061 | 0 | 0 | 0.19812 | 336.752 | 0.099453 | 0 | 0 | 0.19891 | 337.0231 | 0.10004 | 0 | 0 | 0.20008 | 337.2039 | 0.10043 | 0 | 0 | 0.20087 | 337.475 | 0.10102 | 0 | 0 | 0.20204 | 337.7461 | 0.10161 | 0 | 0 | 0.20322 | 337.9269 | 0.102 | 0 | 0 | 0.204 | 338.198 | 0.10259 | 0 | 0 | 0.20518 | 338.4692 | 0.10318 | 0 | 0 | 0.20636 | 338.5595 | 0.10337 | 0 | 0 | 0.20675 | 338.8307 | 0.10396 | 0 | 0 | 0.20792 | 339.1018 | 0.10455 | 0 | 0 | 0.2091 | 339.2826 | 0.10494 | 0 | 0 | 0.20988 | 339.5537 | 0.10553 | 0 | 0 | 0.21106 | 339.7345 | 0.10592 | 0 | 0 | 0.21184 | 339.9152 | 0.10631 | 0 | 0 | 0.21263
2017-03-20 01:00 | 305.0579 | 0.90926 |  | 320.3306 | 0.063835 | 0 | 0 | 0.12767 | 329.3322 | 0.083359 | 0 | 0 | 0.16672 | 336.6972 | 0.099334 | 0 | 0 | 0.19867 | 336.9699 | 0.099926 | 0 | 0 | 0.19985 | 337.1518 | 0.10032 | 0 | 0 | 0.20064 | 337.4246 | 0.10091 | 0 | 0 | 0.20182 | 337.6973 | 0.1015 | 0 | 0 | 0.20301 | 337.9701 | 0.1021 | 0 | 0 | 0.20419 | 338.3338 | 0.10288 | 0 | 0 | 0.20577 | 338.6066 | 0.10348 | 0 | 0 | 0.20695 | 338.7884 | 0.10387 | 0 | 0 | 0.20774 | 339.0612 | 0.10446 | 0 | 0 | 0.20892 | 339.2431 | 0.10486 | 0 | 0 | 0.20971 | 339.5158 | 0.10545 | 0 | 0 | 0.2109 | 339.7886 | 0.10604 | 0 | 0 | 0.21208 | 339.9705 | 0.10643 | 0 | 0 | 0.21287 | 340.2432 | 0.10703 | 0 | 0 | 0.21405 | 340.516 | 0.10762 | 0 | 0 | 0.21523 | 340.607 | 0.10781 | 0 | 0 | 0.21563 | 340.8797 | 0.10841 | 0 | 0 | 0.21681 | 341.1525 | 0.109 | 0 | 0 | 0.218 | 341.3344 | 0.10939 | 0 | 0 | 0.21878 | 341.6071 | 0.10998 | 0 | 0 | 0.21997 | 341.789 | 0.11038 | 0 | 0 | 0.22076 | 341.9708 | 0.11077 | 0 | 0 | 0.22155
2017-03-20 02:00 | 306.6439 | 0.91398 |  | 321.996 | 0.067447 | 0 | 0 | 0.13489 | 331.0444 | 0.087073 | 0 | 0 | 0.17415 | 338.4476 | 0.10313 | 0 | 0 | 0.20626 | 338.7218 | 0.10373 | 0 | 0 | 0.20745 | 338.9046 | 0.10412 | 0 | 0 | 0.20824 | 339.1788 | 0.10472 | 0 | 0 | 0.20943 | 339.453 | 0.10531 | 0 | 0 | 0.21062 | 339.7272 | 0.10591 | 0 | 0 | 0.21181 | 340.0928 | 0.1067 | 0 | 0 | 0.2134 | 340.367 | 0.10729 | 0 | 0 | 0.21459 | 340.5498 | 0.10769 | 0 | 0 | 0.21538 | 340.824 | 0.10829 | 0 | 0 | 0.21657 | 341.0068 | 0.10868 | 0 | 0 | 0.21736 | 341.281 | 0.10928 | 0 | 0 | 0.21855 | 341.5552 | 0.10987 | 0 | 0 | 0.21974 | 341.738 | 0.11027 | 0 | 0 | 0.22054 | 342.0122 | 0.11086 | 0 | 0 | 0.22172 | 342.2864 | 0.11146 | 0 | 0 | 0.22291 | 342.3778 | 0.11166 | 0 | 0 | 0.22331 | 342.652 | 0.11225 | 0 | 0 | 0.2245 | 342.9262 | 0.11284 | 0 | 0 | 0.22569 | 343.109 | 0.11324 | 0 | 0 | 0.22648 | 343.3832 | 0.11384 | 0 | 0 | 0.22767 | 343.5659 | 0.11423 | 0 | 0 | 0.22846 | 343.7487 | 0.11463 | 0 | 0 | 0.22926
2017-03-20 03:00 | 305.7897 | 0.91144 |  | 321.099 | 0.065502 | 0 | 0 | 0.131 | 330.1222 | 0.085073 | 0 | 0 | 0.17015 | 337.5049 | 0.10109 | 0 | 0 | 0.20217 | 337.7783 | 0.10168 | 0 | 0 | 0.20336 | 337.9606 | 0.10207 | 0 | 0 | 0.20415 | 338.234 | 0.10267 | 0 | 0 | 0.20533 | 338.5074 | 0.10326 | 0 | 0 | 0.20652 | 338.7809 | 0.10385 | 0 | 0 | 0.20771 | 339.1454 | 0.10464 | 0 | 0 | 0.20929 | 339.4189 | 0.10524 | 0 | 0 | 0.21047 | 339.6012 | 0.10563 | 0 | 0 | 0.21127 | 339.8746 | 0.10623 | 0 | 0 | 0.21245 | 340.0569 | 0.10662 | 0 | 0 | 0.21324 | 340.3303 | 0.10721 | 0 | 0 | 0.21443 | 340.6037 | 0.10781 | 0 | 0 | 0.21561 | 340.786 | 0.1082 | 0 | 0 | 0.21641 | 341.0595 | 0.1088 | 0 | 0 | 0.21759 | 341.3329 | 0.10939 | 0 | 0 | 0.21878 | 341.424 | 0.10959 | 0 | 0 | 0.21917 | 341.6975 | 0.11018 | 0 | 0 | 0.22036 | 341.9709 | 0.11077 | 0 | 0 | 0.22155 | 342.1532 | 0.11117 | 0 | 0 | 0.22234 | 342.4266 | 0.11176 | 0 | 0 | 0.22352 | 342.6089 | 0.11216 | 0 | 0 | 0.22431 | 342.7912 | 0.11255 | 0 | 0 | 0.2251
2017-03-20 04:00 | 306.9049 | 0.91476 |  | 322.2701 | 0.068042 | 0 | 0 | 0.13608 | 331.3262 | 0.087684 | 0 | 0 | 0.17537 | 338.7357 | 0.10376 | 0 | 0 | 0.20751 | 339.0102 | 0.10435 | 0 | 0 | 0.2087 | 339.1931 | 0.10475 | 0 | 0 | 0.2095 | 339.4676 | 0.10534 | 0 | 0 | 0.21069 | 339.742 | 0.10594 | 0 | 0 | 0.21188 | 340.0164 | 0.10653 | 0 | 0 | 0.21307 | 340.3823 | 0.10733 | 0 | 0 | 0.21465 | 340.6567 | 0.10792 | 0 | 0 | 0.21584 | 340.8397 | 0.10832 | 0 | 0 | 0.21664 | 341.1141 | 0.10891 | 0 | 0 | 0.21783 | 341.2971 | 0.10931 | 0 | 0 | 0.21862 | 341.5715 | 0.10991 | 0 | 0 | 0.21981 | 341.8459 | 0.1105 | 0 | 0 | 0.221 | 342.0289 | 0.1109 | 0 | 0 | 0.2218 | 342.3033 | 0.11149 | 0 | 0 | 0.22299 | 342.5777 | 0.11209 | 0 | 0 | 0.22418 | 342.6692 | 0.11229 | 0 | 0 | 0.22457 | 342.9436 | 0.11288 | 0 | 0 | 0.22577 | 343.2181 | 0.11348 | 0 | 0 | 0.22696 | 343.401 | 0.11387 | 0 | 0 | 0.22775 | 343.6754 | 0.11447 | 0 | 0 | 0.22894 | 343.8584 | 0.11487 | 0 | 0 | 0.22973 | 344.0414 | 0.11526 | 0 | 0 | 0.23053
2017-03-20 05:00 | 305.0929 | 0.90936 |  | 320.3673 | 0.063915 | 0 | 0 | 0.12783 | 329.37 | 0.083441 | 0 | 0 | 0.16688 | 336.7358 | 0.099418 | 0 | 0 | 0.19884 | 337.0086 | 0.10001 | 0 | 0 | 0.20002 | 337.1904 | 0.1004 | 0 | 0 | 0.20081 | 337.4633 | 0.101 | 0 | 0 | 0.20199 | 337.7361 | 0.10159 | 0 | 0 | 0.20317 | 338.0089 | 0.10218 | 0 | 0 | 0.20436 | 338.3726 | 0.10297 | 0 | 0 | 0.20594 | 338.6454 | 0.10356 | 0 | 0 | 0.20712 | 338.8273 | 0.10395 | 0 | 0 | 0.20791 | 339.1001 | 0.10455 | 0 | 0 | 0.20909 | 339.282 | 0.10494 | 0 | 0 | 0.20988 | 339.5548 | 0.10553 | 0 | 0 | 0.21106 | 339.8276 | 0.10612 | 0 | 0 | 0.21225 | 340.0095 | 0.10652 | 0 | 0 | 0.21304 | 340.2823 | 0.10711 | 0 | 0 | 0.21422 | 340.5551 | 0.1077 | 0 | 0 | 0.2154 | 340.646 | 0.1079 | 0 | 0 | 0.2158 | 340.9188 | 0.10849 | 0 | 0 | 0.21698 | 341.1916 | 0.10908 | 0 | 0 | 0.21817 | 341.3735 | 0.10948 | 0 | 0 | 0.21895 | 341.6463 | 0.11007 | 0 | 0 | 0.22014 | 341.8282 | 0.11046 | 0 | 0 | 0.22093 | 342.01 | 0.11086 | 0 | 0 | 0.22172
2017-03-20 06:00 | 304.7203 | 0.90825 |  | 319.976 | 0.063066 | 0 | 0 | 0.12613 | 328.9677 | 0.082569 | 0 | 0 | 0.16514 | 336.3245 | 0.098526 | 0 | 0 | 0.19705 | 336.597 | 0.099117 | 0 | 0 | 0.19823 | 336.7786 | 0.099511 | 0 | 0 | 0.19902 | 337.0511 | 0.1001 | 0 | 0 | 0.2002 | 337.3236 | 0.10069 | 0 | 0 | 0.20139 | 337.596 | 0.10128 | 0 | 0 | 0.20257 | 337.9593 | 0.10207 | 0 | 0 | 0.20414 | 338.2318 | 0.10266 | 0 | 0 | 0.20533 | 338.4135 | 0.10306 | 0 | 0 | 0.20611 | 338.6859 | 0.10365 | 0 | 0 | 0.2073 | 338.8676 | 0.10404 | 0 | 0 | 0.20808 | 339.1401 | 0.10463 | 0 | 0 | 0.20927 | 339.4125 | 0.10522 | 0 | 0 | 0.21045 | 339.5942 | 0.10562 | 0 | 0 | 0.21124 | 339.8667 | 0.10621 | 0 | 0 | 0.21242 | 340.1391 | 0.1068 | 0 | 0 | 0.2136 | 340.23 | 0.107 | 0 | 0 | 0.21399 | 340.5024 | 0.10759 | 0 | 0 | 0.21518 | 340.7749 | 0.10818 | 0 | 0 | 0.21636 | 340.9566 | 0.10857 | 0 | 0 | 0.21715 | 341.229 | 0.10916 | 0 | 0 | 0.21833 | 341.4107 | 0.10956 | 0 | 0 | 0.21912 | 341.5923 | 0.10995 | 0 | 0 | 0.2199
2017-03-20 07:00 | 308.1668 | 0.91852 |  | 323.5951 | 0.070916 | 0 | 0 | 0.14183 | 332.6885 | 0.090639 | 0 | 0 | 0.18128 | 340.1285 | 0.10678 | 0 | 0 | 0.21355 | 340.4041 | 0.10737 | 0 | 0 | 0.21475 | 340.5878 | 0.10777 | 0 | 0 | 0.21555 | 340.8633 | 0.10837 | 0 | 0 | 0.21674 | 341.1389 | 0.10897 | 0 | 0 | 0.21794 | 341.4144 | 0.10957 | 0 | 0 | 0.21913 | 341.7818 | 0.11036 | 0 | 0 | 0.22073 | 342.0574 | 0.11096 | 0 | 0 | 0.22192 | 342.2411 | 0.11136 | 0 | 0 | 0.22272 | 342.5167 | 0.11196 | 0 | 0 | 0.22391 | 342.7004 | 0.11235 | 0 | 0 | 0.22471 | 342.9759 | 0.11295 | 0 | 0 | 0.22591 | 343.2515 | 0.11355 | 0 | 0 | 0.2271 | 343.4352 | 0.11395 | 0 | 0 | 0.2279 | 343.7107 | 0.11455 | 0 | 0 | 0.22909 | 343.9863 | 0.11514 | 0 | 0 | 0.23029 | 344.0781 | 0.11534 | 0 | 0 | 0.23069 | 344.3537 | 0.11594 | 0 | 0 | 0.23188 | 344.6293 | 0.11654 | 0 | 0 | 0.23308 | 344.813 | 0.11694 | 0 | 0 | 0.23387 | 345.0885 | 0.11753 | 0 | 0 | 0.23507 | 345.2722 | 0.11793 | 0 | 0 | 0.23587 | 345.4559 | 0.11833 | 0 | 0 | 0.23666
2017-03-20 08:00 | 298.9711 | 0.89111 |  | 313.939 | 0.049972 | 0 | 0 | 0.099943 | 322.761 | 0.069106 | 0 | 0 | 0.13821 | 329.979 | 0.084762 | 0 | 0 | 0.16952 | 330.2463 | 0.085342 | 0 | 0 | 0.17068 | 330.4245 | 0.085729 | 0 | 0 | 0.17146 | 330.6919 | 0.086309 | 0 | 0 | 0.17262 | 330.9592 | 0.086888 | 0 | 0 | 0.17378 | 331.2266 | 0.087468 | 0 | 0 | 0.17494 | 331.583 | 0.088241 | 0 | 0 | 0.17648 | 331.8503 | 0.088821 | 0 | 0 | 0.17764 | 332.0286 | 0.089208 | 0 | 0 | 0.17842 | 332.2959 | 0.089788 | 0 | 0 | 0.17958 | 332.4741 | 0.090174 | 0 | 0 | 0.18035 | 332.7414 | 0.090754 | 0 | 0 | 0.18151 | 333.0088 | 0.091334 | 0 | 0 | 0.18267 | 333.187 | 0.09172 | 0 | 0 | 0.18344 | 333.4543 | 0.0923 | 0 | 0 | 0.1846 | 333.7217 | 0.09288 | 0 | 0 | 0.18576 | 333.8108 | 0.093073 | 0 | 0 | 0.18615 | 334.0781 | 0.093653 | 0 | 0 | 0.18731 | 334.3454 | 0.094233 | 0 | 0 | 0.18847 | 334.5237 | 0.09462 | 0 | 0 | 0.18924 | 334.791 | 0.0952 | 0 | 0 | 0.1904 | 334.9692 | 0.095586 | 0 | 0 | 0.19117 | 335.1474 | 0.095973 | 0 | 0 | 0.19195
2017-03-20 09:00 | 305.0554 | 0.90925 |  | 320.3279 | 0.063829 | 0 | 0 | 0.12766 | 329.3295 | 0.083354 | 0 | 0 | 0.16671 | 336.6944 | 0.099328 | 0 | 0 | 0.19866 | 336.9672 | 0.09992 | 0 | 0 | 0.19984 | 337.149 | 0.10031 | 0 | 0 | 0.20063 | 337.4218 | 0.10091 | 0 | 0 | 0.20181 | 337.6946 | 0.1015 | 0 | 0 | 0.20299 | 337.9673 | 0.10209 | 0 | 0 | 0.20418 | 338.331 | 0.10288 | 0 | 0 | 0.20576 | 338.6038 | 0.10347 | 0 | 0 | 0.20694 | 338.7857 | 0.10386 | 0 | 0 | 0.20773 | 339.0584 | 0.10446 | 0 | 0 | 0.20891 | 339.2403 | 0.10485 | 0 | 0 | 0.2097 | 339.5131 | 0.10544 | 0 | 0 | 0.21088 | 339.7858 | 0.10603 | 0 | 0 | 0.21207 | 339.9677 | 0.10643 | 0 | 0 | 0.21286 | 340.2405 | 0.10702 | 0 | 0 | 0.21404 | 340.5132 | 0.10761 | 0 | 0 | 0.21522 | 340.6041 | 0.10781 | 0 | 0 | 0.21562 | 340.8769 | 0.1084 | 0 | 0 | 0.2168 | 341.1497 | 0.10899 | 0 | 0 | 0.21798 | 341.3315 | 0.10939 | 0 | 0 | 0.21877 | 341.6043 | 0.10998 | 0 | 0 | 0.21996 | 341.7862 | 0.11037 | 0 | 0 | 0.22074 | 341.968 | 0.11077 | 0 | 0 | 0.22153
2017-03-20 10:00 | 296.538 | 0.88386 |  | 311.3841 | 0.04443 | 0 | 0 | 0.08886 | 320.1344 | 0.063409 | 0 | 0 | 0.12682 | 327.2936 | 0.078938 | 0 | 0 | 0.15788 | 327.5588 | 0.079513 | 0 | 0 | 0.15903 | 327.7356 | 0.079896 | 0 | 0 | 0.15979 | 328.0007 | 0.080471 | 0 | 0 | 0.16094 | 328.2659 | 0.081047 | 0 | 0 | 0.16209 | 328.531 | 0.081622 | 0 | 0 | 0.16324 | 328.8846 | 0.082389 | 0 | 0 | 0.16478 | 329.1497 | 0.082964 | 0 | 0 | 0.16593 | 329.3265 | 0.083347 | 0 | 0 | 0.16669 | 329.5917 | 0.083922 | 0 | 0 | 0.16784 | 329.7684 | 0.084306 | 0 | 0 | 0.16861 | 330.0336 | 0.084881 | 0 | 0 | 0.16976 | 330.2988 | 0.085456 | 0 | 0 | 0.17091 | 330.4755 | 0.085839 | 0 | 0 | 0.17168 | 330.7407 | 0.086414 | 0 | 0 | 0.17283 | 331.0059 | 0.08699 | 0 | 0 | 0.17398 | 331.0942 | 0.087181 | 0 | 0 | 0.17436 | 331.3594 | 0.087756 | 0 | 0 | 0.17551 | 331.6246 | 0.088332 | 0 | 0 | 0.17666 | 331.8013 | 0.088715 | 0 | 0 | 0.17743 | 332.0665 | 0.08929 | 0 | 0 | 0.17858 | 332.2433 | 0.089674 | 0 | 0 | 0.17935 | 332.42 | 0.090057 | 0 | 0 | 0.18011
2017-03-20 11:00 | 285.9148 | 0.8522 |  | 300.2291 | 0.020235 | 0 | 0 | 0.040469 | 308.6658 | 0.038534 | 0 | 0 | 0.077068 | 315.5686 | 0.053506 | 0 | 0 | 0.10701 | 315.8243 | 0.054061 | 0 | 0 | 0.10812 | 315.9947 | 0.05443 | 0 | 0 | 0.10886 | 316.2504 | 0.054985 | 0 | 0 | 0.10997 | 316.506 | 0.055539 | 0 | 0 | 0.11108 | 316.7617 | 0.056094 | 0 | 0 | 0.11219 | 317.1026 | 0.056833 | 0 | 0 | 0.11367 | 317.3582 | 0.057388 | 0 | 0 | 0.11478 | 317.5287 | 0.057758 | 0 | 0 | 0.11552 | 317.7843 | 0.058312 | 0 | 0 | 0.11662 | 317.9548 | 0.058682 | 0 | 0 | 0.11736 | 318.2104 | 0.059236 | 0 | 0 | 0.11847 | 318.4661 | 0.059791 | 0 | 0 | 0.11958 | 318.6365 | 0.060161 | 0 | 0 | 0.12032 | 318.8922 | 0.060715 | 0 | 0 | 0.12143 | 319.1478 | 0.06127 | 0 | 0 | 0.12254 | 319.2331 | 0.061454 | 0 | 0 | 0.12291 | 319.4887 | 0.062009 | 0 | 0 | 0.12402 | 319.7444 | 0.062563 | 0 | 0 | 0.12513 | 319.9148 | 0.062933 | 0 | 0 | 0.12587 | 320.1705 | 0.063488 | 0 | 0 | 0.12698 | 320.3409 | 0.063857 | 0 | 0 | 0.12771 | 320.5114 | 0.064227 | 0 | 0 | 0.12845
2017-03-20 12:00 | 285.3967 | 0.85065 |  | 299.685 | 0.019055 | 0 | 0 | 0.038109 | 308.1065 | 0.037321 | 0 | 0 | 0.074642 | 314.9968 | 0.052266 | 0 | 0 | 0.10453 | 315.252 | 0.052819 | 0 | 0 | 0.10564 | 315.4221 | 0.053188 | 0 | 0 | 0.10638 | 315.6773 | 0.053742 | 0 | 0 | 0.10748 | 315.9325 | 0.054295 | 0 | 0 | 0.10859 | 316.1877 | 0.054849 | 0 | 0 | 0.1097 | 316.5279 | 0.055587 | 0 | 0 | 0.11117 | 316.7831 | 0.056141 | 0 | 0 | 0.11228 | 316.9533 | 0.05651 | 0 | 0 | 0.11302 | 317.2085 | 0.057063 | 0 | 0 | 0.11413 | 317.3786 | 0.057432 | 0 | 0 | 0.11486 | 317.6338 | 0.057986 | 0 | 0 | 0.11597 | 317.889 | 0.058539 | 0 | 0 | 0.11708 | 318.0591 | 0.058908 | 0 | 0 | 0.11782 | 318.3143 | 0.059462 | 0 | 0 | 0.11892 | 318.5695 | 0.060015 | 0 | 0 | 0.12003 | 318.6546 | 0.0602 | 0 | 0 | 0.1204 | 318.9098 | 0.060753 | 0 | 0 | 0.12151 | 319.165 | 0.061307 | 0 | 0 | 0.12261 | 319.3351 | 0.061676 | 0 | 0 | 0.12335 | 319.5903 | 0.062229 | 0 | 0 | 0.12446 | 319.7604 | 0.062598 | 0 | 0 | 0.1252 | 319.9305 | 0.062967 | 0 | 0 | 0.12593
2017-03-20 13:00 | 280.3248 | 0.83554 |  | 294.3592 | 0.0075031 | 0 | 0 | 0.015006 | 302.631 | 0.025445 | 0 | 0 | 0.050889 | 309.3989 | 0.040124 | 0 | 0 | 0.080248 | 309.6495 | 0.040668 | 0 | 0 | 0.081335 | 309.8166 | 0.04103 | 0 | 0 | 0.08206 | 310.0673 | 0.041574 | 0 | 0 | 0.083148 | 310.318 | 0.042118 | 0 | 0 | 0.084235 | 310.5686 | 0.042661 | 0 | 0 | 0.085322 | 310.9028 | 0.043386 | 0 | 0 | 0.086772 | 311.1535 | 0.04393 | 0 | 0 | 0.08786 | 311.3206 | 0.044292 | 0 | 0 | 0.088585 | 311.5713 | 0.044836 | 0 | 0 | 0.089672 | 311.7384 | 0.045198 | 0 | 0 | 0.090397 | 311.989 | 0.045742 | 0 | 0 | 0.091484 | 312.2397 | 0.046286 | 0 | 0 | 0.092572 | 312.4068 | 0.046648 | 0 | 0 | 0.093297 | 312.6575 | 0.047192 | 0 | 0 | 0.094384 | 312.9081 | 0.047736 | 0 | 0 | 0.095471 | 312.9917 | 0.047917 | 0 | 0 | 0.095834 | 313.2423 | 0.048461 | 0 | 0 | 0.096921 | 313.493 | 0.049004 | 0 | 0 | 0.098008 | 313.6601 | 0.049367 | 0 | 0 | 0.098733 | 313.9108 | 0.04991 | 0 | 0 | 0.099821 | 314.0779 | 0.050273 | 0 | 0 | 0.10055 | 314.245 | 0.050635 | 0 | 0 | 0.10127
2017-03-20 14:00 | 238.7817 | 0.71171 |  | 250.7362 | 0 | 0 | 0 | 0 | 257.7822 | 0 | 0 | 0 | 0 | 263.547 | 0 | 0 | 0 | 0 | 263.7606 | 0 | 0 | 0 | 0 | 263.9029 | 0 | 0 | 0 | 0 | 264.1164 | 0 | 0 | 0 | 0 | 264.3299 | 0 | 0 | 0 | 0 | 264.5434 | 0 | 0 | 0 | 0 | 264.8281 | 0 | 0 | 0 | 0 | 265.0416 | 0 | 0 | 0 | 0 | 265.184 | 0 | 0 | 0 | 0 | 265.3975 | 0 | 0 | 0 | 0 | 265.5398 | 0 | 0 | 0 | 0 | 265.7533 | 0 | 0 | 0 | 0 | 265.9669 | 0 | 0 | 0 | 0 | 266.1092 | 0 | 0 | 0 | 0 | 266.3227 | 0 | 0 | 0 | 0 | 266.5362 | 0 | 0 | 0 | 0 | 266.6074 | 0 | 0 | 0 | 0 | 266.8209 | 0 | 0 | 0 | 0 | 267.0344 | 0 | 0 | 0 | 0 | 267.1768 | 0 | 0 | 0 | 0 | 267.3903 | 0 | 0 | 0 | 0 | 267.5326 | 0 | 0 | 0 | 0 | 267.675 | 0 | 0 | 0 | 0
2017-03-20 15:00 | 247.4933 | 0.73768 |  | 259.8839 | 0 | 0 | 0 | 0 | 267.187 | 0 | 0 | 0 | 0 | 273.1621 | 0 | 0 | 0 | 0 | 273.3835 | 0 | 0 | 0 | 0 | 273.531 | 0 | 0 | 0 | 0 | 273.7523 | 0 | 0 | 0 | 0 | 273.9736 | 0 | 0 | 0 | 0 | 274.1949 | 0 | 0 | 0 | 0 | 274.49 | 0 | 0 | 0 | 0 | 274.7113 | 0 | 0 | 0 | 0 | 274.8588 | 0 | 0 | 0 | 0 | 275.0801 | 0 | 0 | 0 | 0 | 275.2276 | 0 | 0 | 0 | 0 | 275.449 | 0 | 0 | 0 | 0 | 275.6703 | 0 | 0 | 0 | 0 | 275.8178 | 0 | 0 | 0 | 0 | 276.0391 | 0 | 0 | 0 | 0 | 276.2604 | 0 | 0 | 0 | 0 | 276.3342 | 0 | 0 | 0 | 0 | 276.5555 | 0 | 0 | 0 | 0 | 276.7768 | 0 | 0 | 0 | 0 | 276.9243 | 0 | 0 | 0 | 0 | 277.1456 | 0 | 0 | 0 | 0 | 277.2931 | 0 | 0 | 0 | 0 | 277.4407 | 0 | 0 | 0 | 0
2017-03-20 16:00 | 269.4828 | 0.80322 |  | 282.9743 | 0 | 0 | 0 | 0 | 290.9262 | 5.6858e-05 | 0 | 0 | 0.00011372 | 297.4323 | 0.014169 | 0 | 0 | 0.028337 | 297.6733 | 0.014691 | 0 | 0 | 0.029382 | 297.8339 | 0.01504 | 0 | 0 | 0.030079 | 298.0749 | 0.015562 | 0 | 0 | 0.031125 | 298.3158 | 0.016085 | 0 | 0 | 0.03217 | 298.5568 | 0.016608 | 0 | 0 | 0.033215 | 298.8781 | 0.017304 | 0 | 0 | 0.034609 | 299.1191 | 0.017827 | 0 | 0 | 0.035654 | 299.2797 | 0.018176 | 0 | 0 | 0.036351 | 299.5207 | 0.018698 | 0 | 0 | 0.037396 | 299.6813 | 0.019047 | 0 | 0 | 0.038093 | 299.9223 | 0.019569 | 0 | 0 | 0.039139 | 300.1632 | 0.020092 | 0 | 0 | 0.040184 | 300.3239 | 0.02044 | 0 | 0 | 0.040881 | 300.5649 | 0.020963 | 0 | 0 | 0.041926 | 300.8058 | 0.021486 | 0 | 0 | 0.042971 | 300.8861 | 0.02166 | 0 | 0 | 0.04332 | 301.1271 | 0.022183 | 0 | 0 | 0.044365 | 301.3681 | 0.022705 | 0 | 0 | 0.04541 | 301.5287 | 0.023054 | 0 | 0 | 0.046107 | 301.7697 | 0.023576 | 0 | 0 | 0.047153 | 301.9303 | 0.023925 | 0 | 0 | 0.04785 | 302.091 | 0.024273 | 0 | 0 | 0.048546
2017-03-20 17:00 | 278.7565 | 0.83086 |  | 292.7123 | 0.0039309 | 0 | 0 | 0.0078619 | 300.9379 | 0.021772 | 0 | 0 | 0.043544 | 307.6678 | 0.036369 | 0 | 0 | 0.072739 | 307.9171 | 0.03691 | 0 | 0 | 0.07382 | 308.0833 | 0.03727 | 0 | 0 | 0.074541 | 308.3325 | 0.037811 | 0 | 0 | 0.075622 | 308.5818 | 0.038352 | 0 | 0 | 0.076704 | 308.831 | 0.038892 | 0 | 0 | 0.077785 | 309.1634 | 0.039613 | 0 | 0 | 0.079227 | 309.4126 | 0.040154 | 0 | 0 | 0.080308 | 309.5788 | 0.040514 | 0 | 0 | 0.081029 | 309.8281 | 0.041055 | 0 | 0 | 0.08211 | 309.9942 | 0.041415 | 0 | 0 | 0.082831 | 310.2435 | 0.041956 | 0 | 0 | 0.083912 | 310.4928 | 0.042497 | 0 | 0 | 0.084993 | 310.6589 | 0.042857 | 0 | 0 | 0.085714 | 310.9082 | 0.043398 | 0 | 0 | 0.086796 | 311.1574 | 0.043938 | 0 | 0 | 0.087877 | 311.2405 | 0.044119 | 0 | 0 | 0.088237 | 311.4898 | 0.044659 | 0 | 0 | 0.089318 | 311.739 | 0.0452 | 0 | 0 | 0.0904 | 311.9052 | 0.04556 | 0 | 0 | 0.091121 | 312.1545 | 0.046101 | 0 | 0 | 0.092202 | 312.3206 | 0.046461 | 0 | 0 | 0.092923 | 312.4868 | 0.046822 | 0 | 0 | 0.093644
2017-03-20 18:00 | 274.7186 | 0.81883 |  | 288.4723 | 0 | 0 | 0 | 0 | 296.5787 | 0.012317 | 0 | 0 | 0.024634 | 303.2112 | 0.026703 | 0 | 0 | 0.053406 | 303.4569 | 0.027236 | 0 | 0 | 0.054472 | 303.6206 | 0.027591 | 0 | 0 | 0.055182 | 303.8663 | 0.028124 | 0 | 0 | 0.056248 | 304.1119 | 0.028657 | 0 | 0 | 0.057313 | 304.3576 | 0.029189 | 0 | 0 | 0.058379 | 304.6851 | 0.0299 | 0 | 0 | 0.0598 | 304.9307 | 0.030433 | 0 | 0 | 0.060865 | 305.0945 | 0.030788 | 0 | 0 | 0.061576 | 305.3402 | 0.031321 | 0 | 0 | 0.062641 | 305.5039 | 0.031676 | 0 | 0 | 0.063352 | 305.7496 | 0.032209 | 0 | 0 | 0.064417 | 305.9952 | 0.032742 | 0 | 0 | 0.065483 | 306.159 | 0.033097 | 0 | 0 | 0.066193 | 306.4046 | 0.03363 | 0 | 0 | 0.067259 | 306.6503 | 0.034162 | 0 | 0 | 0.068325 | 306.7322 | 0.03434 | 0 | 0 | 0.06868 | 306.9778 | 0.034873 | 0 | 0 | 0.069746 | 307.2235 | 0.035406 | 0 | 0 | 0.070811 | 307.3872 | 0.035761 | 0 | 0 | 0.071522 | 307.6329 | 0.036294 | 0 | 0 | 0.072587 | 307.7966 | 0.036649 | 0 | 0 | 0.073298 | 307.9604 | 0.037004 | 0 | 0 | 0.074008
2017-03-20 19:00 | 280.044 | 0.8347 |  | 294.0643 | 0.0068635 | 0 | 0 | 0.013727 | 302.3279 | 0.024787 | 0 | 0 | 0.049574 | 309.0889 | 0.039452 | 0 | 0 | 0.078904 | 309.3393 | 0.039995 | 0 | 0 | 0.07999 | 309.5063 | 0.040357 | 0 | 0 | 0.080714 | 309.7567 | 0.0409 | 0 | 0 | 0.0818 | 310.0071 | 0.041443 | 0 | 0 | 0.082887 | 310.2575 | 0.041986 | 0 | 0 | 0.083973 | 310.5914 | 0.042711 | 0 | 0 | 0.085421 | 310.8418 | 0.043254 | 0 | 0 | 0.086507 | 311.0087 | 0.043616 | 0 | 0 | 0.087232 | 311.2591 | 0.044159 | 0 | 0 | 0.088318 | 311.4261 | 0.044521 | 0 | 0 | 0.089042 | 311.6765 | 0.045064 | 0 | 0 | 0.090128 | 311.9269 | 0.045607 | 0 | 0 | 0.091215 | 312.0938 | 0.045969 | 0 | 0 | 0.091939 | 312.3442 | 0.046513 | 0 | 0 | 0.093025 | 312.5947 | 0.047056 | 0 | 0 | 0.094111 | 312.6781 | 0.047237 | 0 | 0 | 0.094473 | 312.9285 | 0.04778 | 0 | 0 | 0.09556 | 313.1789 | 0.048323 | 0 | 0 | 0.096646 | 313.3459 | 0.048685 | 0 | 0 | 0.09737 | 313.5963 | 0.049228 | 0 | 0 | 0.098457 | 313.7632 | 0.04959 | 0 | 0 | 0.099181 | 313.9302 | 0.049952 | 0 | 0 | 0.099905
2017-03-20 20:00 | 270.98 | 0.80768 |  | 284.5466 | 0 | 0 | 0 | 0 | 292.5426 | 0.0035629 | 0 | 0 | 0.0071257 | 299.0849 | 0.017753 | 0 | 0 | 0.035506 | 299.3272 | 0.018279 | 0 | 0 | 0.036557 | 299.4887 | 0.018629 | 0 | 0 | 0.037258 | 299.731 | 0.019154 | 0 | 0 | 0.038309 | 299.9733 | 0.01968 | 0 | 0 | 0.03936 | 300.2156 | 0.020206 | 0 | 0 | 0.040411 | 300.5387 | 0.020906 | 0 | 0 | 0.041813 | 300.781 | 0.021432 | 0 | 0 | 0.042864 | 300.9425 | 0.021782 | 0 | 0 | 0.043564 | 301.1848 | 0.022308 | 0 | 0 | 0.044616 | 301.3464 | 0.022658 | 0 | 0 | 0.045316 | 301.5887 | 0.023184 | 0 | 0 | 0.046367 | 301.831 | 0.023709 | 0 | 0 | 0.047419 | 301.9925 | 0.02406 | 0 | 0 | 0.048119 | 302.2348 | 0.024585 | 0 | 0 | 0.04917 | 302.4771 | 0.025111 | 0 | 0 | 0.050222 | 302.5579 | 0.025286 | 0 | 0 | 0.050572 | 302.8002 | 0.025812 | 0 | 0 | 0.051623 | 303.0425 | 0.026337 | 0 | 0 | 0.052674 | 303.204 | 0.026687 | 0 | 0 | 0.053375 | 303.4463 | 0.027213 | 0 | 0 | 0.054426 | 303.6079 | 0.027563 | 0 | 0 | 0.055127 | 303.7694 | 0.027914 | 0 | 0 | 0.055828
2017-03-20 21:00 | 284.4649 | 0.84788 |  | 298.7065 | 0.016932 | 0 | 0 | 0.033865 | 307.1005 | 0.035139 | 0 | 0 | 0.070278 | 313.9683 | 0.050035 | 0 | 0 | 0.10007 | 314.2227 | 0.050587 | 0 | 0 | 0.10117 | 314.3922 | 0.050955 | 0 | 0 | 0.10191 | 314.6466 | 0.051506 | 0 | 0 | 0.10301 | 314.901 | 0.052058 | 0 | 0 | 0.10412 | 315.1553 | 0.05261 | 0 | 0 | 0.10522 | 315.4945 | 0.053345 | 0 | 0 | 0.10669 | 315.7488 | 0.053897 | 0 | 0 | 0.10779 | 315.9184 | 0.054265 | 0 | 0 | 0.10853 | 316.1728 | 0.054817 | 0 | 0 | 0.10963 | 316.3424 | 0.055184 | 0 | 0 | 0.11037 | 316.5967 | 0.055736 | 0 | 0 | 0.11147 | 316.8511 | 0.056288 | 0 | 0 | 0.11258 | 317.0207 | 0.056656 | 0 | 0 | 0.11331 | 317.275 | 0.057207 | 0 | 0 | 0.11441 | 317.5294 | 0.057759 | 0 | 0 | 0.11552 | 317.6142 | 0.057943 | 0 | 0 | 0.11589 | 317.8685 | 0.058495 | 0 | 0 | 0.11699 | 318.1229 | 0.059046 | 0 | 0 | 0.11809 | 318.2925 | 0.059414 | 0 | 0 | 0.11883 | 318.5468 | 0.059966 | 0 | 0 | 0.11993 | 318.7164 | 0.060334 | 0 | 0 | 0.12067 | 318.886 | 0.060702 | 0 | 0 | 0.1214
2017-03-20 22:00 | 288.2104 | 0.85904 |  | 302.6396 | 0.025463 | 0 | 0 | 0.050926 | 311.144 | 0.043909 | 0 | 0 | 0.087819 | 318.1023 | 0.059002 | 0 | 0 | 0.118 | 318.36 | 0.059561 | 0 | 0 | 0.11912 | 318.5318 | 0.059933 | 0 | 0 | 0.11987 | 318.7895 | 0.060492 | 0 | 0 | 0.12098 | 319.0472 | 0.061051 | 0 | 0 | 0.1221 | 319.3049 | 0.06161 | 0 | 0 | 0.12322 | 319.6485 | 0.062356 | 0 | 0 | 0.12471 | 319.9062 | 0.062915 | 0 | 0 | 0.12583 | 320.0781 | 0.063287 | 0 | 0 | 0.12657 | 320.3358 | 0.063846 | 0 | 0 | 0.12769 | 320.5076 | 0.064219 | 0 | 0 | 0.12844 | 320.7653 | 0.064778 | 0 | 0 | 0.12956 | 321.023 | 0.065337 | 0 | 0 | 0.13067 | 321.1948 | 0.065709 | 0 | 0 | 0.13142 | 321.4525 | 0.066268 | 0 | 0 | 0.13254 | 321.7102 | 0.066827 | 0 | 0 | 0.13365 | 321.7961 | 0.067014 | 0 | 0 | 0.13403 | 322.0538 | 0.067573 | 0 | 0 | 0.13515 | 322.3116 | 0.068132 | 0 | 0 | 0.13626 | 322.4834 | 0.068504 | 0 | 0 | 0.13701 | 322.7411 | 0.069063 | 0 | 0 | 0.13813 | 322.9129 | 0.069436 | 0 | 0 | 0.13887 | 323.0847 | 0.069809 | 0 | 0 | 0.13962
2017-03-20 23:00 | 283.101 | 0.84381 |  | 297.2743 | 0.013826 | 0 | 0 | 0.027652 | 305.628 | 0.031945 | 0 | 0 | 0.06389 | 312.4629 | 0.04677 | 0 | 0 | 0.09354 | 312.716 | 0.047319 | 0 | 0 | 0.094638 | 312.8848 | 0.047685 | 0 | 0 | 0.09537 | 313.138 | 0.048234 | 0 | 0 | 0.096468 | 313.3911 | 0.048783 | 0 | 0 | 0.097566 | 313.6442 | 0.049332 | 0 | 0 | 0.098665 | 313.9818 | 0.050064 | 0 | 0 | 0.10013 | 314.2349 | 0.050613 | 0 | 0 | 0.10123 | 314.4037 | 0.050979 | 0 | 0 | 0.10196 | 314.6568 | 0.051529 | 0 | 0 | 0.10306 | 314.8256 | 0.051895 | 0 | 0 | 0.10379 | 315.0787 | 0.052444 | 0 | 0 | 0.10489 | 315.3319 | 0.052993 | 0 | 0 | 0.10599 | 315.5006 | 0.053359 | 0 | 0 | 0.10672 | 315.7538 | 0.053908 | 0 | 0 | 0.10782 | 316.0069 | 0.054457 | 0 | 0 | 0.10891 | 316.0913 | 0.05464 | 0 | 0 | 0.10928 | 316.3444 | 0.055189 | 0 | 0 | 0.11038 | 316.5976 | 0.055738 | 0 | 0 | 0.11148 | 316.7663 | 0.056104 | 0 | 0 | 0.11221 | 317.0195 | 0.056653 | 0 | 0 | 0.11331 | 317.1882 | 0.057019 | 0 | 0 | 0.11404 | 317.357 | 0.057385 | 0 | 0 | 0.11477
2017-03-21 | 286.8833 | 0.85508 |  | 301.246 | 0.022441 | 0 | 0 | 0.044881 | 309.7114 | 0.040802 | 0 | 0 | 0.081604 | 316.6375 | 0.055825 | 0 | 0 | 0.11165 | 316.8941 | 0.056381 | 0 | 0 | 0.11276 | 317.0651 | 0.056752 | 0 | 0 | 0.1135 | 317.3216 | 0.057308 | 0 | 0 | 0.11462 | 317.5781 | 0.057865 | 0 | 0 | 0.11573 | 317.8347 | 0.058421 | 0 | 0 | 0.11684 | 318.1767 | 0.059163 | 0 | 0 | 0.11833 | 318.4332 | 0.05972 | 0 | 0 | 0.11944 | 318.6042 | 0.06009 | 0 | 0 | 0.12018 | 318.8608 | 0.060647 | 0 | 0 | 0.12129 | 319.0318 | 0.061018 | 0 | 0 | 0.12204 | 319.2883 | 0.061574 | 0 | 0 | 0.12315 | 319.5448 | 0.062131 | 0 | 0 | 0.12426 | 319.7158 | 0.062502 | 0 | 0 | 0.125 | 319.9724 | 0.063058 | 0 | 0 | 0.12612 | 320.2289 | 0.063614 | 0 | 0 | 0.12723 | 320.3144 | 0.0638 | 0 | 0 | 0.1276 | 320.5709 | 0.064356 | 0 | 0 | 0.12871 | 320.8275 | 0.064913 | 0 | 0 | 0.12983 | 320.9985 | 0.065284 | 0 | 0 | 0.13057 | 321.255 | 0.06584 | 0 | 0 | 0.13168 | 321.426 | 0.066211 | 0 | 0 | 0.13242 | 321.597 | 0.066582 | 0 | 0 | 0.13316
2017-03-21 01:00 | 284.5235 | 0.84805 |  | 298.7681 | 0.017066 | 0 | 0 | 0.034132 | 307.1638 | 0.035276 | 0 | 0 | 0.070553 | 314.033 | 0.050176 | 0 | 0 | 0.10035 | 314.2875 | 0.050727 | 0 | 0 | 0.10145 | 314.4571 | 0.051095 | 0 | 0 | 0.10219 | 314.7115 | 0.051647 | 0 | 0 | 0.10329 | 314.9659 | 0.052199 | 0 | 0 | 0.1044 | 315.2203 | 0.052751 | 0 | 0 | 0.1055 | 315.5595 | 0.053487 | 0 | 0 | 0.10697 | 315.8139 | 0.054038 | 0 | 0 | 0.10808 | 315.9836 | 0.054406 | 0 | 0 | 0.10881 | 316.238 | 0.054958 | 0 | 0 | 0.10992 | 316.4076 | 0.055326 | 0 | 0 | 0.11065 | 316.662 | 0.055878 | 0 | 0 | 0.11176 | 316.9164 | 0.05643 | 0 | 0 | 0.11286 | 317.086 | 0.056797 | 0 | 0 | 0.11359 | 317.3404 | 0.057349 | 0 | 0 | 0.1147 | 317.5949 | 0.057901 | 0 | 0 | 0.1158 | 317.6797 | 0.058085 | 0 | 0 | 0.11617 | 317.9341 | 0.058637 | 0 | 0 | 0.11727 | 318.1885 | 0.059189 | 0 | 0 | 0.11838 | 318.3581 | 0.059557 | 0 | 0 | 0.11911 | 318.6125 | 0.060108 | 0 | 0 | 0.12022 | 318.7821 | 0.060476 | 0 | 0 | 0.12095 | 318.9517 | 0.060844 | 0 | 0 | 0.12169
2017-03-21 02:00 | 284.6483 | 0.84842 |  | 298.8991 | 0.01735 | 0 | 0 | 0.0347 | 307.2985 | 0.035568 | 0 | 0 | 0.071137 | 314.1707 | 0.050474 | 0 | 0 | 0.10095 | 314.4252 | 0.051026 | 0 | 0 | 0.10205 | 314.5949 | 0.051394 | 0 | 0 | 0.10279 | 314.8494 | 0.051946 | 0 | 0 | 0.10389 | 315.104 | 0.052498 | 0 | 0 | 0.105 | 315.3585 | 0.05305 | 0 | 0 | 0.1061 | 315.6978 | 0.053787 | 0 | 0 | 0.10757 | 315.9524 | 0.054339 | 0 | 0 | 0.10868 | 316.1221 | 0.054707 | 0 | 0 | 0.10941 | 316.3766 | 0.055259 | 0 | 0 | 0.11052 | 316.5463 | 0.055627 | 0 | 0 | 0.11125 | 316.8008 | 0.056179 | 0 | 0 | 0.11236 | 317.0553 | 0.056731 | 0 | 0 | 0.11346 | 317.225 | 0.057099 | 0 | 0 | 0.1142 | 317.4795 | 0.057651 | 0 | 0 | 0.1153 | 317.7341 | 0.058203 | 0 | 0 | 0.11641 | 317.8189 | 0.058387 | 0 | 0 | 0.11677 | 318.0734 | 0.058939 | 0 | 0 | 0.11788 | 318.328 | 0.059491 | 0 | 0 | 0.11898 | 318.4976 | 0.059859 | 0 | 0 | 0.11972 | 318.7522 | 0.060411 | 0 | 0 | 0.12082 | 318.9219 | 0.060779 | 0 | 0 | 0.12156 | 319.0915 | 0.061147 | 0 | 0 | 0.12229
2017-03-21 03:00 | 284.4338 | 0.84778 |  | 298.6739 | 0.016862 | 0 | 0 | 0.033723 | 307.0669 | 0.035066 | 0 | 0 | 0.070132 | 313.9339 | 0.049961 | 0 | 0 | 0.099921 | 314.1883 | 0.050512 | 0 | 0 | 0.10102 | 314.3578 | 0.05088 | 0 | 0 | 0.10176 | 314.6122 | 0.051432 | 0 | 0 | 0.10286 | 314.8665 | 0.051983 | 0 | 0 | 0.10397 | 315.1208 | 0.052535 | 0 | 0 | 0.10507 | 315.46 | 0.053271 | 0 | 0 | 0.10654 | 315.7143 | 0.053822 | 0 | 0 | 0.10764 | 315.8838 | 0.05419 | 0 | 0 | 0.10838 | 316.1382 | 0.054742 | 0 | 0 | 0.10948 | 316.3077 | 0.055109 | 0 | 0 | 0.11022 | 316.5621 | 0.055661 | 0 | 0 | 0.11132 | 316.8164 | 0.056213 | 0 | 0 | 0.11243 | 316.986 | 0.05658 | 0 | 0 | 0.11316 | 317.2403 | 0.057132 | 0 | 0 | 0.11426 | 317.4946 | 0.057684 | 0 | 0 | 0.11537 | 317.5794 | 0.057868 | 0 | 0 | 0.11574 | 317.8337 | 0.058419 | 0 | 0 | 0.11684 | 318.0881 | 0.058971 | 0 | 0 | 0.11794 | 318.2576 | 0.059339 | 0 | 0 | 0.11868 | 318.512 | 0.05989 | 0 | 0 | 0.11978 | 318.6815 | 0.060258 | 0 | 0 | 0.12052 | 318.8511 | 0.060626 | 0 | 0 | 0.12125
2017-03-21 04:00 | 287.9084 | 0.85814 |  | 302.3224 | 0.024775 | 0 | 0 | 0.04955 | 310.818 | 0.043202 | 0 | 0 | 0.086404 | 317.7689 | 0.058279 | 0 | 0 | 0.11656 | 318.0264 | 0.058837 | 0 | 0 | 0.11767 | 318.198 | 0.059209 | 0 | 0 | 0.11842 | 318.4554 | 0.059768 | 0 | 0 | 0.11954 | 318.7129 | 0.060326 | 0 | 0 | 0.12065 | 318.9703 | 0.060885 | 0 | 0 | 0.12177 | 319.3136 | 0.061629 | 0 | 0 | 0.12326 | 319.571 | 0.062187 | 0 | 0 | 0.12437 | 319.7426 | 0.06256 | 0 | 0 | 0.12512 | 320.0001 | 0.063118 | 0 | 0 | 0.12624 | 320.1717 | 0.06349 | 0 | 0 | 0.12698 | 320.4292 | 0.064049 | 0 | 0 | 0.1281 | 320.6866 | 0.064607 | 0 | 0 | 0.12921 | 320.8582 | 0.064979 | 0 | 0 | 0.12996 | 321.1157 | 0.065538 | 0 | 0 | 0.13108 | 321.3731 | 0.066096 | 0 | 0 | 0.13219 | 321.4589 | 0.066282 | 0 | 0 | 0.13256 | 321.7164 | 0.066841 | 0 | 0 | 0.13368 | 321.9738 | 0.067399 | 0 | 0 | 0.1348 | 322.1454 | 0.067771 | 0 | 0 | 0.13554 | 322.4029 | 0.06833 | 0 | 0 | 0.13666 | 322.5745 | 0.068702 | 0 | 0 | 0.1374 | 322.7461 | 0.069074 | 0 | 0 | 0.13815
2017-03-21 05:00 | 284.7232 | 0.84865 |  | 298.9778 | 0.017521 | 0 | 0 | 0.035042 | 307.3794 | 0.035744 | 0 | 0 | 0.071488 | 314.2535 | 0.050654 | 0 | 0 | 0.10131 | 314.508 | 0.051206 | 0 | 0 | 0.10241 | 314.6778 | 0.051574 | 0 | 0 | 0.10315 | 314.9324 | 0.052126 | 0 | 0 | 0.10425 | 315.187 | 0.052678 | 0 | 0 | 0.10536 | 315.4416 | 0.053231 | 0 | 0 | 0.10646 | 315.781 | 0.053967 | 0 | 0 | 0.10793 | 316.0356 | 0.054519 | 0 | 0 | 0.10904 | 316.2053 | 0.054887 | 0 | 0 | 0.10977 | 316.4599 | 0.055439 | 0 | 0 | 0.11088 | 316.6297 | 0.055808 | 0 | 0 | 0.11162 | 316.8843 | 0.05636 | 0 | 0 | 0.11272 | 317.1388 | 0.056912 | 0 | 0 | 0.11382 | 317.3086 | 0.05728 | 0 | 0 | 0.11456 | 317.5632 | 0.057832 | 0 | 0 | 0.11566 | 317.8178 | 0.058385 | 0 | 0 | 0.11677 | 317.9026 | 0.058569 | 0 | 0 | 0.11714 | 318.1572 | 0.059121 | 0 | 0 | 0.11824 | 318.4118 | 0.059673 | 0 | 0 | 0.11935 | 318.5815 | 0.060041 | 0 | 0 | 0.12008 | 318.8361 | 0.060593 | 0 | 0 | 0.12119 | 319.0059 | 0.060962 | 0 | 0 | 0.12192 | 319.1756 | 0.06133 | 0 | 0 | 0.12266
2017-03-21 06:00 | 284.716 | 0.84862 |  | 298.9703 | 0.017504 | 0 | 0 | 0.035009 | 307.3717 | 0.035727 | 0 | 0 | 0.071454 | 314.2455 | 0.050636 | 0 | 0 | 0.10127 | 314.5001 | 0.051189 | 0 | 0 | 0.10238 | 314.6698 | 0.051557 | 0 | 0 | 0.10311 | 314.9244 | 0.052109 | 0 | 0 | 0.10422 | 315.179 | 0.052661 | 0 | 0 | 0.10532 | 315.4336 | 0.053213 | 0 | 0 | 0.10643 | 315.773 | 0.05395 | 0 | 0 | 0.1079 | 316.0276 | 0.054502 | 0 | 0 | 0.109 | 316.1973 | 0.05487 | 0 | 0 | 0.10974 | 316.4519 | 0.055422 | 0 | 0 | 0.11084 | 316.6217 | 0.05579 | 0 | 0 | 0.11158 | 316.8762 | 0.056342 | 0 | 0 | 0.11268 | 317.1308 | 0.056895 | 0 | 0 | 0.11379 | 317.3006 | 0.057263 | 0 | 0 | 0.11453 | 317.5551 | 0.057815 | 0 | 0 | 0.11563 | 317.8097 | 0.058367 | 0 | 0 | 0.11673 | 317.8946 | 0.058551 | 0 | 0 | 0.1171 | 318.1492 | 0.059103 | 0 | 0 | 0.11821 | 318.4038 | 0.059656 | 0 | 0 | 0.11931 | 318.5735 | 0.060024 | 0 | 0 | 0.12005 | 318.8281 | 0.060576 | 0 | 0 | 0.12115 | 318.9978 | 0.060944 | 0 | 0 | 0.12189 | 319.1675 | 0.061312 | 0 | 0 | 0.12262
2017-03-21 07:00 | 290.1294 | 0.86476 |  | 304.6546 | 0.029834 | 0 | 0 | 0.059668 | 313.2158 | 0.048403 | 0 | 0 | 0.096806 | 320.2203 | 0.063596 | 0 | 0 | 0.12719 | 320.4797 | 0.064158 | 0 | 0 | 0.12832 | 320.6527 | 0.064534 | 0 | 0 | 0.12907 | 320.9121 | 0.065096 | 0 | 0 | 0.13019 | 321.1715 | 0.065659 | 0 | 0 | 0.13132 | 321.431 | 0.066222 | 0 | 0 | 0.13244 | 321.7769 | 0.066972 | 0 | 0 | 0.13394 | 322.0363 | 0.067535 | 0 | 0 | 0.13507 | 322.2093 | 0.06791 | 0 | 0 | 0.13582 | 322.4687 | 0.068472 | 0 | 0 | 0.13694 | 322.6416 | 0.068848 | 0 | 0 | 0.1377 | 322.9011 | 0.06941 | 0 | 0 | 0.13882 | 323.1605 | 0.069973 | 0 | 0 | 0.13995 | 323.3334 | 0.070348 | 0 | 0 | 0.1407 | 323.5929 | 0.070911 | 0 | 0 | 0.14182 | 323.8523 | 0.071474 | 0 | 0 | 0.14295 | 323.9388 | 0.071661 | 0 | 0 | 0.14332 | 324.1982 | 0.072224 | 0 | 0 | 0.14445 | 324.4576 | 0.072786 | 0 | 0 | 0.14557 | 324.6306 | 0.073162 | 0 | 0 | 0.14632 | 324.89 | 0.073724 | 0 | 0 | 0.14745 | 325.063 | 0.074099 | 0 | 0 | 0.1482 | 325.2359 | 0.074475 | 0 | 0 | 0.14895
2017-03-21 08:00 | 288.6575 | 0.86037 |  | 303.109 | 0.026481 | 0 | 0 | 0.052963 | 311.6267 | 0.044956 | 0 | 0 | 0.089912 | 318.5957 | 0.060072 | 0 | 0 | 0.12014 | 318.8538 | 0.060632 | 0 | 0 | 0.12126 | 319.0259 | 0.061005 | 0 | 0 | 0.12201 | 319.284 | 0.061565 | 0 | 0 | 0.12313 | 319.5421 | 0.062125 | 0 | 0 | 0.12425 | 319.8002 | 0.062685 | 0 | 0 | 0.12537 | 320.1444 | 0.063431 | 0 | 0 | 0.12686 | 320.4025 | 0.063991 | 0 | 0 | 0.12798 | 320.5746 | 0.064364 | 0 | 0 | 0.12873 | 320.8327 | 0.064924 | 0 | 0 | 0.12985 | 321.0048 | 0.065297 | 0 | 0 | 0.13059 | 321.2629 | 0.065857 | 0 | 0 | 0.13171 | 321.521 | 0.066417 | 0 | 0 | 0.13283 | 321.6931 | 0.06679 | 0 | 0 | 0.13358 | 321.9512 | 0.06735 | 0 | 0 | 0.1347 | 322.2093 | 0.06791 | 0 | 0 | 0.13582 | 322.2953 | 0.068096 | 0 | 0 | 0.13619 | 322.5534 | 0.068656 | 0 | 0 | 0.13731 | 322.8115 | 0.069216 | 0 | 0 | 0.13843 | 322.9836 | 0.069589 | 0 | 0 | 0.13918 | 323.2417 | 0.070149 | 0 | 0 | 0.1403 | 323.4138 | 0.070522 | 0 | 0 | 0.14104 | 323.5859 | 0.070896 | 0 | 0 | 0.14179
2017-03-21 09:00 | 287.3595 | 0.8565 |  | 301.7461 | 0.023525 | 0 | 0 | 0.04705 | 310.2255 | 0.041917 | 0 | 0 | 0.083834 | 317.1631 | 0.056965 | 0 | 0 | 0.11393 | 317.4201 | 0.057522 | 0 | 0 | 0.11504 | 317.5914 | 0.057894 | 0 | 0 | 0.11579 | 317.8483 | 0.058451 | 0 | 0 | 0.1169 | 318.1053 | 0.059008 | 0 | 0 | 0.11802 | 318.3622 | 0.059566 | 0 | 0 | 0.11913 | 318.7048 | 0.060309 | 0 | 0 | 0.12062 | 318.9618 | 0.060866 | 0 | 0 | 0.12173 | 319.1331 | 0.061238 | 0 | 0 | 0.12248 | 319.39 | 0.061795 | 0 | 0 | 0.12359 | 319.5613 | 0.062166 | 0 | 0 | 0.12433 | 319.8183 | 0.062724 | 0 | 0 | 0.12545 | 320.0752 | 0.063281 | 0 | 0 | 0.12656 | 320.2465 | 0.063653 | 0 | 0 | 0.12731 | 320.5035 | 0.06421 | 0 | 0 | 0.12842 | 320.7605 | 0.064767 | 0 | 0 | 0.12953 | 320.8461 | 0.064953 | 0 | 0 | 0.12991 | 321.1031 | 0.06551 | 0 | 0 | 0.13102 | 321.36 | 0.066068 | 0 | 0 | 0.13214 | 321.5313 | 0.066439 | 0 | 0 | 0.13288 | 321.7883 | 0.066997 | 0 | 0 | 0.13399 | 321.9596 | 0.067368 | 0 | 0 | 0.13474 | 322.1309 | 0.06774 | 0 | 0 | 0.13548
2017-03-21 10:00 | 284.9228 | 0.84924 |  | 299.1874 | 0.017975 | 0 | 0 | 0.035951 | 307.5949 | 0.036211 | 0 | 0 | 0.072422 | 314.4737 | 0.051131 | 0 | 0 | 0.10226 | 314.7285 | 0.051684 | 0 | 0 | 0.10337 | 314.8984 | 0.052052 | 0 | 0 | 0.1041 | 315.1531 | 0.052605 | 0 | 0 | 0.10521 | 315.4079 | 0.053158 | 0 | 0 | 0.10632 | 315.6627 | 0.05371 | 0 | 0 | 0.10742 | 316.0024 | 0.054447 | 0 | 0 | 0.10889 | 316.2572 | 0.055 | 0 | 0 | 0.11 | 316.427 | 0.055368 | 0 | 0 | 0.11074 | 316.6818 | 0.055921 | 0 | 0 | 0.11184 | 316.8516 | 0.056289 | 0 | 0 | 0.11258 | 317.1064 | 0.056842 | 0 | 0 | 0.11368 | 317.3612 | 0.057394 | 0 | 0 | 0.11479 | 317.531 | 0.057763 | 0 | 0 | 0.11553 | 317.7858 | 0.058315 | 0 | 0 | 0.11663 | 318.0406 | 0.058868 | 0 | 0 | 0.11774 | 318.1255 | 0.059052 | 0 | 0 | 0.1181 | 318.3803 | 0.059605 | 0 | 0 | 0.11921 | 318.635 | 0.060157 | 0 | 0 | 0.12031 | 318.8049 | 0.060526 | 0 | 0 | 0.12105 | 319.0596 | 0.061078 | 0 | 0 | 0.12216 | 319.2295 | 0.061447 | 0 | 0 | 0.12289 | 319.3993 | 0.061815 | 0 | 0 | 0.12363
2017-03-21 11:00 | 271.1653 | 0.80823 |  | 284.7411 | 0 | 0 | 0 | 0 | 292.7426 | 0.0039967 | 0 | 0 | 0.0079934 | 299.2893 | 0.018196 | 0 | 0 | 0.036393 | 299.5318 | 0.018722 | 0 | 0 | 0.037445 | 299.6935 | 0.019073 | 0 | 0 | 0.038146 | 299.9359 | 0.019599 | 0 | 0 | 0.039198 | 300.1784 | 0.020125 | 0 | 0 | 0.04025 | 300.4209 | 0.020651 | 0 | 0 | 0.041302 | 300.7442 | 0.021352 | 0 | 0 | 0.042704 | 300.9866 | 0.021878 | 0 | 0 | 0.043756 | 301.1483 | 0.022229 | 0 | 0 | 0.044457 | 301.3908 | 0.022754 | 0 | 0 | 0.045509 | 301.5524 | 0.023105 | 0 | 0 | 0.04621 | 301.7949 | 0.023631 | 0 | 0 | 0.047262 | 302.0373 | 0.024157 | 0 | 0 | 0.048314 | 302.199 | 0.024508 | 0 | 0 | 0.049015 | 302.4415 | 0.025033 | 0 | 0 | 0.050067 | 302.6839 | 0.025559 | 0 | 0 | 0.051119 | 302.7648 | 0.025735 | 0 | 0 | 0.051469 | 303.0072 | 0.026261 | 0 | 0 | 0.052521 | 303.2497 | 0.026786 | 0 | 0 | 0.053573 | 303.4113 | 0.027137 | 0 | 0 | 0.054274 | 303.6538 | 0.027663 | 0 | 0 | 0.055326 | 303.8155 | 0.028014 | 0 | 0 | 0.056027 | 303.9771 | 0.028364 | 0 | 0 | 0.056729
2017-03-21 12:00 | 262.1138 | 0.78126 |  | 275.2364 | 0 | 0 | 0 | 0 | 282.9709 | 0 | 0 | 0 | 0 | 289.299 | 0 | 0 | 0 | 0 | 289.5334 | 0 | 0 | 0 | 0 | 289.6897 | 0 | 0 | 0 | 0 | 289.924 | 0 | 0 | 0 | 0 | 290.1584 | 0 | 0 | 0 | 0 | 290.3928 | 0 | 0 | 0 | 0 | 290.7053 | 0 | 0 | 0 | 0 | 290.9397 | 8.6071e-05 | 0 | 0 | 0.00017214 | 291.0959 | 0.00042498 | 0 | 0 | 0.00084996 | 291.3303 | 0.00093334 | 0 | 0 | 0.0018667 | 291.4866 | 0.0012723 | 0 | 0 | 0.0025445 | 291.7209 | 0.0017806 | 0 | 0 | 0.0035612 | 291.9553 | 0.002289 | 0 | 0 | 0.004578 | 292.1116 | 0.0026279 | 0 | 0 | 0.0052558 | 292.3459 | 0.0031362 | 0 | 0 | 0.0062725 | 292.5803 | 0.0036446 | 0 | 0 | 0.0072892 | 292.6584 | 0.0038141 | 0 | 0 | 0.0076281 | 292.8928 | 0.0043224 | 0 | 0 | 0.0086449 | 293.1272 | 0.0048308 | 0 | 0 | 0.0096616 | 293.2834 | 0.0051697 | 0 | 0 | 0.010339 | 293.5178 | 0.0056781 | 0 | 0 | 0.011356 | 293.6741 | 0.006017 | 0 | 0 | 0.012034 | 293.8303 | 0.0063559 | 0 | 0 | 0.012712
2017-03-21 13:00 | 264.1294 | 0.78726 |  | 277.353 | 0 | 0 | 0 | 0 | 285.1469 | 0 | 0 | 0 | 0 | 291.5238 | 0.0013529 | 0 | 0 | 0.0027058 | 291.7599 | 0.0018652 | 0 | 0 | 0.0037304 | 291.9174 | 0.0022067 | 0 | 0 | 0.0044134 | 292.1536 | 0.002719 | 0 | 0 | 0.005438 | 292.3897 | 0.0032313 | 0 | 0 | 0.0064625 | 292.6259 | 0.0037435 | 0 | 0 | 0.0074871 | 292.9408 | 0.0044266 | 0 | 0 | 0.0088531 | 293.177 | 0.0049388 | 0 | 0 | 0.0098777 | 293.3345 | 0.0052803 | 0 | 0 | 0.010561 | 293.5706 | 0.0057926 | 0 | 0 | 0.011585 | 293.7281 | 0.0061341 | 0 | 0 | 0.012268 | 293.9643 | 0.0066464 | 0 | 0 | 0.013293 | 294.2005 | 0.0071587 | 0 | 0 | 0.014317 | 294.3579 | 0.0075002 | 0 | 0 | 0.015 | 294.5941 | 0.0080125 | 0 | 0 | 0.016025 | 294.8303 | 0.0085247 | 0 | 0 | 0.017049 | 294.909 | 0.0086955 | 0 | 0 | 0.017391 | 295.1452 | 0.0092078 | 0 | 0 | 0.018416 | 295.3813 | 0.00972 | 0 | 0 | 0.01944 | 295.5388 | 0.010062 | 0 | 0 | 0.020123 | 295.775 | 0.010574 | 0 | 0 | 0.021148 | 295.9324 | 0.010915 | 0 | 0 | 0.021831 | 296.0899 | 0.011257 | 0 | 0 | 0.022514
2017-03-21 14:00 | 260.5034 | 0.77646 |  | 273.5455 | 0 | 0 | 0 | 0 | 281.2324 | 0 | 0 | 0 | 0 | 287.5217 | 0 | 0 | 0 | 0 | 287.7546 | 0 | 0 | 0 | 0 | 287.9099 | 0 | 0 | 0 | 0 | 288.1428 | 0 | 0 | 0 | 0 | 288.3758 | 0 | 0 | 0 | 0 | 288.6087 | 0 | 0 | 0 | 0 | 288.9193 | 0 | 0 | 0 | 0 | 289.1522 | 0 | 0 | 0 | 0 | 289.3075 | 0 | 0 | 0 | 0 | 289.5405 | 0 | 0 | 0 | 0 | 289.6958 | 0 | 0 | 0 | 0 | 289.9287 | 0 | 0 | 0 | 0 | 290.1616 | 0 | 0 | 0 | 0 | 290.3169 | 0 | 0 | 0 | 0 | 290.5499 | 0 | 0 | 0 | 0 | 290.7828 | 0 | 0 | 0 | 0 | 290.8604 | 0 | 0 | 0 | 0 | 291.0934 | 0.00041943 | 0 | 0 | 0.00083885 | 291.3263 | 0.00092467 | 0 | 0 | 0.0018493 | 291.4816 | 0.0012615 | 0 | 0 | 0.002523 | 291.7145 | 0.0017667 | 0 | 0 | 0.0035335 | 291.8698 | 0.0021036 | 0 | 0 | 0.0042071 | 292.0251 | 0.0024404 | 0 | 0 | 0.0048808
2017-03-21 15:00 | 257.6413 | 0.76793 |  | 270.54 | 0 | 0 | 0 | 0 | 278.1425 | 0 | 0 | 0 | 0 | 284.3627 | 0 | 0 | 0 | 0 | 284.593 | 0 | 0 | 0 | 0 | 284.7466 | 0 | 0 | 0 | 0 | 284.977 | 0 | 0 | 0 | 0 | 285.2074 | 0 | 0 | 0 | 0 | 285.4377 | 0 | 0 | 0 | 0 | 285.7449 | 0 | 0 | 0 | 0 | 285.9753 | 0 | 0 | 0 | 0 | 286.1289 | 0 | 0 | 0 | 0 | 286.3593 | 0 | 0 | 0 | 0 | 286.5128 | 0 | 0 | 0 | 0 | 286.7432 | 0 | 0 | 0 | 0 | 286.9736 | 0 | 0 | 0 | 0 | 287.1272 | 0 | 0 | 0 | 0 | 287.3576 | 0 | 0 | 0 | 0 | 287.5879 | 0 | 0 | 0 | 0 | 287.6647 | 0 | 0 | 0 | 0 | 287.8951 | 0 | 0 | 0 | 0 | 288.1255 | 0 | 0 | 0 | 0 | 288.2791 | 0 | 0 | 0 | 0 | 288.5094 | 0 | 0 | 0 | 0 | 288.663 | 0 | 0 | 0 | 0 | 288.8166 | 0 | 0 | 0 | 0
2017-03-21 16:00 | 270.6629 | 0.80674 |  | 284.2136 | 0 | 0 | 0 | 0 | 292.2003 | 0.0028203 | 0 | 0 | 0.0056407 | 298.7349 | 0.016994 | 0 | 0 | 0.033988 | 298.9769 | 0.017519 | 0 | 0 | 0.035038 | 299.1382 | 0.017869 | 0 | 0 | 0.035737 | 299.3803 | 0.018394 | 0 | 0 | 0.036787 | 299.6223 | 0.018919 | 0 | 0 | 0.037837 | 299.8643 | 0.019444 | 0 | 0 | 0.038887 | 300.187 | 0.020143 | 0 | 0 | 0.040287 | 300.429 | 0.020668 | 0 | 0 | 0.041337 | 300.5904 | 0.021018 | 0 | 0 | 0.042037 | 300.8324 | 0.021543 | 0 | 0 | 0.043087 | 300.9937 | 0.021893 | 0 | 0 | 0.043787 | 301.2358 | 0.022418 | 0 | 0 | 0.044836 | 301.4778 | 0.022943 | 0 | 0 | 0.045886 | 301.6391 | 0.023293 | 0 | 0 | 0.046586 | 301.8811 | 0.023818 | 0 | 0 | 0.047636 | 302.1232 | 0.024343 | 0 | 0 | 0.048686 | 302.2038 | 0.024518 | 0 | 0 | 0.049036 | 302.4459 | 0.025043 | 0 | 0 | 0.050086 | 302.6879 | 0.025568 | 0 | 0 | 0.051136 | 302.8492 | 0.025918 | 0 | 0 | 0.051836 | 303.0912 | 0.026443 | 0 | 0 | 0.052886 | 303.2526 | 0.026793 | 0 | 0 | 0.053586 | 303.4139 | 0.027143 | 0 | 0 | 0.054285
2017-03-21 17:00 | 257.8837 | 0.76865 |  | 270.7946 | 0 | 0 | 0 | 0 | 278.4042 | 0 | 0 | 0 | 0 | 284.6303 | 0 | 0 | 0 | 0 | 284.8609 | 0 | 0 | 0 | 0 | 285.0146 | 0 | 0 | 0 | 0 | 285.2452 | 0 | 0 | 0 | 0 | 285.4758 | 0 | 0 | 0 | 0 | 285.7064 | 0 | 0 | 0 | 0 | 286.0138 | 0 | 0 | 0 | 0 | 286.2444 | 0 | 0 | 0 | 0 | 286.3982 | 0 | 0 | 0 | 0 | 286.6288 | 0 | 0 | 0 | 0 | 286.7825 | 0 | 0 | 0 | 0 | 287.0131 | 0 | 0 | 0 | 0 | 287.2437 | 0 | 0 | 0 | 0 | 287.3974 | 0 | 0 | 0 | 0 | 287.628 | 0 | 0 | 0 | 0 | 287.8586 | 0 | 0 | 0 | 0 | 287.9355 | 0 | 0 | 0 | 0 | 288.1661 | 0 | 0 | 0 | 0 | 288.3967 | 0 | 0 | 0 | 0 | 288.5504 | 0 | 0 | 0 | 0 | 288.781 | 0 | 0 | 0 | 0 | 288.9347 | 0 | 0 | 0 | 0 | 289.0884 | 0 | 0 | 0 | 0
2017-03-21 18:00 | 274.7434 | 0.8189 |  | 288.4984 | 0 | 0 | 0 | 0 | 296.6055 | 0.012375 | 0 | 0 | 0.02475 | 303.2385 | 0.026762 | 0 | 0 | 0.053525 | 303.4842 | 0.027295 | 0 | 0 | 0.05459 | 303.648 | 0.02765 | 0 | 0 | 0.055301 | 303.8937 | 0.028183 | 0 | 0 | 0.056367 | 304.1393 | 0.028716 | 0 | 0 | 0.057432 | 304.385 | 0.029249 | 0 | 0 | 0.058498 | 304.7126 | 0.029959 | 0 | 0 | 0.059919 | 304.9582 | 0.030492 | 0 | 0 | 0.060985 | 305.122 | 0.030848 | 0 | 0 | 0.061695 | 305.3677 | 0.03138 | 0 | 0 | 0.062761 | 305.5315 | 0.031736 | 0 | 0 | 0.063471 | 305.7771 | 0.032269 | 0 | 0 | 0.064537 | 306.0228 | 0.032801 | 0 | 0 | 0.065603 | 306.1866 | 0.033157 | 0 | 0 | 0.066313 | 306.4323 | 0.033689 | 0 | 0 | 0.067379 | 306.6779 | 0.034222 | 0 | 0 | 0.068445 | 306.7598 | 0.0344 | 0 | 0 | 0.0688 | 307.0055 | 0.034933 | 0 | 0 | 0.069866 | 307.2512 | 0.035466 | 0 | 0 | 0.070931 | 307.4149 | 0.035821 | 0 | 0 | 0.071642 | 307.6606 | 0.036354 | 0 | 0 | 0.072708 | 307.8244 | 0.036709 | 0 | 0 | 0.073418 | 307.9882 | 0.037064 | 0 | 0 | 0.074128
2017-03-21 19:00 | 274.5244 | 0.81825 |  | 288.2684 | 0 | 0 | 0 | 0 | 296.369 | 0.011862 | 0 | 0 | 0.023725 | 302.9968 | 0.026238 | 0 | 0 | 0.052476 | 303.2423 | 0.02677 | 0 | 0 | 0.053541 | 303.4059 | 0.027125 | 0 | 0 | 0.054251 | 303.6514 | 0.027658 | 0 | 0 | 0.055316 | 303.8969 | 0.02819 | 0 | 0 | 0.05638 | 304.1424 | 0.028723 | 0 | 0 | 0.057445 | 304.4697 | 0.029433 | 0 | 0 | 0.058865 | 304.7151 | 0.029965 | 0 | 0 | 0.05993 | 304.8788 | 0.03032 | 0 | 0 | 0.06064 | 305.1243 | 0.030852 | 0 | 0 | 0.061705 | 305.2879 | 0.031207 | 0 | 0 | 0.062415 | 305.5334 | 0.03174 | 0 | 0 | 0.06348 | 305.7789 | 0.032272 | 0 | 0 | 0.064544 | 305.9425 | 0.032627 | 0 | 0 | 0.065254 | 306.188 | 0.03316 | 0 | 0 | 0.066319 | 306.4335 | 0.033692 | 0 | 0 | 0.067384 | 306.5153 | 0.03387 | 0 | 0 | 0.067739 | 306.7608 | 0.034402 | 0 | 0 | 0.068804 | 307.0062 | 0.034934 | 0 | 0 | 0.069869 | 307.1699 | 0.035289 | 0 | 0 | 0.070579 | 307.4153 | 0.035822 | 0 | 0 | 0.071644 | 307.579 | 0.036177 | 0 | 0 | 0.072353 | 307.7426 | 0.036532 | 0 | 0 | 0.073063
2017-03-21 20:00 | 273.9035 | 0.8164 |  | 287.6164 | 0 | 0 | 0 | 0 | 295.6987 | 0.010408 | 0 | 0 | 0.020817 | 302.3115 | 0.024752 | 0 | 0 | 0.049503 | 302.5564 | 0.025283 | 0 | 0 | 0.050565 | 302.7197 | 0.025637 | 0 | 0 | 0.051274 | 302.9646 | 0.026168 | 0 | 0 | 0.052336 | 303.2095 | 0.026699 | 0 | 0 | 0.053399 | 303.4544 | 0.027231 | 0 | 0 | 0.054461 | 303.781 | 0.027939 | 0 | 0 | 0.055878 | 304.0259 | 0.02847 | 0 | 0 | 0.05694 | 304.1892 | 0.028824 | 0 | 0 | 0.057649 | 304.4341 | 0.029356 | 0 | 0 | 0.058711 | 304.5974 | 0.02971 | 0 | 0 | 0.059419 | 304.8423 | 0.030241 | 0 | 0 | 0.060482 | 305.0872 | 0.030772 | 0 | 0 | 0.061544 | 305.2505 | 0.031126 | 0 | 0 | 0.062253 | 305.4954 | 0.031657 | 0 | 0 | 0.063315 | 305.7404 | 0.032189 | 0 | 0 | 0.064377 | 305.822 | 0.032366 | 0 | 0 | 0.064732 | 306.0669 | 0.032897 | 0 | 0 | 0.065794 | 306.3118 | 0.033428 | 0 | 0 | 0.066857 | 306.4751 | 0.033782 | 0 | 0 | 0.067565 | 306.72 | 0.034314 | 0 | 0 | 0.068627 | 306.8833 | 0.034668 | 0 | 0 | 0.069336 | 307.0466 | 0.035022 | 0 | 0 | 0.070044
2017-03-21 21:00 | 282.926 | 0.84329 |  | 297.0906 | 0.013427 | 0 | 0 | 0.026855 | 305.4391 | 0.031535 | 0 | 0 | 0.063071 | 312.2698 | 0.046351 | 0 | 0 | 0.092702 | 312.5228 | 0.0469 | 0 | 0 | 0.0938 | 312.6914 | 0.047266 | 0 | 0 | 0.094531 | 312.9444 | 0.047814 | 0 | 0 | 0.095629 | 313.1974 | 0.048363 | 0 | 0 | 0.096726 | 313.4504 | 0.048912 | 0 | 0 | 0.097824 | 313.7877 | 0.049643 | 0 | 0 | 0.099287 | 314.0407 | 0.050192 | 0 | 0 | 0.10038 | 314.2094 | 0.050558 | 0 | 0 | 0.10112 | 314.4623 | 0.051107 | 0 | 0 | 0.10221 | 314.631 | 0.051473 | 0 | 0 | 0.10295 | 314.884 | 0.052021 | 0 | 0 | 0.10404 | 315.137 | 0.05257 | 0 | 0 | 0.10514 | 315.3056 | 0.052936 | 0 | 0 | 0.10587 | 315.5586 | 0.053485 | 0 | 0 | 0.10697 | 315.8116 | 0.054033 | 0 | 0 | 0.10807 | 315.8959 | 0.054216 | 0 | 0 | 0.10843 | 316.1489 | 0.054765 | 0 | 0 | 0.10953 | 316.4019 | 0.055314 | 0 | 0 | 0.11063 | 316.5706 | 0.055679 | 0 | 0 | 0.11136 | 316.8235 | 0.056228 | 0 | 0 | 0.11246 | 316.9922 | 0.056594 | 0 | 0 | 0.11319 | 317.1609 | 0.05696 | 0 | 0 | 0.11392
2017-03-21 22:00 | 284.8851 | 0.84913 |  | 299.1478 | 0.017889 | 0 | 0 | 0.035779 | 307.5541 | 0.036123 | 0 | 0 | 0.072246 | 314.4321 | 0.051041 | 0 | 0 | 0.10208 | 314.6868 | 0.051594 | 0 | 0 | 0.10319 | 314.8566 | 0.051962 | 0 | 0 | 0.10392 | 315.1114 | 0.052514 | 0 | 0 | 0.10503 | 315.3661 | 0.053067 | 0 | 0 | 0.10613 | 315.6208 | 0.053619 | 0 | 0 | 0.10724 | 315.9605 | 0.054356 | 0 | 0 | 0.10871 | 316.2152 | 0.054909 | 0 | 0 | 0.10982 | 316.3851 | 0.055277 | 0 | 0 | 0.11055 | 316.6398 | 0.05583 | 0 | 0 | 0.11166 | 316.8096 | 0.056198 | 0 | 0 | 0.1124 | 317.0644 | 0.05675 | 0 | 0 | 0.1135 | 317.3191 | 0.057303 | 0 | 0 | 0.11461 | 317.4889 | 0.057671 | 0 | 0 | 0.11534 | 317.7437 | 0.058224 | 0 | 0 | 0.11645 | 317.9984 | 0.058776 | 0 | 0 | 0.11755 | 318.0833 | 0.058961 | 0 | 0 | 0.11792 | 318.338 | 0.059513 | 0 | 0 | 0.11903 | 318.5928 | 0.060066 | 0 | 0 | 0.12013 | 318.7626 | 0.060434 | 0 | 0 | 0.12087 | 319.0173 | 0.060987 | 0 | 0 | 0.12197 | 319.1872 | 0.061355 | 0 | 0 | 0.12271 | 319.357 | 0.061723 | 0 | 0 | 0.12345
2017-03-21 23:00 | 285.1978 | 0.85006 |  | 299.4762 | 0.018602 | 0 | 0 | 0.037204 | 307.8918 | 0.036855 | 0 | 0 | 0.07371 | 314.7773 | 0.05179 | 0 | 0 | 0.10358 | 315.0323 | 0.052343 | 0 | 0 | 0.10469 | 315.2023 | 0.052712 | 0 | 0 | 0.10542 | 315.4573 | 0.053265 | 0 | 0 | 0.10653 | 315.7123 | 0.053818 | 0 | 0 | 0.10764 | 315.9674 | 0.054371 | 0 | 0 | 0.10874 | 316.3074 | 0.055109 | 0 | 0 | 0.11022 | 316.5624 | 0.055662 | 0 | 0 | 0.11132 | 316.7324 | 0.056031 | 0 | 0 | 0.11206 | 316.9874 | 0.056584 | 0 | 0 | 0.11317 | 317.1574 | 0.056952 | 0 | 0 | 0.1139 | 317.4125 | 0.057506 | 0 | 0 | 0.11501 | 317.6675 | 0.058059 | 0 | 0 | 0.11612 | 317.8375 | 0.058427 | 0 | 0 | 0.11685 | 318.0925 | 0.058981 | 0 | 0 | 0.11796 | 318.3475 | 0.059534 | 0 | 0 | 0.11907 | 318.4325 | 0.059718 | 0 | 0 | 0.11944 | 318.6876 | 0.060271 | 0 | 0 | 0.12054 | 318.9426 | 0.060824 | 0 | 0 | 0.12165 | 319.1126 | 0.061193 | 0 | 0 | 0.12239 | 319.3676 | 0.061746 | 0 | 0 | 0.12349 | 319.5376 | 0.062115 | 0 | 0 | 0.12423 | 319.7076 | 0.062484 | 0 | 0 | 0.12497
2017-03-22 | 287.8766 | 0.85804 |  | 302.289 | 0.024703 | 0 | 0 | 0.049406 | 310.7837 | 0.043128 | 0 | 0 | 0.086255 | 317.7338 | 0.058203 | 0 | 0 | 0.11641 | 317.9912 | 0.058761 | 0 | 0 | 0.11752 | 318.1628 | 0.059133 | 0 | 0 | 0.11827 | 318.4203 | 0.059691 | 0 | 0 | 0.11938 | 318.6777 | 0.06025 | 0 | 0 | 0.1205 | 318.9351 | 0.060808 | 0 | 0 | 0.12162 | 319.2783 | 0.061553 | 0 | 0 | 0.12311 | 319.5357 | 0.062111 | 0 | 0 | 0.12422 | 319.7073 | 0.062483 | 0 | 0 | 0.12497 | 319.9647 | 0.063041 | 0 | 0 | 0.12608 | 320.1363 | 0.063414 | 0 | 0 | 0.12683 | 320.3938 | 0.063972 | 0 | 0 | 0.12794 | 320.6512 | 0.06453 | 0 | 0 | 0.12906 | 320.8228 | 0.064903 | 0 | 0 | 0.12981 | 321.0802 | 0.065461 | 0 | 0 | 0.13092 | 321.3376 | 0.066019 | 0 | 0 | 0.13204 | 321.4234 | 0.066205 | 0 | 0 | 0.13241 | 321.6808 | 0.066764 | 0 | 0 | 0.13353 | 321.9382 | 0.067322 | 0 | 0 | 0.13464 | 322.1098 | 0.067694 | 0 | 0 | 0.13539 | 322.3673 | 0.068252 | 0 | 0 | 0.1365 | 322.5389 | 0.068625 | 0 | 0 | 0.13725 | 322.7105 | 0.068997 | 0 | 0 | 0.13799
2017-03-22 01:00 | 285.4422 | 0.85079 |  | 299.7328 | 0.019158 | 0 | 0 | 0.038317 | 308.1556 | 0.037427 | 0 | 0 | 0.074855 | 315.047 | 0.052375 | 0 | 0 | 0.10475 | 315.3022 | 0.052928 | 0 | 0 | 0.10586 | 315.4724 | 0.053297 | 0 | 0 | 0.10659 | 315.7276 | 0.053851 | 0 | 0 | 0.1077 | 315.9828 | 0.054405 | 0 | 0 | 0.10881 | 316.2381 | 0.054958 | 0 | 0 | 0.10992 | 316.5784 | 0.055696 | 0 | 0 | 0.11139 | 316.8336 | 0.05625 | 0 | 0 | 0.1125 | 317.0038 | 0.056619 | 0 | 0 | 0.11324 | 317.259 | 0.057173 | 0 | 0 | 0.11435 | 317.4292 | 0.057542 | 0 | 0 | 0.11508 | 317.6844 | 0.058095 | 0 | 0 | 0.11619 | 317.9397 | 0.058649 | 0 | 0 | 0.1173 | 318.1098 | 0.059018 | 0 | 0 | 0.11804 | 318.3651 | 0.059572 | 0 | 0 | 0.11914 | 318.6203 | 0.060125 | 0 | 0 | 0.12025 | 318.7054 | 0.06031 | 0 | 0 | 0.12062 | 318.9606 | 0.060863 | 0 | 0 | 0.12173 | 319.2158 | 0.061417 | 0 | 0 | 0.12283 | 319.386 | 0.061786 | 0 | 0 | 0.12357 | 319.6412 | 0.06234 | 0 | 0 | 0.12468 | 319.8114 | 0.062709 | 0 | 0 | 0.12542 | 319.9816 | 0.063078 | 0 | 0 | 0.12616
2017-03-22 02:00 | 289.9619 | 0.86426 |  | 304.4788 | 0.029452 | 0 | 0 | 0.058905 | 313.0349 | 0.048011 | 0 | 0 | 0.096021 | 320.0354 | 0.063195 | 0 | 0 | 0.12639 | 320.2947 | 0.063757 | 0 | 0 | 0.12751 | 320.4676 | 0.064132 | 0 | 0 | 0.12826 | 320.7268 | 0.064694 | 0 | 0 | 0.12939 | 320.9861 | 0.065257 | 0 | 0 | 0.13051 | 321.2454 | 0.065819 | 0 | 0 | 0.13164 | 321.5911 | 0.066569 | 0 | 0 | 0.13314 | 321.8504 | 0.067131 | 0 | 0 | 0.13426 | 322.0232 | 0.067506 | 0 | 0 | 0.13501 | 322.2825 | 0.068069 | 0 | 0 | 0.13614 | 322.4554 | 0.068444 | 0 | 0 | 0.13689 | 322.7146 | 0.069006 | 0 | 0 | 0.13801 | 322.9739 | 0.069568 | 0 | 0 | 0.13914 | 323.1468 | 0.069943 | 0 | 0 | 0.13989 | 323.4061 | 0.070506 | 0 | 0 | 0.14101 | 323.6653 | 0.071068 | 0 | 0 | 0.14214 | 323.7518 | 0.071255 | 0 | 0 | 0.14251 | 324.011 | 0.071818 | 0 | 0 | 0.14364 | 324.2703 | 0.07238 | 0 | 0 | 0.14476 | 324.4432 | 0.072755 | 0 | 0 | 0.14551 | 324.7024 | 0.073317 | 0 | 0 | 0.14663 | 324.8753 | 0.073692 | 0 | 0 | 0.14738 | 325.0481 | 0.074067 | 0 | 0 | 0.14813
2017-03-22 03:00 | 290.9136 | 0.8671 |  | 305.4781 | 0.03162 | 0 | 0 | 0.06324 | 314.0623 | 0.050239 | 0 | 0 | 0.10048 | 321.0858 | 0.065473 | 0 | 0 | 0.13095 | 321.3459 | 0.066037 | 0 | 0 | 0.13207 | 321.5194 | 0.066413 | 0 | 0 | 0.13283 | 321.7795 | 0.066978 | 0 | 0 | 0.13396 | 322.0396 | 0.067542 | 0 | 0 | 0.13508 | 322.2997 | 0.068106 | 0 | 0 | 0.13621 | 322.6466 | 0.068858 | 0 | 0 | 0.13772 | 322.9067 | 0.069423 | 0 | 0 | 0.13885 | 323.0801 | 0.069799 | 0 | 0 | 0.1396 | 323.3403 | 0.070363 | 0 | 0 | 0.14073 | 323.5137 | 0.070739 | 0 | 0 | 0.14148 | 323.7738 | 0.071303 | 0 | 0 | 0.14261 | 324.0339 | 0.071868 | 0 | 0 | 0.14374 | 324.2074 | 0.072244 | 0 | 0 | 0.14449 | 324.4675 | 0.072808 | 0 | 0 | 0.14562 | 324.7276 | 0.073372 | 0 | 0 | 0.14674 | 324.8143 | 0.07356 | 0 | 0 | 0.14712 | 325.0745 | 0.074124 | 0 | 0 | 0.14825 | 325.3346 | 0.074689 | 0 | 0 | 0.14938 | 325.508 | 0.075065 | 0 | 0 | 0.15013 | 325.7681 | 0.075629 | 0 | 0 | 0.15126 | 325.9416 | 0.076005 | 0 | 0 | 0.15201 | 326.115 | 0.076381 | 0 | 0 | 0.15276
2017-03-22 04:00 | 296.6137 | 0.88409 |  | 311.4636 | 0.044602 | 0 | 0 | 0.089205 | 320.216 | 0.063586 | 0 | 0 | 0.12717 | 327.3771 | 0.079119 | 0 | 0 | 0.15824 | 327.6423 | 0.079694 | 0 | 0 | 0.15939 | 327.8191 | 0.080078 | 0 | 0 | 0.16016 | 328.0844 | 0.080653 | 0 | 0 | 0.16131 | 328.3496 | 0.081228 | 0 | 0 | 0.16246 | 328.6148 | 0.081803 | 0 | 0 | 0.16361 | 328.9685 | 0.08257 | 0 | 0 | 0.16514 | 329.2337 | 0.083146 | 0 | 0 | 0.16629 | 329.4105 | 0.083529 | 0 | 0 | 0.16706 | 329.6757 | 0.084105 | 0 | 0 | 0.16821 | 329.8525 | 0.084488 | 0 | 0 | 0.16898 | 330.1178 | 0.085063 | 0 | 0 | 0.17013 | 330.383 | 0.085639 | 0 | 0 | 0.17128 | 330.5598 | 0.086022 | 0 | 0 | 0.17204 | 330.825 | 0.086597 | 0 | 0 | 0.17319 | 331.0903 | 0.087173 | 0 | 0 | 0.17435 | 331.1787 | 0.087364 | 0 | 0 | 0.17473 | 331.4439 | 0.08794 | 0 | 0 | 0.17588 | 331.7091 | 0.088515 | 0 | 0 | 0.17703 | 331.8859 | 0.088899 | 0 | 0 | 0.1778 | 332.1512 | 0.089474 | 0 | 0 | 0.17895 | 332.328 | 0.089857 | 0 | 0 | 0.17971 | 332.5048 | 0.090241 | 0 | 0 | 0.18048
2017-03-22 05:00 | 295.6028 | 0.88107 |  | 310.4021 | 0.0423 | 0 | 0 | 0.0846 | 319.1247 | 0.061219 | 0 | 0 | 0.12244 | 326.2614 | 0.076699 | 0 | 0 | 0.1534 | 326.5258 | 0.077272 | 0 | 0 | 0.15454 | 326.702 | 0.077654 | 0 | 0 | 0.15531 | 326.9663 | 0.078228 | 0 | 0 | 0.15646 | 327.2306 | 0.078801 | 0 | 0 | 0.1576 | 327.4949 | 0.079374 | 0 | 0 | 0.15875 | 327.8474 | 0.080139 | 0 | 0 | 0.16028 | 328.1117 | 0.080712 | 0 | 0 | 0.16142 | 328.2879 | 0.081094 | 0 | 0 | 0.16219 | 328.5522 | 0.081668 | 0 | 0 | 0.16334 | 328.7284 | 0.08205 | 0 | 0 | 0.1641 | 328.9928 | 0.082623 | 0 | 0 | 0.16525 | 329.2571 | 0.083197 | 0 | 0 | 0.16639 | 329.4333 | 0.083579 | 0 | 0 | 0.16716 | 329.6976 | 0.084152 | 0 | 0 | 0.1683 | 329.9619 | 0.084725 | 0 | 0 | 0.16945 | 330.0501 | 0.084916 | 0 | 0 | 0.16983 | 330.3144 | 0.08549 | 0 | 0 | 0.17098 | 330.5787 | 0.086063 | 0 | 0 | 0.17213 | 330.7549 | 0.086445 | 0 | 0 | 0.17289 | 331.0192 | 0.087019 | 0 | 0 | 0.17404 | 331.1954 | 0.087401 | 0 | 0 | 0.1748 | 331.3717 | 0.087783 | 0 | 0 | 0.17557
2017-03-22 06:00 | 293.3805 | 0.87445 |  | 308.0685 | 0.037239 | 0 | 0 | 0.074477 | 316.7256 | 0.056016 | 0 | 0 | 0.11203 | 323.8086 | 0.071379 | 0 | 0 | 0.14276 | 324.0709 | 0.071948 | 0 | 0 | 0.1439 | 324.2458 | 0.072327 | 0 | 0 | 0.14465 | 324.5082 | 0.072896 | 0 | 0 | 0.14579 | 324.7705 | 0.073465 | 0 | 0 | 0.14693 | 325.0328 | 0.074034 | 0 | 0 | 0.14807 | 325.3826 | 0.074793 | 0 | 0 | 0.14959 | 325.6449 | 0.075362 | 0 | 0 | 0.15072 | 325.8198 | 0.075741 | 0 | 0 | 0.15148 | 326.0822 | 0.07631 | 0 | 0 | 0.15262 | 326.2571 | 0.076689 | 0 | 0 | 0.15338 | 326.5194 | 0.077258 | 0 | 0 | 0.15452 | 326.7817 | 0.077827 | 0 | 0 | 0.15565 | 326.9566 | 0.078207 | 0 | 0 | 0.15641 | 327.219 | 0.078776 | 0 | 0 | 0.15755 | 327.4813 | 0.079345 | 0 | 0 | 0.15869 | 327.5687 | 0.079534 | 0 | 0 | 0.15907 | 327.8311 | 0.080103 | 0 | 0 | 0.16021 | 328.0934 | 0.080672 | 0 | 0 | 0.16134 | 328.2683 | 0.081052 | 0 | 0 | 0.1621 | 328.5306 | 0.081621 | 0 | 0 | 0.16324 | 328.7055 | 0.082 | 0 | 0 | 0.164 | 328.8804 | 0.08238 | 0 | 0 | 0.16476
2017-03-22 07:00 | 297.5819 | 0.88697 |  | 312.4803 | 0.046808 | 0 | 0 | 0.093615 | 321.2613 | 0.065854 | 0 | 0 | 0.13171 | 328.4458 | 0.081437 | 0 | 0 | 0.16287 | 328.7119 | 0.082014 | 0 | 0 | 0.16403 | 328.8893 | 0.082399 | 0 | 0 | 0.1648 | 329.1554 | 0.082976 | 0 | 0 | 0.16595 | 329.4215 | 0.083553 | 0 | 0 | 0.16711 | 329.6876 | 0.08413 | 0 | 0 | 0.16826 | 330.0424 | 0.0849 | 0 | 0 | 0.1698 | 330.3084 | 0.085477 | 0 | 0 | 0.17095 | 330.4858 | 0.085862 | 0 | 0 | 0.17172 | 330.7519 | 0.086439 | 0 | 0 | 0.17288 | 330.9293 | 0.086824 | 0 | 0 | 0.17365 | 331.1954 | 0.087401 | 0 | 0 | 0.1748 | 331.4615 | 0.087978 | 0 | 0 | 0.17596 | 331.6389 | 0.088363 | 0 | 0 | 0.17673 | 331.905 | 0.08894 | 0 | 0 | 0.17788 | 332.1711 | 0.089517 | 0 | 0 | 0.17903 | 332.2598 | 0.089709 | 0 | 0 | 0.17942 | 332.5259 | 0.090287 | 0 | 0 | 0.18057 | 332.792 | 0.090864 | 0 | 0 | 0.18173 | 332.9694 | 0.091248 | 0 | 0 | 0.1825 | 333.2355 | 0.091826 | 0 | 0 | 0.18365 | 333.4128 | 0.09221 | 0 | 0 | 0.18442 | 333.5902 | 0.092595 | 0 | 0 | 0.18519
2017-03-22 08:00 | 295.6471 | 0.88121 |  | 310.4486 | 0.042401 | 0 | 0 | 0.084802 | 319.1726 | 0.061323 | 0 | 0 | 0.12265 | 326.3103 | 0.076805 | 0 | 0 | 0.15361 | 326.5747 | 0.077378 | 0 | 0 | 0.15476 | 326.7509 | 0.077761 | 0 | 0 | 0.15552 | 327.0153 | 0.078334 | 0 | 0 | 0.15667 | 327.2797 | 0.078907 | 0 | 0 | 0.15781 | 327.544 | 0.079481 | 0 | 0 | 0.15896 | 327.8965 | 0.080245 | 0 | 0 | 0.16049 | 328.1609 | 0.080819 | 0 | 0 | 0.16164 | 328.3371 | 0.081201 | 0 | 0 | 0.1624 | 328.6015 | 0.081774 | 0 | 0 | 0.16355 | 328.7777 | 0.082157 | 0 | 0 | 0.16431 | 329.0421 | 0.08273 | 0 | 0 | 0.16546 | 329.3064 | 0.083304 | 0 | 0 | 0.16661 | 329.4827 | 0.083686 | 0 | 0 | 0.16737 | 329.747 | 0.084259 | 0 | 0 | 0.16852 | 330.0114 | 0.084833 | 0 | 0 | 0.16967 | 330.0995 | 0.085024 | 0 | 0 | 0.17005 | 330.3639 | 0.085597 | 0 | 0 | 0.17119 | 330.6282 | 0.086171 | 0 | 0 | 0.17234 | 330.8045 | 0.086553 | 0 | 0 | 0.17311 | 331.0688 | 0.087126 | 0 | 0 | 0.17425 | 331.2451 | 0.087508 | 0 | 0 | 0.17502 | 331.4213 | 0.087891 | 0 | 0 | 0.17578
2017-03-22 09:00 | 296.9243 | 0.88501 |  | 311.7898 | 0.04531 | 0 | 0 | 0.09062 | 320.5514 | 0.064314 | 0 | 0 | 0.12863 | 327.72 | 0.079863 | 0 | 0 | 0.15973 | 327.9855 | 0.080438 | 0 | 0 | 0.16088 | 328.1625 | 0.080822 | 0 | 0 | 0.16164 | 328.428 | 0.081398 | 0 | 0 | 0.1628 | 328.6935 | 0.081974 | 0 | 0 | 0.16395 | 328.959 | 0.08255 | 0 | 0 | 0.1651 | 329.313 | 0.083318 | 0 | 0 | 0.16664 | 329.5785 | 0.083894 | 0 | 0 | 0.16779 | 329.7555 | 0.084278 | 0 | 0 | 0.16856 | 330.021 | 0.084853 | 0 | 0 | 0.16971 | 330.198 | 0.085237 | 0 | 0 | 0.17047 | 330.4635 | 0.085813 | 0 | 0 | 0.17163 | 330.729 | 0.086389 | 0 | 0 | 0.17278 | 330.906 | 0.086773 | 0 | 0 | 0.17355 | 331.1715 | 0.087349 | 0 | 0 | 0.1747 | 331.437 | 0.087925 | 0 | 0 | 0.17585 | 331.5255 | 0.088117 | 0 | 0 | 0.17623 | 331.791 | 0.088693 | 0 | 0 | 0.17739 | 332.0565 | 0.089269 | 0 | 0 | 0.17854 | 332.2335 | 0.089652 | 0 | 0 | 0.1793 | 332.4991 | 0.090228 | 0 | 0 | 0.18046 | 332.6761 | 0.090612 | 0 | 0 | 0.18122 | 332.8531 | 0.090996 | 0 | 0 | 0.18199
2017-03-22 10:00 | 291.6918 | 0.86942 |  | 306.2953 | 0.033392 | 0 | 0 | 0.066785 | 314.9025 | 0.052061 | 0 | 0 | 0.10412 | 321.9448 | 0.067336 | 0 | 0 | 0.13467 | 322.2056 | 0.067902 | 0 | 0 | 0.1358 | 322.3795 | 0.068279 | 0 | 0 | 0.13656 | 322.6403 | 0.068845 | 0 | 0 | 0.13769 | 322.9011 | 0.06941 | 0 | 0 | 0.13882 | 323.1619 | 0.069976 | 0 | 0 | 0.13995 | 323.5097 | 0.07073 | 0 | 0 | 0.14146 | 323.7705 | 0.071296 | 0 | 0 | 0.14259 | 323.9444 | 0.071673 | 0 | 0 | 0.14335 | 324.2052 | 0.072239 | 0 | 0 | 0.14448 | 324.3791 | 0.072616 | 0 | 0 | 0.14523 | 324.6399 | 0.073182 | 0 | 0 | 0.14636 | 324.9008 | 0.073748 | 0 | 0 | 0.1475 | 325.0747 | 0.074125 | 0 | 0 | 0.14825 | 325.3355 | 0.074691 | 0 | 0 | 0.14938 | 325.5963 | 0.075256 | 0 | 0 | 0.15051 | 325.6832 | 0.075445 | 0 | 0 | 0.15089 | 325.9441 | 0.076011 | 0 | 0 | 0.15202 | 326.2049 | 0.076576 | 0 | 0 | 0.15315 | 326.3788 | 0.076953 | 0 | 0 | 0.15391 | 326.6396 | 0.077519 | 0 | 0 | 0.15504 | 326.8135 | 0.077896 | 0 | 0 | 0.15579 | 326.9874 | 0.078273 | 0 | 0 | 0.15655
2017-03-22 11:00 | 293.3561 | 0.87438 |  | 308.0429 | 0.037183 | 0 | 0 | 0.074366 | 316.6992 | 0.055959 | 0 | 0 | 0.11192 | 323.7817 | 0.07132 | 0 | 0 | 0.14264 | 324.044 | 0.071889 | 0 | 0 | 0.14378 | 324.2189 | 0.072269 | 0 | 0 | 0.14454 | 324.4812 | 0.072838 | 0 | 0 | 0.14568 | 324.7435 | 0.073407 | 0 | 0 | 0.14681 | 325.0058 | 0.073976 | 0 | 0 | 0.14795 | 325.3556 | 0.074734 | 0 | 0 | 0.14947 | 325.6179 | 0.075303 | 0 | 0 | 0.15061 | 325.7927 | 0.075682 | 0 | 0 | 0.15136 | 326.0551 | 0.076251 | 0 | 0 | 0.1525 | 326.2299 | 0.076631 | 0 | 0 | 0.15326 | 326.4923 | 0.0772 | 0 | 0 | 0.1544 | 326.7546 | 0.077769 | 0 | 0 | 0.15554 | 326.9294 | 0.078148 | 0 | 0 | 0.1563 | 327.1918 | 0.078717 | 0 | 0 | 0.15743 | 327.4541 | 0.079286 | 0 | 0 | 0.15857 | 327.5415 | 0.079475 | 0 | 0 | 0.15895 | 327.8038 | 0.080044 | 0 | 0 | 0.16009 | 328.0661 | 0.080613 | 0 | 0 | 0.16123 | 328.241 | 0.080993 | 0 | 0 | 0.16199 | 328.5033 | 0.081562 | 0 | 0 | 0.16312 | 328.6782 | 0.081941 | 0 | 0 | 0.16388 | 328.8531 | 0.08232 | 0 | 0 | 0.16464
2017-03-22 12:00 | 288.5678 | 0.8601 |  | 303.0149 | 0.026277 | 0 | 0 | 0.052554 | 311.5299 | 0.044746 | 0 | 0 | 0.089492 | 318.4967 | 0.059857 | 0 | 0 | 0.11971 | 318.7548 | 0.060417 | 0 | 0 | 0.12083 | 318.9268 | 0.06079 | 0 | 0 | 0.12158 | 319.1848 | 0.06135 | 0 | 0 | 0.1227 | 319.4429 | 0.061909 | 0 | 0 | 0.12382 | 319.7009 | 0.062469 | 0 | 0 | 0.12494 | 320.0449 | 0.063215 | 0 | 0 | 0.12643 | 320.303 | 0.063775 | 0 | 0 | 0.12755 | 320.475 | 0.064148 | 0 | 0 | 0.1283 | 320.733 | 0.064708 | 0 | 0 | 0.12942 | 320.905 | 0.065081 | 0 | 0 | 0.13016 | 321.1631 | 0.065641 | 0 | 0 | 0.13128 | 321.4211 | 0.0662 | 0 | 0 | 0.1324 | 321.5931 | 0.066573 | 0 | 0 | 0.13315 | 321.8512 | 0.067133 | 0 | 0 | 0.13427 | 322.1092 | 0.067693 | 0 | 0 | 0.13539 | 322.1952 | 0.067879 | 0 | 0 | 0.13576 | 322.4532 | 0.068439 | 0 | 0 | 0.13688 | 322.7113 | 0.068999 | 0 | 0 | 0.138 | 322.8833 | 0.069372 | 0 | 0 | 0.13874 | 323.1413 | 0.069931 | 0 | 0 | 0.13986 | 323.3133 | 0.070305 | 0 | 0 | 0.14061 | 323.4854 | 0.070678 | 0 | 0 | 0.14136
2017-03-22 13:00 | 286.1114 | 0.85278 |  | 300.4355 | 0.020682 | 0 | 0 | 0.041365 | 308.878 | 0.038994 | 0 | 0 | 0.077989 | 315.7856 | 0.053977 | 0 | 0 | 0.10795 | 316.0414 | 0.054532 | 0 | 0 | 0.10906 | 316.2119 | 0.054902 | 0 | 0 | 0.1098 | 316.4678 | 0.055457 | 0 | 0 | 0.11091 | 316.7236 | 0.056011 | 0 | 0 | 0.11202 | 316.9795 | 0.056566 | 0 | 0 | 0.11313 | 317.3206 | 0.057306 | 0 | 0 | 0.11461 | 317.5764 | 0.057861 | 0 | 0 | 0.11572 | 317.747 | 0.058231 | 0 | 0 | 0.11646 | 318.0028 | 0.058786 | 0 | 0 | 0.11757 | 318.1733 | 0.059156 | 0 | 0 | 0.11831 | 318.4292 | 0.059711 | 0 | 0 | 0.11942 | 318.685 | 0.060266 | 0 | 0 | 0.12053 | 318.8556 | 0.060636 | 0 | 0 | 0.12127 | 319.1114 | 0.061191 | 0 | 0 | 0.12238 | 319.3672 | 0.061745 | 0 | 0 | 0.12349 | 319.4525 | 0.06193 | 0 | 0 | 0.12386 | 319.7084 | 0.062485 | 0 | 0 | 0.12497 | 319.9642 | 0.06304 | 0 | 0 | 0.12608 | 320.1347 | 0.06341 | 0 | 0 | 0.12682 | 320.3906 | 0.063965 | 0 | 0 | 0.12793 | 320.5611 | 0.064335 | 0 | 0 | 0.12867 | 320.7317 | 0.064705 | 0 | 0 | 0.12941
2017-03-22 14:00 | 289.2567 | 0.86216 |  | 303.7382 | 0.027846 | 0 | 0 | 0.055692 | 312.2736 | 0.046359 | 0 | 0 | 0.092719 | 319.2571 | 0.061507 | 0 | 0 | 0.12301 | 319.5157 | 0.062068 | 0 | 0 | 0.12414 | 319.6882 | 0.062442 | 0 | 0 | 0.12488 | 319.9468 | 0.063003 | 0 | 0 | 0.12601 | 320.2055 | 0.063564 | 0 | 0 | 0.12713 | 320.4641 | 0.064125 | 0 | 0 | 0.12825 | 320.809 | 0.064873 | 0 | 0 | 0.12975 | 321.0676 | 0.065434 | 0 | 0 | 0.13087 | 321.24 | 0.065808 | 0 | 0 | 0.13162 | 321.4987 | 0.066369 | 0 | 0 | 0.13274 | 321.6711 | 0.066743 | 0 | 0 | 0.13349 | 321.9298 | 0.067304 | 0 | 0 | 0.13461 | 322.1884 | 0.067865 | 0 | 0 | 0.13573 | 322.3609 | 0.068239 | 0 | 0 | 0.13648 | 322.6195 | 0.0688 | 0 | 0 | 0.1376 | 322.8781 | 0.069361 | 0 | 0 | 0.13872 | 322.9644 | 0.069548 | 0 | 0 | 0.1391 | 323.223 | 0.070109 | 0 | 0 | 0.14022 | 323.4817 | 0.07067 | 0 | 0 | 0.14134 | 323.6541 | 0.071044 | 0 | 0 | 0.14209 | 323.9127 | 0.071605 | 0 | 0 | 0.14321 | 324.0852 | 0.071979 | 0 | 0 | 0.14396 | 324.2576 | 0.072353 | 0 | 0 | 0.14471
2017-03-22 15:00 | 284.6114 | 0.84831 |  | 298.8604 | 0.017266 | 0 | 0 | 0.034532 | 307.2587 | 0.035482 | 0 | 0 | 0.070964 | 314.1301 | 0.050386 | 0 | 0 | 0.10077 | 314.3846 | 0.050938 | 0 | 0 | 0.10188 | 314.5542 | 0.051306 | 0 | 0 | 0.10261 | 314.8087 | 0.051858 | 0 | 0 | 0.10372 | 315.0632 | 0.05241 | 0 | 0 | 0.10482 | 315.3177 | 0.052962 | 0 | 0 | 0.10592 | 315.657 | 0.053698 | 0 | 0 | 0.1074 | 315.9115 | 0.05425 | 0 | 0 | 0.1085 | 316.0812 | 0.054618 | 0 | 0 | 0.10924 | 316.3357 | 0.05517 | 0 | 0 | 0.11034 | 316.5053 | 0.055538 | 0 | 0 | 0.11108 | 316.7598 | 0.05609 | 0 | 0 | 0.11218 | 317.0143 | 0.056642 | 0 | 0 | 0.11328 | 317.184 | 0.05701 | 0 | 0 | 0.11402 | 317.4385 | 0.057562 | 0 | 0 | 0.11512 | 317.693 | 0.058114 | 0 | 0 | 0.11623 | 317.7778 | 0.058298 | 0 | 0 | 0.1166 | 318.0323 | 0.05885 | 0 | 0 | 0.1177 | 318.2868 | 0.059402 | 0 | 0 | 0.1188 | 318.4565 | 0.05977 | 0 | 0 | 0.11954 | 318.7109 | 0.060322 | 0 | 0 | 0.12064 | 318.8806 | 0.06069 | 0 | 0 | 0.12138 | 319.0503 | 0.061058 | 0 | 0 | 0.12212
2017-03-22 16:00 | 288.4165 | 0.85965 |  | 302.8559 | 0.025932 | 0 | 0 | 0.051865 | 311.3665 | 0.044392 | 0 | 0 | 0.088784 | 318.3297 | 0.059495 | 0 | 0 | 0.11899 | 318.5876 | 0.060054 | 0 | 0 | 0.12011 | 318.7595 | 0.060427 | 0 | 0 | 0.12085 | 319.0174 | 0.060987 | 0 | 0 | 0.12197 | 319.2753 | 0.061546 | 0 | 0 | 0.12309 | 319.5332 | 0.062105 | 0 | 0 | 0.12421 | 319.8771 | 0.062851 | 0 | 0 | 0.1257 | 320.135 | 0.063411 | 0 | 0 | 0.12682 | 320.3069 | 0.063784 | 0 | 0 | 0.12757 | 320.5648 | 0.064343 | 0 | 0 | 0.12869 | 320.7367 | 0.064716 | 0 | 0 | 0.12943 | 320.9946 | 0.065275 | 0 | 0 | 0.13055 | 321.2525 | 0.065835 | 0 | 0 | 0.13167 | 321.4245 | 0.066208 | 0 | 0 | 0.13242 | 321.6824 | 0.066767 | 0 | 0 | 0.13353 | 321.9403 | 0.067326 | 0 | 0 | 0.13465 | 322.0262 | 0.067513 | 0 | 0 | 0.13503 | 322.2841 | 0.068072 | 0 | 0 | 0.13614 | 322.542 | 0.068632 | 0 | 0 | 0.13726 | 322.7139 | 0.069004 | 0 | 0 | 0.13801 | 322.9718 | 0.069564 | 0 | 0 | 0.13913 | 323.1438 | 0.069937 | 0 | 0 | 0.13987 | 323.3157 | 0.07031 | 0 | 0 | 0.14062
2017-03-22 17:00 | 288.4576 | 0.85978 |  | 302.8991 | 0.026026 | 0 | 0 | 0.052052 | 311.4109 | 0.044488 | 0 | 0 | 0.088976 | 318.3751 | 0.059594 | 0 | 0 | 0.11919 | 318.633 | 0.060153 | 0 | 0 | 0.12031 | 318.805 | 0.060526 | 0 | 0 | 0.12105 | 319.0629 | 0.061085 | 0 | 0 | 0.12217 | 319.3209 | 0.061645 | 0 | 0 | 0.12329 | 319.5788 | 0.062204 | 0 | 0 | 0.12441 | 319.9227 | 0.06295 | 0 | 0 | 0.1259 | 320.1806 | 0.06351 | 0 | 0 | 0.12702 | 320.3526 | 0.063883 | 0 | 0 | 0.12777 | 320.6105 | 0.064442 | 0 | 0 | 0.12888 | 320.7825 | 0.064815 | 0 | 0 | 0.12963 | 321.0404 | 0.065375 | 0 | 0 | 0.13075 | 321.2983 | 0.065934 | 0 | 0 | 0.13187 | 321.4703 | 0.066307 | 0 | 0 | 0.13261 | 321.7282 | 0.066866 | 0 | 0 | 0.13373 | 321.9862 | 0.067426 | 0 | 0 | 0.13485 | 322.0721 | 0.067612 | 0 | 0 | 0.13522 | 322.3301 | 0.068172 | 0 | 0 | 0.13634 | 322.588 | 0.068731 | 0 | 0 | 0.13746 | 322.76 | 0.069104 | 0 | 0 | 0.13821 | 323.0179 | 0.069664 | 0 | 0 | 0.13933 | 323.1899 | 0.070037 | 0 | 0 | 0.14007 | 323.3618 | 0.07041 | 0 | 0 | 0.14082
2017-03-22 18:00 | 291.5004 | 0.86885 |  | 306.0943 | 0.032957 | 0 | 0 | 0.065913 | 314.6959 | 0.051613 | 0 | 0 | 0.10323 | 321.7336 | 0.066878 | 0 | 0 | 0.13376 | 321.9942 | 0.067443 | 0 | 0 | 0.13489 | 322.168 | 0.06782 | 0 | 0 | 0.13564 | 322.4286 | 0.068386 | 0 | 0 | 0.13677 | 322.6893 | 0.068951 | 0 | 0 | 0.1379 | 322.9499 | 0.069516 | 0 | 0 | 0.13903 | 323.2975 | 0.07027 | 0 | 0 | 0.14054 | 323.5581 | 0.070835 | 0 | 0 | 0.14167 | 323.7319 | 0.071212 | 0 | 0 | 0.14242 | 323.9926 | 0.071778 | 0 | 0 | 0.14356 | 324.1663 | 0.072155 | 0 | 0 | 0.14431 | 324.427 | 0.07272 | 0 | 0 | 0.14544 | 324.6876 | 0.073285 | 0 | 0 | 0.14657 | 324.8614 | 0.073662 | 0 | 0 | 0.14732 | 325.1221 | 0.074228 | 0 | 0 | 0.14846 | 325.3827 | 0.074793 | 0 | 0 | 0.14959 | 325.4696 | 0.074981 | 0 | 0 | 0.14996 | 325.7302 | 0.075547 | 0 | 0 | 0.15109 | 325.9909 | 0.076112 | 0 | 0 | 0.15222 | 326.1647 | 0.076489 | 0 | 0 | 0.15298 | 326.4253 | 0.077054 | 0 | 0 | 0.15411 | 326.5991 | 0.077431 | 0 | 0 | 0.15486 | 326.7729 | 0.077808 | 0 | 0 | 0.15562
2017-03-22 19:00 | 301.0412 | 0.89728 |  | 316.1128 | 0.054686 | 0 | 0 | 0.10937 | 324.9959 | 0.073954 | 0 | 0 | 0.14791 | 332.2639 | 0.089718 | 0 | 0 | 0.17944 | 332.533 | 0.090302 | 0 | 0 | 0.1806 | 332.7125 | 0.090691 | 0 | 0 | 0.18138 | 332.9817 | 0.091275 | 0 | 0 | 0.18255 | 333.2509 | 0.091859 | 0 | 0 | 0.18372 | 333.52 | 0.092443 | 0 | 0 | 0.18489 | 333.879 | 0.093221 | 0 | 0 | 0.18644 | 334.1481 | 0.093805 | 0 | 0 | 0.18761 | 334.3276 | 0.094194 | 0 | 0 | 0.18839 | 334.5968 | 0.094778 | 0 | 0 | 0.18956 | 334.7762 | 0.095168 | 0 | 0 | 0.19034 | 335.0454 | 0.095751 | 0 | 0 | 0.1915 | 335.3146 | 0.096335 | 0 | 0 | 0.19267 | 335.4941 | 0.096725 | 0 | 0 | 0.19345 | 335.7633 | 0.097308 | 0 | 0 | 0.19462 | 336.0324 | 0.097892 | 0 | 0 | 0.19578 | 336.1222 | 0.098087 | 0 | 0 | 0.19617 | 336.3914 | 0.098671 | 0 | 0 | 0.19734 | 336.6605 | 0.099255 | 0 | 0 | 0.19851 | 336.84 | 0.099644 | 0 | 0 | 0.19929 | 337.1092 | 0.10023 | 0 | 0 | 0.20046 | 337.2886 | 0.10062 | 0 | 0 | 0.20123 | 337.4681 | 0.10101 | 0 | 0 | 0.20201
2017-03-22 20:00 | 284.5016 | 0.84798 |  | 298.7451 | 0.017016 | 0 | 0 | 0.034032 | 307.1401 | 0.035225 | 0 | 0 | 0.07045 | 314.0088 | 0.050123 | 0 | 0 | 0.10025 | 314.2632 | 0.050675 | 0 | 0 | 0.10135 | 314.4328 | 0.051043 | 0 | 0 | 0.10209 | 314.6872 | 0.051594 | 0 | 0 | 0.10319 | 314.9416 | 0.052146 | 0 | 0 | 0.10429 | 315.196 | 0.052698 | 0 | 0 | 0.1054 | 315.5352 | 0.053434 | 0 | 0 | 0.10687 | 315.7896 | 0.053985 | 0 | 0 | 0.10797 | 315.9592 | 0.054353 | 0 | 0 | 0.10871 | 316.2136 | 0.054905 | 0 | 0 | 0.10981 | 316.3832 | 0.055273 | 0 | 0 | 0.11055 | 316.6376 | 0.055825 | 0 | 0 | 0.11165 | 316.892 | 0.056377 | 0 | 0 | 0.11275 | 317.0616 | 0.056744 | 0 | 0 | 0.11349 | 317.316 | 0.057296 | 0 | 0 | 0.11459 | 317.5703 | 0.057848 | 0 | 0 | 0.1157 | 317.6551 | 0.058032 | 0 | 0 | 0.11606 | 317.9095 | 0.058584 | 0 | 0 | 0.11717 | 318.1639 | 0.059135 | 0 | 0 | 0.11827 | 318.3335 | 0.059503 | 0 | 0 | 0.11901 | 318.5879 | 0.060055 | 0 | 0 | 0.12011 | 318.7575 | 0.060423 | 0 | 0 | 0.12085 | 318.9271 | 0.060791 | 0 | 0 | 0.12158
2017-03-22 21:00 | 296.8124 | 0.88468 |  | 311.6723 | 0.045055 | 0 | 0 | 0.09011 | 320.4306 | 0.064052 | 0 | 0 | 0.1281 | 327.5965 | 0.079595 | 0 | 0 | 0.15919 | 327.8619 | 0.08017 | 0 | 0 | 0.16034 | 328.0388 | 0.080554 | 0 | 0 | 0.16111 | 328.3042 | 0.08113 | 0 | 0 | 0.16226 | 328.5696 | 0.081705 | 0 | 0 | 0.16341 | 328.835 | 0.082281 | 0 | 0 | 0.16456 | 329.1889 | 0.083049 | 0 | 0 | 0.1661 | 329.4543 | 0.083624 | 0 | 0 | 0.16725 | 329.6313 | 0.084008 | 0 | 0 | 0.16802 | 329.8967 | 0.084584 | 0 | 0 | 0.16917 | 330.0736 | 0.084968 | 0 | 0 | 0.16994 | 330.339 | 0.085543 | 0 | 0 | 0.17109 | 330.6044 | 0.086119 | 0 | 0 | 0.17224 | 330.7813 | 0.086503 | 0 | 0 | 0.17301 | 331.0467 | 0.087078 | 0 | 0 | 0.17416 | 331.3121 | 0.087654 | 0 | 0 | 0.17531 | 331.4006 | 0.087846 | 0 | 0 | 0.17569 | 331.666 | 0.088421 | 0 | 0 | 0.17684 | 331.9314 | 0.088997 | 0 | 0 | 0.17799 | 332.1084 | 0.089381 | 0 | 0 | 0.17876 | 332.3738 | 0.089957 | 0 | 0 | 0.17991 | 332.5507 | 0.09034 | 0 | 0 | 0.18068 | 332.7276 | 0.090724 | 0 | 0 | 0.18145
2017-03-22 22:00 | 312.3229 | 0.93091 |  | 327.9593 | 0.080382 | 0 | 0 | 0.16076 | 337.1753 | 0.10037 | 0 | 0 | 0.20074 | 344.7156 | 0.11673 | 0 | 0 | 0.23345 | 344.9949 | 0.11733 | 0 | 0 | 0.23466 | 345.1811 | 0.11774 | 0 | 0 | 0.23547 | 345.4603 | 0.11834 | 0 | 0 | 0.23668 | 345.7396 | 0.11895 | 0 | 0 | 0.23789 | 346.0189 | 0.11955 | 0 | 0 | 0.23911 | 346.3913 | 0.12036 | 0 | 0 | 0.24072 | 346.6705 | 0.12097 | 0 | 0 | 0.24193 | 346.8567 | 0.12137 | 0 | 0 | 0.24274 | 347.136 | 0.12198 | 0 | 0 | 0.24395 | 347.3222 | 0.12238 | 0 | 0 | 0.24476 | 347.6014 | 0.12299 | 0 | 0 | 0.24597 | 347.8807 | 0.12359 | 0 | 0 | 0.24718 | 348.0669 | 0.12399 | 0 | 0 | 0.24799 | 348.3462 | 0.1246 | 0 | 0 | 0.2492 | 348.6254 | 0.12521 | 0 | 0 | 0.25041 | 348.7185 | 0.12541 | 0 | 0 | 0.25082 | 348.9978 | 0.12601 | 0 | 0 | 0.25203 | 349.2771 | 0.12662 | 0 | 0 | 0.25324 | 349.4633 | 0.12702 | 0 | 0 | 0.25405 | 349.7425 | 0.12763 | 0 | 0 | 0.25526 | 349.9287 | 0.12803 | 0 | 0 | 0.25607 | 350.1149 | 0.12844 | 0 | 0 | 0.25687
2017-03-22 23:00 | 305.8987 | 0.91176 |  | 321.2135 | 0.06575 | 0 | 0 | 0.1315 | 330.2399 | 0.085328 | 0 | 0 | 0.17066 | 337.6252 | 0.10135 | 0 | 0 | 0.20269 | 337.8987 | 0.10194 | 0 | 0 | 0.20388 | 338.081 | 0.10234 | 0 | 0 | 0.20467 | 338.3546 | 0.10293 | 0 | 0 | 0.20586 | 338.6281 | 0.10352 | 0 | 0 | 0.20704 | 338.9016 | 0.10412 | 0 | 0 | 0.20823 | 339.2663 | 0.10491 | 0 | 0 | 0.20981 | 339.5399 | 0.1055 | 0 | 0 | 0.211 | 339.7222 | 0.1059 | 0 | 0 | 0.21179 | 339.9957 | 0.10649 | 0 | 0 | 0.21298 | 340.1781 | 0.10688 | 0 | 0 | 0.21377 | 340.4516 | 0.10748 | 0 | 0 | 0.21495 | 340.7252 | 0.10807 | 0 | 0 | 0.21614 | 340.9075 | 0.10847 | 0 | 0 | 0.21693 | 341.181 | 0.10906 | 0 | 0 | 0.21812 | 341.4546 | 0.10965 | 0 | 0 | 0.21931 | 341.5457 | 0.10985 | 0 | 0 | 0.2197 | 341.8193 | 0.11044 | 0 | 0 | 0.22089 | 342.0928 | 0.11104 | 0 | 0 | 0.22207 | 342.2751 | 0.11143 | 0 | 0 | 0.22287 | 342.5487 | 0.11203 | 0 | 0 | 0.22405 | 342.731 | 0.11242 | 0 | 0 | 0.22484 | 342.9134 | 0.11282 | 0 | 0 | 0.22563
2017-03-23 | 313.3354 | 0.93393 |  | 329.0225 | 0.082688 | 0 | 0 | 0.16538 | 338.2684 | 0.10274 | 0 | 0 | 0.20548 | 345.8332 | 0.11915 | 0 | 0 | 0.2383 | 346.1134 | 0.11976 | 0 | 0 | 0.23952 | 346.3002 | 0.12016 | 0 | 0 | 0.24033 | 346.5803 | 0.12077 | 0 | 0 | 0.24154 | 346.8605 | 0.12138 | 0 | 0 | 0.24276 | 347.1407 | 0.12199 | 0 | 0 | 0.24397 | 347.5143 | 0.1228 | 0 | 0 | 0.24559 | 347.7944 | 0.1234 | 0 | 0 | 0.24681 | 347.9812 | 0.12381 | 0 | 0 | 0.24762 | 348.2614 | 0.12442 | 0 | 0 | 0.24883 | 348.4482 | 0.12482 | 0 | 0 | 0.24964 | 348.7284 | 0.12543 | 0 | 0 | 0.25086 | 349.0085 | 0.12604 | 0 | 0 | 0.25207 | 349.1953 | 0.12644 | 0 | 0 | 0.25289 | 349.4755 | 0.12705 | 0 | 0 | 0.2541 | 349.7557 | 0.12766 | 0 | 0 | 0.25532 | 349.8491 | 0.12786 | 0 | 0 | 0.25572 | 350.1293 | 0.12847 | 0 | 0 | 0.25694 | 350.4094 | 0.12908 | 0 | 0 | 0.25815 | 350.5962 | 0.12948 | 0 | 0 | 0.25896 | 350.8764 | 0.13009 | 0 | 0 | 0.26018 | 351.0632 | 0.13049 | 0 | 0 | 0.26099 | 351.25 | 0.1309 | 0 | 0 | 0.2618
2017-03-23 01:00 | 307.6279 | 0.91692 |  | 323.0292 | 0.069688 | 0 | 0 | 0.13938 | 332.1067 | 0.089377 | 0 | 0 | 0.17875 | 339.5337 | 0.10549 | 0 | 0 | 0.21097 | 339.8088 | 0.10608 | 0 | 0 | 0.21217 | 339.9922 | 0.10648 | 0 | 0 | 0.21296 | 340.2672 | 0.10708 | 0 | 0 | 0.21416 | 340.5423 | 0.10767 | 0 | 0 | 0.21535 | 340.8174 | 0.10827 | 0 | 0 | 0.21654 | 341.1842 | 0.10907 | 0 | 0 | 0.21813 | 341.4592 | 0.10966 | 0 | 0 | 0.21933 | 341.6426 | 0.11006 | 0 | 0 | 0.22012 | 341.9177 | 0.11066 | 0 | 0 | 0.22131 | 342.1011 | 0.11106 | 0 | 0 | 0.22211 | 342.3761 | 0.11165 | 0 | 0 | 0.2233 | 342.6512 | 0.11225 | 0 | 0 | 0.2245 | 342.8346 | 0.11265 | 0 | 0 | 0.22529 | 343.1097 | 0.11324 | 0 | 0 | 0.22649 | 343.3848 | 0.11384 | 0 | 0 | 0.22768 | 343.4764 | 0.11404 | 0 | 0 | 0.22808 | 343.7515 | 0.11463 | 0 | 0 | 0.22927 | 344.0266 | 0.11523 | 0 | 0 | 0.23046 | 344.21 | 0.11563 | 0 | 0 | 0.23126 | 344.4851 | 0.11623 | 0 | 0 | 0.23245 | 344.6684 | 0.11662 | 0 | 0 | 0.23325 | 344.8518 | 0.11702 | 0 | 0 | 0.23404
2017-03-23 02:00 | 305.8804 | 0.91171 |  | 321.1942 | 0.065708 | 0 | 0 | 0.13142 | 330.2201 | 0.085285 | 0 | 0 | 0.17057 | 337.605 | 0.1013 | 0 | 0 | 0.20261 | 337.8785 | 0.1019 | 0 | 0 | 0.20379 | 338.0608 | 0.10229 | 0 | 0 | 0.20458 | 338.3343 | 0.10289 | 0 | 0 | 0.20577 | 338.6078 | 0.10348 | 0 | 0 | 0.20696 | 338.8814 | 0.10407 | 0 | 0 | 0.20814 | 339.246 | 0.10486 | 0 | 0 | 0.20973 | 339.5195 | 0.10546 | 0 | 0 | 0.21091 | 339.7019 | 0.10585 | 0 | 0 | 0.2117 | 339.9754 | 0.10644 | 0 | 0 | 0.21289 | 340.1577 | 0.10684 | 0 | 0 | 0.21368 | 340.4313 | 0.10743 | 0 | 0 | 0.21487 | 340.7048 | 0.10803 | 0 | 0 | 0.21605 | 340.8871 | 0.10842 | 0 | 0 | 0.21684 | 341.1606 | 0.10902 | 0 | 0 | 0.21803 | 341.4341 | 0.10961 | 0 | 0 | 0.21922 | 341.5253 | 0.10981 | 0 | 0 | 0.21961 | 341.7988 | 0.1104 | 0 | 0 | 0.2208 | 342.0723 | 0.11099 | 0 | 0 | 0.22199 | 342.2547 | 0.11139 | 0 | 0 | 0.22278 | 342.5282 | 0.11198 | 0 | 0 | 0.22396 | 342.7105 | 0.11238 | 0 | 0 | 0.22475 | 342.8929 | 0.11277 | 0 | 0 | 0.22555
2017-03-23 03:00 | 302.3264 | 0.90111 |  | 317.4623 | 0.057614 | 0 | 0 | 0.11523 | 326.3833 | 0.076963 | 0 | 0 | 0.15393 | 333.6824 | 0.092795 | 0 | 0 | 0.18559 | 333.9527 | 0.093381 | 0 | 0 | 0.18676 | 334.1329 | 0.093772 | 0 | 0 | 0.18754 | 334.4033 | 0.094359 | 0 | 0 | 0.18872 | 334.6736 | 0.094945 | 0 | 0 | 0.18989 | 334.9439 | 0.095531 | 0 | 0 | 0.19106 | 335.3044 | 0.096313 | 0 | 0 | 0.19263 | 335.5747 | 0.096899 | 0 | 0 | 0.1938 | 335.7549 | 0.09729 | 0 | 0 | 0.19458 | 336.0253 | 0.097877 | 0 | 0 | 0.19575 | 336.2055 | 0.098268 | 0 | 0 | 0.19654 | 336.4758 | 0.098854 | 0 | 0 | 0.19771 | 336.7462 | 0.09944 | 0 | 0 | 0.19888 | 336.9264 | 0.099831 | 0 | 0 | 0.19966 | 337.1967 | 0.10042 | 0 | 0 | 0.20084 | 337.467 | 0.101 | 0 | 0 | 0.20201 | 337.5572 | 0.1012 | 0 | 0 | 0.2024 | 337.8275 | 0.10179 | 0 | 0 | 0.20357 | 338.0978 | 0.10237 | 0 | 0 | 0.20474 | 338.278 | 0.10276 | 0 | 0 | 0.20553 | 338.5484 | 0.10335 | 0 | 0 | 0.2067 | 338.7286 | 0.10374 | 0 | 0 | 0.20748 | 338.9088 | 0.10413 | 0 | 0 | 0.20826
2017-03-23 04:00 | 296.1158 | 0.8826 |  | 310.9407 | 0.043468 | 0 | 0 | 0.086937 | 319.6785 | 0.062421 | 0 | 0 | 0.12484 | 326.8276 | 0.077927 | 0 | 0 | 0.15585 | 327.0924 | 0.078501 | 0 | 0 | 0.157 | 327.2689 | 0.078884 | 0 | 0 | 0.15777 | 327.5337 | 0.079458 | 0 | 0 | 0.15892 | 327.7984 | 0.080033 | 0 | 0 | 0.16007 | 328.0632 | 0.080607 | 0 | 0 | 0.16121 | 328.4163 | 0.081373 | 0 | 0 | 0.16275 | 328.681 | 0.081947 | 0 | 0 | 0.16389 | 328.8576 | 0.08233 | 0 | 0 | 0.16466 | 329.1223 | 0.082904 | 0 | 0 | 0.16581 | 329.2989 | 0.083287 | 0 | 0 | 0.16657 | 329.5636 | 0.083861 | 0 | 0 | 0.16772 | 329.8284 | 0.084436 | 0 | 0 | 0.16887 | 330.0049 | 0.084819 | 0 | 0 | 0.16964 | 330.2697 | 0.085393 | 0 | 0 | 0.17079 | 330.5345 | 0.085967 | 0 | 0 | 0.17193 | 330.6228 | 0.086159 | 0 | 0 | 0.17232 | 330.8875 | 0.086733 | 0 | 0 | 0.17347 | 331.1523 | 0.087307 | 0 | 0 | 0.17461 | 331.3288 | 0.08769 | 0 | 0 | 0.17538 | 331.5936 | 0.088264 | 0 | 0 | 0.17653 | 331.7701 | 0.088647 | 0 | 0 | 0.17729 | 331.9467 | 0.08903 | 0 | 0 | 0.17806
2017-03-23 05:00 | 290.078 | 0.86461 |  | 304.6007 | 0.029717 | 0 | 0 | 0.059434 | 313.1603 | 0.048283 | 0 | 0 | 0.096565 | 320.1636 | 0.063473 | 0 | 0 | 0.12695 | 320.423 | 0.064035 | 0 | 0 | 0.12807 | 320.5959 | 0.06441 | 0 | 0 | 0.12882 | 320.8553 | 0.064973 | 0 | 0 | 0.12995 | 321.1147 | 0.065536 | 0 | 0 | 0.13107 | 321.374 | 0.066098 | 0 | 0 | 0.1322 | 321.7199 | 0.066848 | 0 | 0 | 0.1337 | 321.9793 | 0.067411 | 0 | 0 | 0.13482 | 322.1522 | 0.067786 | 0 | 0 | 0.13557 | 322.4116 | 0.068349 | 0 | 0 | 0.1367 | 322.5845 | 0.068724 | 0 | 0 | 0.13745 | 322.8439 | 0.069286 | 0 | 0 | 0.13857 | 323.1033 | 0.069849 | 0 | 0 | 0.1397 | 323.2762 | 0.070224 | 0 | 0 | 0.14045 | 323.5356 | 0.070787 | 0 | 0 | 0.14157 | 323.7949 | 0.071349 | 0 | 0 | 0.1427 | 323.8814 | 0.071537 | 0 | 0 | 0.14307 | 324.1408 | 0.072099 | 0 | 0 | 0.1442 | 324.4002 | 0.072662 | 0 | 0 | 0.14532 | 324.5731 | 0.073037 | 0 | 0 | 0.14607 | 324.8325 | 0.0736 | 0 | 0 | 0.1472 | 325.0054 | 0.073975 | 0 | 0 | 0.14795 | 325.1783 | 0.07435 | 0 | 0 | 0.1487
2017-03-23 06:00 | 293.8935 | 0.87598 |  | 308.6072 | 0.038407 | 0 | 0 | 0.076814 | 317.2794 | 0.057217 | 0 | 0 | 0.11443 | 324.3748 | 0.072607 | 0 | 0 | 0.14521 | 324.6376 | 0.073177 | 0 | 0 | 0.14635 | 324.8128 | 0.073557 | 0 | 0 | 0.14711 | 325.0756 | 0.074127 | 0 | 0 | 0.14825 | 325.3384 | 0.074697 | 0 | 0 | 0.14939 | 325.6012 | 0.075267 | 0 | 0 | 0.15053 | 325.9516 | 0.076027 | 0 | 0 | 0.15205 | 326.2144 | 0.076597 | 0 | 0 | 0.15319 | 326.3896 | 0.076977 | 0 | 0 | 0.15395 | 326.6524 | 0.077547 | 0 | 0 | 0.15509 | 326.8276 | 0.077927 | 0 | 0 | 0.15585 | 327.0904 | 0.078497 | 0 | 0 | 0.15699 | 327.3532 | 0.079067 | 0 | 0 | 0.15813 | 327.5284 | 0.079447 | 0 | 0 | 0.15889 | 327.7912 | 0.080017 | 0 | 0 | 0.16003 | 328.054 | 0.080587 | 0 | 0 | 0.16117 | 328.1416 | 0.080777 | 0 | 0 | 0.16155 | 328.4043 | 0.081347 | 0 | 0 | 0.16269 | 328.6671 | 0.081917 | 0 | 0 | 0.16383 | 328.8423 | 0.082297 | 0 | 0 | 0.16459 | 329.1051 | 0.082867 | 0 | 0 | 0.16573 | 329.2803 | 0.083247 | 0 | 0 | 0.16649 | 329.4555 | 0.083627 | 0 | 0 | 0.16725
2017-03-23 07:00 | 298.9726 | 0.89112 |  | 313.9406 | 0.049975 | 0 | 0 | 0.09995 | 322.7626 | 0.06911 | 0 | 0 | 0.13822 | 329.9807 | 0.084766 | 0 | 0 | 0.16953 | 330.248 | 0.085346 | 0 | 0 | 0.17069 | 330.4262 | 0.085732 | 0 | 0 | 0.17146 | 330.6936 | 0.086312 | 0 | 0 | 0.17262 | 330.9609 | 0.086892 | 0 | 0 | 0.17378 | 331.2282 | 0.087472 | 0 | 0 | 0.17494 | 331.5847 | 0.088245 | 0 | 0 | 0.17649 | 331.852 | 0.088825 | 0 | 0 | 0.17765 | 332.0303 | 0.089212 | 0 | 0 | 0.17842 | 332.2976 | 0.089791 | 0 | 0 | 0.17958 | 332.4758 | 0.090178 | 0 | 0 | 0.18036 | 332.7431 | 0.090758 | 0 | 0 | 0.18152 | 333.0105 | 0.091338 | 0 | 0 | 0.18268 | 333.1887 | 0.091724 | 0 | 0 | 0.18345 | 333.456 | 0.092304 | 0 | 0 | 0.18461 | 333.7234 | 0.092884 | 0 | 0 | 0.18577 | 333.8125 | 0.093077 | 0 | 0 | 0.18615 | 334.0798 | 0.093657 | 0 | 0 | 0.18731 | 334.3472 | 0.094237 | 0 | 0 | 0.18847 | 334.5254 | 0.094623 | 0 | 0 | 0.18925 | 334.7927 | 0.095203 | 0 | 0 | 0.19041 | 334.9709 | 0.09559 | 0 | 0 | 0.19118 | 335.1492 | 0.095976 | 0 | 0 | 0.19195
2017-03-23 08:00 | 295.0485 | 0.87942 |  | 309.82 | 0.041037 | 0 | 0 | 0.082075 | 318.5263 | 0.059921 | 0 | 0 | 0.11984 | 325.6496 | 0.075372 | 0 | 0 | 0.15074 | 325.9134 | 0.075944 | 0 | 0 | 0.15189 | 326.0893 | 0.076326 | 0 | 0 | 0.15265 | 326.3531 | 0.076898 | 0 | 0 | 0.1538 | 326.6169 | 0.07747 | 0 | 0 | 0.15494 | 326.8808 | 0.078042 | 0 | 0 | 0.15608 | 327.2325 | 0.078805 | 0 | 0 | 0.15761 | 327.4964 | 0.079378 | 0 | 0 | 0.15876 | 327.6722 | 0.079759 | 0 | 0 | 0.15952 | 327.9361 | 0.080331 | 0 | 0 | 0.16066 | 328.112 | 0.080713 | 0 | 0 | 0.16143 | 328.3758 | 0.081285 | 0 | 0 | 0.16257 | 328.6396 | 0.081857 | 0 | 0 | 0.16371 | 328.8155 | 0.082239 | 0 | 0 | 0.16448 | 329.0793 | 0.082811 | 0 | 0 | 0.16562 | 329.3431 | 0.083383 | 0 | 0 | 0.16677 | 329.4311 | 0.083574 | 0 | 0 | 0.16715 | 329.6949 | 0.084146 | 0 | 0 | 0.16829 | 329.9587 | 0.084718 | 0 | 0 | 0.16944 | 330.1346 | 0.0851 | 0 | 0 | 0.1702 | 330.3984 | 0.085672 | 0 | 0 | 0.17134 | 330.5743 | 0.086054 | 0 | 0 | 0.17211 | 330.7502 | 0.086435 | 0 | 0 | 0.17287
2017-03-23 09:00 | 293.6718 | 0.87532 |  | 308.3744 | 0.037902 | 0 | 0 | 0.075804 | 317.0401 | 0.056698 | 0 | 0 | 0.1134 | 324.1302 | 0.072076 | 0 | 0 | 0.14415 | 324.3928 | 0.072646 | 0 | 0 | 0.14529 | 324.5678 | 0.073026 | 0 | 0 | 0.14605 | 324.8304 | 0.073595 | 0 | 0 | 0.14719 | 325.093 | 0.074165 | 0 | 0 | 0.14833 | 325.3556 | 0.074734 | 0 | 0 | 0.14947 | 325.7057 | 0.075494 | 0 | 0 | 0.15099 | 325.9683 | 0.076063 | 0 | 0 | 0.15213 | 326.1434 | 0.076443 | 0 | 0 | 0.15289 | 326.406 | 0.077012 | 0 | 0 | 0.15402 | 326.5811 | 0.077392 | 0 | 0 | 0.15478 | 326.8436 | 0.077962 | 0 | 0 | 0.15592 | 327.1062 | 0.078531 | 0 | 0 | 0.15706 | 327.2813 | 0.078911 | 0 | 0 | 0.15782 | 327.5439 | 0.079481 | 0 | 0 | 0.15896 | 327.8065 | 0.08005 | 0 | 0 | 0.1601 | 327.894 | 0.08024 | 0 | 0 | 0.16048 | 328.1566 | 0.08081 | 0 | 0 | 0.16162 | 328.4192 | 0.081379 | 0 | 0 | 0.16276 | 328.5943 | 0.081759 | 0 | 0 | 0.16352 | 328.8569 | 0.082328 | 0 | 0 | 0.16466 | 329.0319 | 0.082708 | 0 | 0 | 0.16542 | 329.207 | 0.083088 | 0 | 0 | 0.16618
2017-03-23 10:00 | 295.2369 | 0.87998 |  | 310.0178 | 0.041467 | 0 | 0 | 0.082933 | 318.7297 | 0.060363 | 0 | 0 | 0.12073 | 325.8575 | 0.075823 | 0 | 0 | 0.15165 | 326.1215 | 0.076395 | 0 | 0 | 0.15279 | 326.2975 | 0.076777 | 0 | 0 | 0.15355 | 326.5615 | 0.07735 | 0 | 0 | 0.1547 | 326.8255 | 0.077922 | 0 | 0 | 0.15584 | 327.0895 | 0.078495 | 0 | 0 | 0.15699 | 327.4415 | 0.079258 | 0 | 0 | 0.15852 | 327.7055 | 0.079831 | 0 | 0 | 0.15966 | 327.8815 | 0.080213 | 0 | 0 | 0.16043 | 328.1455 | 0.080785 | 0 | 0 | 0.16157 | 328.3215 | 0.081167 | 0 | 0 | 0.16233 | 328.5855 | 0.08174 | 0 | 0 | 0.16348 | 328.8495 | 0.082312 | 0 | 0 | 0.16462 | 329.0255 | 0.082694 | 0 | 0 | 0.16539 | 329.2895 | 0.083267 | 0 | 0 | 0.16653 | 329.5535 | 0.083839 | 0 | 0 | 0.16768 | 329.6414 | 0.08403 | 0 | 0 | 0.16806 | 329.9054 | 0.084603 | 0 | 0 | 0.16921 | 330.1694 | 0.085175 | 0 | 0 | 0.17035 | 330.3454 | 0.085557 | 0 | 0 | 0.17111 | 330.6094 | 0.08613 | 0 | 0 | 0.17226 | 330.7854 | 0.086511 | 0 | 0 | 0.17302 | 330.9614 | 0.086893 | 0 | 0 | 0.17379
2017-03-23 11:00 | 297.9063 | 0.88794 |  | 312.8209 | 0.047546 | 0 | 0 | 0.095093 | 321.6115 | 0.066613 | 0 | 0 | 0.13323 | 328.8038 | 0.082213 | 0 | 0 | 0.16443 | 329.0702 | 0.082791 | 0 | 0 | 0.16558 | 329.2478 | 0.083176 | 0 | 0 | 0.16635 | 329.5141 | 0.083754 | 0 | 0 | 0.16751 | 329.7805 | 0.084332 | 0 | 0 | 0.16866 | 330.0469 | 0.08491 | 0 | 0 | 0.16982 | 330.4021 | 0.08568 | 0 | 0 | 0.17136 | 330.6685 | 0.086258 | 0 | 0 | 0.17252 | 330.846 | 0.086643 | 0 | 0 | 0.17329 | 331.1124 | 0.087221 | 0 | 0 | 0.17444 | 331.29 | 0.087606 | 0 | 0 | 0.17521 | 331.5564 | 0.088184 | 0 | 0 | 0.17637 | 331.8228 | 0.088762 | 0 | 0 | 0.17752 | 332.0004 | 0.089147 | 0 | 0 | 0.17829 | 332.2667 | 0.089724 | 0 | 0 | 0.17945 | 332.5331 | 0.090302 | 0 | 0 | 0.1806 | 332.6219 | 0.090495 | 0 | 0 | 0.18099 | 332.8883 | 0.091073 | 0 | 0 | 0.18215 | 333.1547 | 0.09165 | 0 | 0 | 0.1833 | 333.3323 | 0.092036 | 0 | 0 | 0.18407 | 333.5987 | 0.092613 | 0 | 0 | 0.18523 | 333.7762 | 0.092999 | 0 | 0 | 0.186 | 333.9538 | 0.093384 | 0 | 0 | 0.18677
2017-03-23 12:00 | 292.1592 | 0.87081 |  | 306.7861 | 0.034457 | 0 | 0 | 0.068914 | 315.4071 | 0.053156 | 0 | 0 | 0.10631 | 322.4607 | 0.068455 | 0 | 0 | 0.13691 | 322.7219 | 0.069022 | 0 | 0 | 0.13804 | 322.8961 | 0.069399 | 0 | 0 | 0.1388 | 323.1573 | 0.069966 | 0 | 0 | 0.13993 | 323.4185 | 0.070533 | 0 | 0 | 0.14107 | 323.6798 | 0.071099 | 0 | 0 | 0.1422 | 324.0281 | 0.071855 | 0 | 0 | 0.14371 | 324.2894 | 0.072422 | 0 | 0 | 0.14484 | 324.4635 | 0.072799 | 0 | 0 | 0.1456 | 324.7248 | 0.073366 | 0 | 0 | 0.14673 | 324.8989 | 0.073744 | 0 | 0 | 0.14749 | 325.1602 | 0.07431 | 0 | 0 | 0.14862 | 325.4214 | 0.074877 | 0 | 0 | 0.14975 | 325.5956 | 0.075255 | 0 | 0 | 0.15051 | 325.8568 | 0.075821 | 0 | 0 | 0.15164 | 326.1181 | 0.076388 | 0 | 0 | 0.15278 | 326.2051 | 0.076577 | 0 | 0 | 0.15315 | 326.4664 | 0.077143 | 0 | 0 | 0.15429 | 326.7276 | 0.07771 | 0 | 0 | 0.15542 | 326.9018 | 0.078088 | 0 | 0 | 0.15618 | 327.163 | 0.078655 | 0 | 0 | 0.15731 | 327.3372 | 0.079032 | 0 | 0 | 0.15806 | 327.5113 | 0.07941 | 0 | 0 | 0.15882
2017-03-23 13:00 | 287.8482 | 0.85796 |  | 302.2592 | 0.024638 | 0 | 0 | 0.049276 | 310.753 | 0.043061 | 0 | 0 | 0.086123 | 317.7025 | 0.058135 | 0 | 0 | 0.11627 | 317.9599 | 0.058693 | 0 | 0 | 0.11739 | 318.1315 | 0.059065 | 0 | 0 | 0.11813 | 318.3889 | 0.059623 | 0 | 0 | 0.11925 | 318.6463 | 0.060182 | 0 | 0 | 0.12036 | 318.9037 | 0.06074 | 0 | 0 | 0.12148 | 319.2469 | 0.061484 | 0 | 0 | 0.12297 | 319.5042 | 0.062043 | 0 | 0 | 0.12409 | 319.6758 | 0.062415 | 0 | 0 | 0.12483 | 319.9332 | 0.062973 | 0 | 0 | 0.12595 | 320.1048 | 0.063345 | 0 | 0 | 0.12669 | 320.3622 | 0.063904 | 0 | 0 | 0.12781 | 320.6196 | 0.064462 | 0 | 0 | 0.12892 | 320.7912 | 0.064834 | 0 | 0 | 0.12967 | 321.0486 | 0.065392 | 0 | 0 | 0.13078 | 321.306 | 0.065951 | 0 | 0 | 0.1319 | 321.3918 | 0.066137 | 0 | 0 | 0.13227 | 321.6491 | 0.066695 | 0 | 0 | 0.13339 | 321.9065 | 0.067253 | 0 | 0 | 0.13451 | 322.0781 | 0.067625 | 0 | 0 | 0.13525 | 322.3355 | 0.068184 | 0 | 0 | 0.13637 | 322.5071 | 0.068556 | 0 | 0 | 0.13711 | 322.6787 | 0.068928 | 0 | 0 | 0.13786
2017-03-23 14:00 | 289.4488 | 0.86273 |  | 303.94 | 0.028284 | 0 | 0 | 0.056567 | 312.481 | 0.046809 | 0 | 0 | 0.093618 | 319.4691 | 0.061966 | 0 | 0 | 0.12393 | 319.728 | 0.062528 | 0 | 0 | 0.12506 | 319.9005 | 0.062902 | 0 | 0 | 0.1258 | 320.1593 | 0.063463 | 0 | 0 | 0.12693 | 320.4181 | 0.064025 | 0 | 0 | 0.12805 | 320.677 | 0.064586 | 0 | 0 | 0.12917 | 321.0221 | 0.065335 | 0 | 0 | 0.13067 | 321.2809 | 0.065896 | 0 | 0 | 0.13179 | 321.4534 | 0.06627 | 0 | 0 | 0.13254 | 321.7122 | 0.066832 | 0 | 0 | 0.13366 | 321.8848 | 0.067206 | 0 | 0 | 0.13441 | 322.1436 | 0.067767 | 0 | 0 | 0.13553 | 322.4024 | 0.068329 | 0 | 0 | 0.13666 | 322.575 | 0.068703 | 0 | 0 | 0.13741 | 322.8338 | 0.069264 | 0 | 0 | 0.13853 | 323.0926 | 0.069826 | 0 | 0 | 0.13965 | 323.1789 | 0.070013 | 0 | 0 | 0.14003 | 323.4377 | 0.070574 | 0 | 0 | 0.14115 | 323.6965 | 0.071136 | 0 | 0 | 0.14227 | 323.8691 | 0.07151 | 0 | 0 | 0.14302 | 324.1279 | 0.072071 | 0 | 0 | 0.14414 | 324.3004 | 0.072446 | 0 | 0 | 0.14489 | 324.473 | 0.07282 | 0 | 0 | 0.14564
2017-03-23 15:00 | 284.5456 | 0.84812 |  | 298.7913 | 0.017116 | 0 | 0 | 0.034232 | 307.1876 | 0.035328 | 0 | 0 | 0.070656 | 314.0574 | 0.050228 | 0 | 0 | 0.10046 | 314.3118 | 0.05078 | 0 | 0 | 0.10156 | 314.4814 | 0.051148 | 0 | 0 | 0.1023 | 314.7359 | 0.0517 | 0 | 0 | 0.1034 | 314.9903 | 0.052252 | 0 | 0 | 0.1045 | 315.2447 | 0.052804 | 0 | 0 | 0.10561 | 315.584 | 0.05354 | 0 | 0 | 0.10708 | 315.8384 | 0.054091 | 0 | 0 | 0.10818 | 316.008 | 0.054459 | 0 | 0 | 0.10892 | 316.2625 | 0.055011 | 0 | 0 | 0.11002 | 316.4321 | 0.055379 | 0 | 0 | 0.11076 | 316.6865 | 0.055931 | 0 | 0 | 0.11186 | 316.941 | 0.056483 | 0 | 0 | 0.11297 | 317.1106 | 0.056851 | 0 | 0 | 0.1137 | 317.365 | 0.057403 | 0 | 0 | 0.11481 | 317.6195 | 0.057955 | 0 | 0 | 0.11591 | 317.7043 | 0.058138 | 0 | 0 | 0.11628 | 317.9587 | 0.05869 | 0 | 0 | 0.11738 | 318.2131 | 0.059242 | 0 | 0 | 0.11848 | 318.3828 | 0.05961 | 0 | 0 | 0.11922 | 318.6372 | 0.060162 | 0 | 0 | 0.12032 | 318.8068 | 0.06053 | 0 | 0 | 0.12106 | 318.9765 | 0.060898 | 0 | 0 | 0.1218
2017-03-23 16:00 | 283.0518 | 0.84366 |  | 297.2227 | 0.013714 | 0 | 0 | 0.027428 | 305.575 | 0.03183 | 0 | 0 | 0.06366 | 312.4087 | 0.046652 | 0 | 0 | 0.093305 | 312.6618 | 0.047201 | 0 | 0 | 0.094402 | 312.8305 | 0.047567 | 0 | 0 | 0.095134 | 313.0836 | 0.048116 | 0 | 0 | 0.096232 | 313.3367 | 0.048665 | 0 | 0 | 0.09733 | 313.5898 | 0.049214 | 0 | 0 | 0.098428 | 313.9272 | 0.049946 | 0 | 0 | 0.099892 | 314.1803 | 0.050495 | 0 | 0 | 0.10099 | 314.3491 | 0.050861 | 0 | 0 | 0.10172 | 314.6022 | 0.05141 | 0 | 0 | 0.10282 | 314.7709 | 0.051776 | 0 | 0 | 0.10355 | 315.024 | 0.052325 | 0 | 0 | 0.10465 | 315.2771 | 0.052874 | 0 | 0 | 0.10575 | 315.4458 | 0.05324 | 0 | 0 | 0.10648 | 315.6989 | 0.053789 | 0 | 0 | 0.10758 | 315.952 | 0.054338 | 0 | 0 | 0.10868 | 316.0364 | 0.054521 | 0 | 0 | 0.10904 | 316.2895 | 0.05507 | 0 | 0 | 0.11014 | 316.5426 | 0.055619 | 0 | 0 | 0.11124 | 316.7113 | 0.055985 | 0 | 0 | 0.11197 | 316.9644 | 0.056534 | 0 | 0 | 0.11307 | 317.1332 | 0.0569 | 0 | 0 | 0.1138 | 317.3019 | 0.057266 | 0 | 0 | 0.11453
2017-03-23 17:00 | 294.2842 | 0.87714 |  | 309.0175 | 0.039297 | 0 | 0 | 0.078594 | 317.7012 | 0.058132 | 0 | 0 | 0.11626 | 324.806 | 0.073542 | 0 | 0 | 0.14708 | 325.0692 | 0.074113 | 0 | 0 | 0.14823 | 325.2446 | 0.074493 | 0 | 0 | 0.14899 | 325.5077 | 0.075064 | 0 | 0 | 0.15013 | 325.7709 | 0.075635 | 0 | 0 | 0.15127 | 326.034 | 0.076206 | 0 | 0 | 0.15241 | 326.3849 | 0.076967 | 0 | 0 | 0.15393 | 326.648 | 0.077537 | 0 | 0 | 0.15507 | 326.8235 | 0.077918 | 0 | 0 | 0.15584 | 327.0866 | 0.078489 | 0 | 0 | 0.15698 | 327.262 | 0.078869 | 0 | 0 | 0.15774 | 327.5252 | 0.07944 | 0 | 0 | 0.15888 | 327.7883 | 0.080011 | 0 | 0 | 0.16002 | 327.9637 | 0.080391 | 0 | 0 | 0.16078 | 328.2269 | 0.080962 | 0 | 0 | 0.16192 | 328.49 | 0.081533 | 0 | 0 | 0.16307 | 328.5777 | 0.081723 | 0 | 0 | 0.16345 | 328.8409 | 0.082294 | 0 | 0 | 0.16459 | 329.104 | 0.082865 | 0 | 0 | 0.16573 | 329.2795 | 0.083245 | 0 | 0 | 0.16649 | 329.5426 | 0.083816 | 0 | 0 | 0.16763 | 329.718 | 0.084196 | 0 | 0 | 0.16839 | 329.8935 | 0.084577 | 0 | 0 | 0.16915
2017-03-23 18:00 | 294.3789 | 0.87743 |  | 309.1169 | 0.039513 | 0 | 0 | 0.079025 | 317.8034 | 0.058354 | 0 | 0 | 0.11671 | 324.9106 | 0.073769 | 0 | 0 | 0.14754 | 325.1738 | 0.07434 | 0 | 0 | 0.14868 | 325.3493 | 0.074721 | 0 | 0 | 0.14944 | 325.6125 | 0.075291 | 0 | 0 | 0.15058 | 325.8758 | 0.075862 | 0 | 0 | 0.15172 | 326.139 | 0.076433 | 0 | 0 | 0.15287 | 326.49 | 0.077195 | 0 | 0 | 0.15439 | 326.7532 | 0.077766 | 0 | 0 | 0.15553 | 326.9287 | 0.078146 | 0 | 0 | 0.15629 | 327.1919 | 0.078717 | 0 | 0 | 0.15743 | 327.3674 | 0.079098 | 0 | 0 | 0.1582 | 327.6306 | 0.079669 | 0 | 0 | 0.15934 | 327.8938 | 0.08024 | 0 | 0 | 0.16048 | 328.0693 | 0.08062 | 0 | 0 | 0.16124 | 328.3325 | 0.081191 | 0 | 0 | 0.16238 | 328.5958 | 0.081762 | 0 | 0 | 0.16352 | 328.6835 | 0.081952 | 0 | 0 | 0.1639 | 328.9467 | 0.082523 | 0 | 0 | 0.16505 | 329.21 | 0.083094 | 0 | 0 | 0.16619 | 329.3855 | 0.083475 | 0 | 0 | 0.16695 | 329.6487 | 0.084046 | 0 | 0 | 0.16809 | 329.8242 | 0.084427 | 0 | 0 | 0.16885 | 329.9997 | 0.084807 | 0 | 0 | 0.16961
2017-03-23 19:00 | 302.0678 | 0.90034 |  | 317.1908 | 0.057025 | 0 | 0 | 0.11405 | 326.1042 | 0.076358 | 0 | 0 | 0.15272 | 333.397 | 0.092176 | 0 | 0 | 0.18435 | 333.6671 | 0.092762 | 0 | 0 | 0.18552 | 333.8471 | 0.093152 | 0 | 0 | 0.1863 | 334.1172 | 0.093738 | 0 | 0 | 0.18748 | 334.3873 | 0.094324 | 0 | 0 | 0.18865 | 334.6574 | 0.09491 | 0 | 0 | 0.18982 | 335.0176 | 0.095691 | 0 | 0 | 0.19138 | 335.2877 | 0.096277 | 0 | 0 | 0.19255 | 335.4677 | 0.096667 | 0 | 0 | 0.19333 | 335.7378 | 0.097253 | 0 | 0 | 0.19451 | 335.9179 | 0.097644 | 0 | 0 | 0.19529 | 336.188 | 0.09823 | 0 | 0 | 0.19646 | 336.4581 | 0.098816 | 0 | 0 | 0.19763 | 336.6382 | 0.099206 | 0 | 0 | 0.19841 | 336.9083 | 0.099792 | 0 | 0 | 0.19958 | 337.1784 | 0.10038 | 0 | 0 | 0.20076 | 337.2684 | 0.10057 | 0 | 0 | 0.20115 | 337.5385 | 0.10116 | 0 | 0 | 0.20232 | 337.8086 | 0.10174 | 0 | 0 | 0.20349 | 337.9887 | 0.10214 | 0 | 0 | 0.20427 | 338.2588 | 0.10272 | 0 | 0 | 0.20544 | 338.4389 | 0.10311 | 0 | 0 | 0.20622 | 338.6189 | 0.1035 | 0 | 0 | 0.207
2017-03-23 20:00 | 296.1675 | 0.88276 |  | 310.9951 | 0.043586 | 0 | 0 | 0.087172 | 319.7344 | 0.062542 | 0 | 0 | 0.12508 | 326.8847 | 0.078051 | 0 | 0 | 0.1561 | 327.1495 | 0.078625 | 0 | 0 | 0.15725 | 327.3261 | 0.079008 | 0 | 0 | 0.15802 | 327.5909 | 0.079583 | 0 | 0 | 0.15917 | 327.8557 | 0.080157 | 0 | 0 | 0.16031 | 328.1206 | 0.080731 | 0 | 0 | 0.16146 | 328.4737 | 0.081497 | 0 | 0 | 0.16299 | 328.7385 | 0.082072 | 0 | 0 | 0.16414 | 328.915 | 0.082455 | 0 | 0 | 0.16491 | 329.1799 | 0.083029 | 0 | 0 | 0.16606 | 329.3564 | 0.083412 | 0 | 0 | 0.16682 | 329.6212 | 0.083986 | 0 | 0 | 0.16797 | 329.8861 | 0.084561 | 0 | 0 | 0.16912 | 330.0626 | 0.084944 | 0 | 0 | 0.16989 | 330.3274 | 0.085518 | 0 | 0 | 0.17104 | 330.5923 | 0.086093 | 0 | 0 | 0.17219 | 330.6805 | 0.086284 | 0 | 0 | 0.17257 | 330.9454 | 0.086858 | 0 | 0 | 0.17372 | 331.2102 | 0.087433 | 0 | 0 | 0.17487 | 331.3868 | 0.087816 | 0 | 0 | 0.17563 | 331.6516 | 0.08839 | 0 | 0 | 0.17678 | 331.8281 | 0.088773 | 0 | 0 | 0.17755 | 332.0047 | 0.089156 | 0 | 0 | 0.17831
2017-03-23 21:00 | 305.0143 | 0.90913 |  | 320.2847 | 0.063735 | 0 | 0 | 0.12747 | 329.2851 | 0.083257 | 0 | 0 | 0.16651 | 336.649 | 0.09923 | 0 | 0 | 0.19846 | 336.9217 | 0.099821 | 0 | 0 | 0.19964 | 337.1036 | 0.10022 | 0 | 0 | 0.20043 | 337.3763 | 0.10081 | 0 | 0 | 0.20161 | 337.649 | 0.1014 | 0 | 0 | 0.2028 | 337.9218 | 0.10199 | 0 | 0 | 0.20398 | 338.2854 | 0.10278 | 0 | 0 | 0.20556 | 338.5582 | 0.10337 | 0 | 0 | 0.20674 | 338.74 | 0.10376 | 0 | 0 | 0.20753 | 339.0127 | 0.10436 | 0 | 0 | 0.20871 | 339.1945 | 0.10475 | 0 | 0 | 0.2095 | 339.4673 | 0.10534 | 0 | 0 | 0.21068 | 339.74 | 0.10593 | 0 | 0 | 0.21187 | 339.9218 | 0.10633 | 0 | 0 | 0.21266 | 340.1946 | 0.10692 | 0 | 0 | 0.21384 | 340.4673 | 0.10751 | 0 | 0 | 0.21502 | 340.5582 | 0.10771 | 0 | 0 | 0.21542 | 340.831 | 0.1083 | 0 | 0 | 0.2166 | 341.1037 | 0.10889 | 0 | 0 | 0.21778 | 341.2855 | 0.10929 | 0 | 0 | 0.21857 | 341.5583 | 0.10988 | 0 | 0 | 0.21976 | 341.7401 | 0.11027 | 0 | 0 | 0.22054 | 341.9219 | 0.11067 | 0 | 0 | 0.22133
2017-03-23 22:00 | 313.3373 | 0.93393 |  | 329.0244 | 0.082692 | 0 | 0 | 0.16538 | 338.2704 | 0.10275 | 0 | 0 | 0.20549 | 345.8352 | 0.11915 | 0 | 0 | 0.23831 | 346.1154 | 0.11976 | 0 | 0 | 0.23952 | 346.3022 | 0.12017 | 0 | 0 | 0.24033 | 346.5824 | 0.12078 | 0 | 0 | 0.24155 | 346.8625 | 0.12138 | 0 | 0 | 0.24277 | 347.1427 | 0.12199 | 0 | 0 | 0.24398 | 347.5163 | 0.1228 | 0 | 0 | 0.2456 | 347.7965 | 0.12341 | 0 | 0 | 0.24682 | 347.9833 | 0.12381 | 0 | 0 | 0.24763 | 348.2634 | 0.12442 | 0 | 0 | 0.24884 | 348.4502 | 0.12483 | 0 | 0 | 0.24965 | 348.7304 | 0.12543 | 0 | 0 | 0.25087 | 349.0106 | 0.12604 | 0 | 0 | 0.25208 | 349.1974 | 0.12645 | 0 | 0 | 0.25289 | 349.4775 | 0.12705 | 0 | 0 | 0.25411 | 349.7577 | 0.12766 | 0 | 0 | 0.25532 | 349.8511 | 0.12786 | 0 | 0 | 0.25573 | 350.1313 | 0.12847 | 0 | 0 | 0.25695 | 350.4115 | 0.12908 | 0 | 0 | 0.25816 | 350.5983 | 0.12949 | 0 | 0 | 0.25897 | 350.8784 | 0.13009 | 0 | 0 | 0.26019 | 351.0652 | 0.1305 | 0 | 0 | 0.261 | 351.252 | 0.1309 | 0 | 0 | 0.26181
2017-03-23 23:00 | 308.8792 | 0.92064 |  | 324.3431 | 0.072538 | 0 | 0 | 0.14508 | 333.4575 | 0.092307 | 0 | 0 | 0.18461 | 340.9147 | 0.10848 | 0 | 0 | 0.21696 | 341.1909 | 0.10908 | 0 | 0 | 0.21816 | 341.3751 | 0.10948 | 0 | 0 | 0.21896 | 341.6513 | 0.11008 | 0 | 0 | 0.22016 | 341.9275 | 0.11068 | 0 | 0 | 0.22136 | 342.2036 | 0.11128 | 0 | 0 | 0.22256 | 342.5719 | 0.11208 | 0 | 0 | 0.22415 | 342.8481 | 0.11268 | 0 | 0 | 0.22535 | 343.0322 | 0.11307 | 0 | 0 | 0.22615 | 343.3084 | 0.11367 | 0 | 0 | 0.22735 | 343.4926 | 0.11407 | 0 | 0 | 0.22815 | 343.7687 | 0.11467 | 0 | 0 | 0.22934 | 344.0449 | 0.11527 | 0 | 0 | 0.23054 | 344.2291 | 0.11567 | 0 | 0 | 0.23134 | 344.5053 | 0.11627 | 0 | 0 | 0.23254 | 344.7815 | 0.11687 | 0 | 0 | 0.23374 | 344.8735 | 0.11707 | 0 | 0 | 0.23414 | 345.1497 | 0.11767 | 0 | 0 | 0.23534 | 345.4259 | 0.11827 | 0 | 0 | 0.23653 | 345.61 | 0.11867 | 0 | 0 | 0.23733 | 345.8862 | 0.11927 | 0 | 0 | 0.23853 | 346.0704 | 0.11966 | 0 | 0 | 0.23933 | 346.2545 | 0.12006 | 0 | 0 | 0.24013
2017-03-24 | 307.2243 | 0.91571 |  | 322.6055 | 0.068769 | 0 | 0 | 0.13754 | 331.671 | 0.088432 | 0 | 0 | 0.17686 | 339.0883 | 0.10452 | 0 | 0 | 0.20904 | 339.363 | 0.10512 | 0 | 0 | 0.21023 | 339.5461 | 0.10551 | 0 | 0 | 0.21103 | 339.8208 | 0.10611 | 0 | 0 | 0.21222 | 340.0956 | 0.10671 | 0 | 0 | 0.21341 | 340.3703 | 0.1073 | 0 | 0 | 0.2146 | 340.7366 | 0.1081 | 0 | 0 | 0.21619 | 341.0113 | 0.10869 | 0 | 0 | 0.21738 | 341.1944 | 0.10909 | 0 | 0 | 0.21818 | 341.4691 | 0.10968 | 0 | 0 | 0.21937 | 341.6523 | 0.11008 | 0 | 0 | 0.22016 | 341.927 | 0.11068 | 0 | 0 | 0.22136 | 342.2017 | 0.11127 | 0 | 0 | 0.22255 | 342.3848 | 0.11167 | 0 | 0 | 0.22334 | 342.6596 | 0.11227 | 0 | 0 | 0.22453 | 342.9343 | 0.11286 | 0 | 0 | 0.22572 | 343.0258 | 0.11306 | 0 | 0 | 0.22612 | 343.3006 | 0.11366 | 0 | 0 | 0.22731 | 343.5753 | 0.11425 | 0 | 0 | 0.22851 | 343.7584 | 0.11465 | 0 | 0 | 0.2293 | 344.0331 | 0.11525 | 0 | 0 | 0.23049 | 344.2163 | 0.11564 | 0 | 0 | 0.23129 | 344.3994 | 0.11604 | 0 | 0 | 0.23208
2017-03-24 01:00 | 310.9927 | 0.92694 |  | 326.5624 | 0.077352 | 0 | 0 | 0.1547 | 335.7392 | 0.097256 | 0 | 0 | 0.19451 | 343.2474 | 0.11354 | 0 | 0 | 0.22708 | 343.5255 | 0.11414 | 0 | 0 | 0.22829 | 343.7109 | 0.11455 | 0 | 0 | 0.22909 | 343.989 | 0.11515 | 0 | 0 | 0.2303 | 344.2671 | 0.11575 | 0 | 0 | 0.23151 | 344.5452 | 0.11636 | 0 | 0 | 0.23271 | 344.9159 | 0.11716 | 0 | 0 | 0.23432 | 345.194 | 0.11776 | 0 | 0 | 0.23553 | 345.3794 | 0.11817 | 0 | 0 | 0.23633 | 345.6575 | 0.11877 | 0 | 0 | 0.23754 | 345.8429 | 0.11917 | 0 | 0 | 0.23834 | 346.121 | 0.11977 | 0 | 0 | 0.23955 | 346.399 | 0.12038 | 0 | 0 | 0.24075 | 346.5844 | 0.12078 | 0 | 0 | 0.24156 | 346.8625 | 0.12138 | 0 | 0 | 0.24277 | 347.1406 | 0.12199 | 0 | 0 | 0.24397 | 347.2333 | 0.12219 | 0 | 0 | 0.24437 | 347.5114 | 0.12279 | 0 | 0 | 0.24558 | 347.7895 | 0.12339 | 0 | 0 | 0.24679 | 347.9748 | 0.1238 | 0 | 0 | 0.24759 | 348.2529 | 0.1244 | 0 | 0 | 0.2488 | 348.4383 | 0.1248 | 0 | 0 | 0.2496 | 348.6237 | 0.1252 | 0 | 0 | 0.25041
2017-03-24 02:00 | 312.5746 | 0.93166 |  | 328.2235 | 0.080955 | 0 | 0 | 0.16191 | 337.4469 | 0.10096 | 0 | 0 | 0.20192 | 344.9934 | 0.11733 | 0 | 0 | 0.23466 | 345.2729 | 0.11793 | 0 | 0 | 0.23587 | 345.4592 | 0.11834 | 0 | 0 | 0.23668 | 345.7387 | 0.11895 | 0 | 0 | 0.23789 | 346.0182 | 0.11955 | 0 | 0 | 0.2391 | 346.2977 | 0.12016 | 0 | 0 | 0.24032 | 346.6704 | 0.12097 | 0 | 0 | 0.24193 | 346.9499 | 0.12157 | 0 | 0 | 0.24314 | 347.1362 | 0.12198 | 0 | 0 | 0.24395 | 347.4157 | 0.12258 | 0 | 0 | 0.24517 | 347.602 | 0.12299 | 0 | 0 | 0.24597 | 347.8815 | 0.12359 | 0 | 0 | 0.24719 | 348.161 | 0.1242 | 0 | 0 | 0.2484 | 348.3474 | 0.1246 | 0 | 0 | 0.24921 | 348.6268 | 0.12521 | 0 | 0 | 0.25042 | 348.9063 | 0.12582 | 0 | 0 | 0.25163 | 348.9995 | 0.12602 | 0 | 0 | 0.25204 | 349.279 | 0.12662 | 0 | 0 | 0.25325 | 349.5585 | 0.12723 | 0 | 0 | 0.25446 | 349.7448 | 0.12763 | 0 | 0 | 0.25527 | 350.0243 | 0.12824 | 0 | 0 | 0.25648 | 350.2107 | 0.12864 | 0 | 0 | 0.25729 | 350.397 | 0.12905 | 0 | 0 | 0.2581
2017-03-24 03:00 | 315.0115 | 0.93892 |  | 330.7825 | 0.086505 | 0 | 0 | 0.17301 | 340.0778 | 0.10667 | 0 | 0 | 0.21333 | 347.6831 | 0.12316 | 0 | 0 | 0.24632 | 347.9648 | 0.12377 | 0 | 0 | 0.24755 | 348.1525 | 0.12418 | 0 | 0 | 0.24836 | 348.4342 | 0.12479 | 0 | 0 | 0.24958 | 348.7159 | 0.1254 | 0 | 0 | 0.25081 | 348.9976 | 0.12601 | 0 | 0 | 0.25203 | 349.3731 | 0.12683 | 0 | 0 | 0.25366 | 349.6548 | 0.12744 | 0 | 0 | 0.25488 | 349.8426 | 0.12785 | 0 | 0 | 0.25569 | 350.1243 | 0.12846 | 0 | 0 | 0.25691 | 350.3121 | 0.12886 | 0 | 0 | 0.25773 | 350.5937 | 0.12948 | 0 | 0 | 0.25895 | 350.8754 | 0.13009 | 0 | 0 | 0.26017 | 351.0632 | 0.13049 | 0 | 0 | 0.26099 | 351.3449 | 0.1311 | 0 | 0 | 0.26221 | 351.6266 | 0.13172 | 0 | 0 | 0.26343 | 351.7204 | 0.13192 | 0 | 0 | 0.26384 | 352.0021 | 0.13253 | 0 | 0 | 0.26506 | 352.2838 | 0.13314 | 0 | 0 | 0.26628 | 352.4716 | 0.13355 | 0 | 0 | 0.2671 | 352.7533 | 0.13416 | 0 | 0 | 0.26832 | 352.941 | 0.13457 | 0 | 0 | 0.26913 | 353.1288 | 0.13497 | 0 | 0 | 0.26995
2017-03-24 04:00 | 318.4351 | 0.94913 |  | 334.3775 | 0.094303 | 0 | 0 | 0.18861 | 343.7739 | 0.11468 | 0 | 0 | 0.22937 | 351.4618 | 0.13136 | 0 | 0 | 0.26272 | 351.7465 | 0.13198 | 0 | 0 | 0.26395 | 351.9364 | 0.13239 | 0 | 0 | 0.26478 | 352.2211 | 0.13301 | 0 | 0 | 0.26601 | 352.5058 | 0.13362 | 0 | 0 | 0.26725 | 352.7906 | 0.13424 | 0 | 0 | 0.26848 | 353.1702 | 0.13506 | 0 | 0 | 0.27013 | 353.455 | 0.13568 | 0 | 0 | 0.27136 | 353.6448 | 0.13609 | 0 | 0 | 0.27219 | 353.9295 | 0.13671 | 0 | 0 | 0.27342 | 354.1193 | 0.13712 | 0 | 0 | 0.27425 | 354.4041 | 0.13774 | 0 | 0 | 0.27548 | 354.6888 | 0.13836 | 0 | 0 | 0.27672 | 354.8786 | 0.13877 | 0 | 0 | 0.27754 | 355.1634 | 0.13939 | 0 | 0 | 0.27877 | 355.4481 | 0.14 | 0 | 0 | 0.28001 | 355.543 | 0.14021 | 0 | 0 | 0.28042 | 355.8278 | 0.14083 | 0 | 0 | 0.28166 | 356.1125 | 0.14145 | 0 | 0 | 0.28289 | 356.3023 | 0.14186 | 0 | 0 | 0.28372 | 356.5871 | 0.14248 | 0 | 0 | 0.28495 | 356.7769 | 0.14289 | 0 | 0 | 0.28577 | 356.9667 | 0.1433 | 0 | 0 | 0.2866
2017-03-24 05:00 | 293.8886 | 0.87596 |  | 308.602 | 0.038396 | 0 | 0 | 0.076791 | 317.2741 | 0.057205 | 0 | 0 | 0.11441 | 324.3694 | 0.072595 | 0 | 0 | 0.14519 | 324.6322 | 0.073165 | 0 | 0 | 0.14633 | 324.8074 | 0.073545 | 0 | 0 | 0.14709 | 325.0701 | 0.074115 | 0 | 0 | 0.14823 | 325.3329 | 0.074685 | 0 | 0 | 0.14937 | 325.5957 | 0.075255 | 0 | 0 | 0.15051 | 325.9461 | 0.076015 | 0 | 0 | 0.15203 | 326.2089 | 0.076585 | 0 | 0 | 0.15317 | 326.3841 | 0.076965 | 0 | 0 | 0.15393 | 326.6469 | 0.077535 | 0 | 0 | 0.15507 | 326.8221 | 0.077915 | 0 | 0 | 0.15583 | 327.0849 | 0.078485 | 0 | 0 | 0.15697 | 327.3476 | 0.079055 | 0 | 0 | 0.15811 | 327.5228 | 0.079435 | 0 | 0 | 0.15887 | 327.7856 | 0.080005 | 0 | 0 | 0.16001 | 328.0484 | 0.080575 | 0 | 0 | 0.16115 | 328.136 | 0.080765 | 0 | 0 | 0.16153 | 328.3988 | 0.081335 | 0 | 0 | 0.16267 | 328.6616 | 0.081905 | 0 | 0 | 0.16381 | 328.8368 | 0.082285 | 0 | 0 | 0.16457 | 329.0996 | 0.082855 | 0 | 0 | 0.16571 | 329.2748 | 0.083235 | 0 | 0 | 0.16647 | 329.45 | 0.083615 | 0 | 0 | 0.16723
2017-03-24 06:00 | 303.8103 | 0.90554 |  | 319.0205 | 0.060993 | 0 | 0 | 0.12199 | 327.9853 | 0.080438 | 0 | 0 | 0.16088 | 335.3202 | 0.096347 | 0 | 0 | 0.19269 | 335.5918 | 0.096937 | 0 | 0 | 0.19387 | 335.7729 | 0.097329 | 0 | 0 | 0.19466 | 336.0446 | 0.097919 | 0 | 0 | 0.19584 | 336.3162 | 0.098508 | 0 | 0 | 0.19702 | 336.5879 | 0.099097 | 0 | 0 | 0.19819 | 336.9501 | 0.099883 | 0 | 0 | 0.19977 | 337.2218 | 0.10047 | 0 | 0 | 0.20094 | 337.4029 | 0.10086 | 0 | 0 | 0.20173 | 337.6745 | 0.10145 | 0 | 0 | 0.20291 | 337.8557 | 0.10185 | 0 | 0 | 0.20369 | 338.1273 | 0.10244 | 0 | 0 | 0.20487 | 338.399 | 0.10303 | 0 | 0 | 0.20605 | 338.5801 | 0.10342 | 0 | 0 | 0.20684 | 338.8517 | 0.10401 | 0 | 0 | 0.20801 | 339.1234 | 0.1046 | 0 | 0 | 0.20919 | 339.214 | 0.10479 | 0 | 0 | 0.20959 | 339.4856 | 0.10538 | 0 | 0 | 0.21076 | 339.7573 | 0.10597 | 0 | 0 | 0.21194 | 339.9384 | 0.10636 | 0 | 0 | 0.21273 | 340.2101 | 0.10695 | 0 | 0 | 0.21391 | 340.3912 | 0.10735 | 0 | 0 | 0.21469 | 340.5723 | 0.10774 | 0 | 0 | 0.21548
2017-03-24 07:00 | 306.3283 | 0.91304 |  | 321.6645 | 0.066728 | 0 | 0 | 0.13346 | 330.7036 | 0.086334 | 0 | 0 | 0.17267 | 338.0993 | 0.10238 | 0 | 0 | 0.20475 | 338.3732 | 0.10297 | 0 | 0 | 0.20594 | 338.5558 | 0.10337 | 0 | 0 | 0.20673 | 338.8297 | 0.10396 | 0 | 0 | 0.20792 | 339.1036 | 0.10455 | 0 | 0 | 0.20911 | 339.3775 | 0.10515 | 0 | 0 | 0.2103 | 339.7427 | 0.10594 | 0 | 0 | 0.21188 | 340.0167 | 0.10653 | 0 | 0 | 0.21307 | 340.1993 | 0.10693 | 0 | 0 | 0.21386 | 340.4732 | 0.10752 | 0 | 0 | 0.21505 | 340.6558 | 0.10792 | 0 | 0 | 0.21584 | 340.9297 | 0.10851 | 0 | 0 | 0.21703 | 341.2036 | 0.10911 | 0 | 0 | 0.21822 | 341.3862 | 0.1095 | 0 | 0 | 0.21901 | 341.6601 | 0.1101 | 0 | 0 | 0.2202 | 341.934 | 0.11069 | 0 | 0 | 0.22139 | 342.0254 | 0.11089 | 0 | 0 | 0.22178 | 342.2993 | 0.11149 | 0 | 0 | 0.22297 | 342.5732 | 0.11208 | 0 | 0 | 0.22416 | 342.7558 | 0.11248 | 0 | 0 | 0.22495 | 343.0297 | 0.11307 | 0 | 0 | 0.22614 | 343.2123 | 0.11347 | 0 | 0 | 0.22693 | 343.3949 | 0.11386 | 0 | 0 | 0.22772
2017-03-24 08:00 | 307.3835 | 0.91619 |  | 322.7726 | 0.069132 | 0 | 0 | 0.13826 | 331.8428 | 0.088805 | 0 | 0 | 0.17761 | 339.2639 | 0.1049 | 0 | 0 | 0.2098 | 339.5388 | 0.1055 | 0 | 0 | 0.211 | 339.722 | 0.10589 | 0 | 0 | 0.21179 | 339.9969 | 0.10649 | 0 | 0 | 0.21298 | 340.2717 | 0.10709 | 0 | 0 | 0.21417 | 340.5466 | 0.10768 | 0 | 0 | 0.21537 | 340.9131 | 0.10848 | 0 | 0 | 0.21696 | 341.1879 | 0.10907 | 0 | 0 | 0.21815 | 341.3712 | 0.10947 | 0 | 0 | 0.21894 | 341.646 | 0.11007 | 0 | 0 | 0.22014 | 341.8293 | 0.11047 | 0 | 0 | 0.22093 | 342.1041 | 0.11106 | 0 | 0 | 0.22212 | 342.379 | 0.11166 | 0 | 0 | 0.22332 | 342.5622 | 0.11206 | 0 | 0 | 0.22411 | 342.8371 | 0.11265 | 0 | 0 | 0.2253 | 343.1119 | 0.11325 | 0 | 0 | 0.2265 | 343.2035 | 0.11345 | 0 | 0 | 0.22689 | 343.4784 | 0.11404 | 0 | 0 | 0.22809 | 343.7533 | 0.11464 | 0 | 0 | 0.22928 | 343.9365 | 0.11504 | 0 | 0 | 0.23007 | 344.2113 | 0.11563 | 0 | 0 | 0.23126 | 344.3946 | 0.11603 | 0 | 0 | 0.23206 | 344.5778 | 0.11643 | 0 | 0 | 0.23285
2017-03-24 09:00 | 303.4621 | 0.9045 |  | 318.6548 | 0.0602 | 0 | 0 | 0.1204 | 327.6093 | 0.079623 | 0 | 0 | 0.15925 | 334.9358 | 0.095514 | 0 | 0 | 0.19103 | 335.2071 | 0.096102 | 0 | 0 | 0.1922 | 335.388 | 0.096495 | 0 | 0 | 0.19299 | 335.6594 | 0.097083 | 0 | 0 | 0.19417 | 335.9307 | 0.097672 | 0 | 0 | 0.19534 | 336.2021 | 0.09826 | 0 | 0 | 0.19652 | 336.5639 | 0.099045 | 0 | 0 | 0.19809 | 336.8352 | 0.099634 | 0 | 0 | 0.19927 | 337.0161 | 0.10003 | 0 | 0 | 0.20005 | 337.2875 | 0.10061 | 0 | 0 | 0.20123 | 337.4684 | 0.10101 | 0 | 0 | 0.20201 | 337.7397 | 0.1016 | 0 | 0 | 0.20319 | 338.0111 | 0.10218 | 0 | 0 | 0.20437 | 338.192 | 0.10258 | 0 | 0 | 0.20515 | 338.4633 | 0.10316 | 0 | 0 | 0.20633 | 338.7347 | 0.10375 | 0 | 0 | 0.20751 | 338.8251 | 0.10395 | 0 | 0 | 0.2079 | 339.0965 | 0.10454 | 0 | 0 | 0.20908 | 339.3678 | 0.10513 | 0 | 0 | 0.21025 | 339.5487 | 0.10552 | 0 | 0 | 0.21104 | 339.8201 | 0.10611 | 0 | 0 | 0.21222 | 340.001 | 0.1065 | 0 | 0 | 0.213 | 340.1819 | 0.10689 | 0 | 0 | 0.21378
2017-03-24 10:00 | 308.4637 | 0.91941 |  | 323.9068 | 0.071592 | 0 | 0 | 0.14318 | 333.0089 | 0.091334 | 0 | 0 | 0.18267 | 340.4561 | 0.10749 | 0 | 0 | 0.21497 | 340.7319 | 0.10809 | 0 | 0 | 0.21617 | 340.9158 | 0.10848 | 0 | 0 | 0.21697 | 341.1916 | 0.10908 | 0 | 0 | 0.21817 | 341.4675 | 0.10968 | 0 | 0 | 0.21936 | 341.7433 | 0.11028 | 0 | 0 | 0.22056 | 342.1111 | 0.11108 | 0 | 0 | 0.22215 | 342.3869 | 0.11168 | 0 | 0 | 0.22335 | 342.5708 | 0.11207 | 0 | 0 | 0.22415 | 342.8466 | 0.11267 | 0 | 0 | 0.22534 | 343.0305 | 0.11307 | 0 | 0 | 0.22614 | 343.3063 | 0.11367 | 0 | 0 | 0.22734 | 343.5821 | 0.11427 | 0 | 0 | 0.22853 | 343.766 | 0.11467 | 0 | 0 | 0.22933 | 344.0418 | 0.11526 | 0 | 0 | 0.23053 | 344.3176 | 0.11586 | 0 | 0 | 0.23173 | 344.4096 | 0.11606 | 0 | 0 | 0.23212 | 344.6854 | 0.11666 | 0 | 0 | 0.23332 | 344.9612 | 0.11726 | 0 | 0 | 0.23452 | 345.1451 | 0.11766 | 0 | 0 | 0.23532 | 345.4209 | 0.11826 | 0 | 0 | 0.23651 | 345.6048 | 0.11865 | 0 | 0 | 0.23731 | 345.7887 | 0.11905 | 0 | 0 | 0.23811
2017-03-24 11:00 | 295.7863 | 0.88162 |  | 310.5947 | 0.042718 | 0 | 0 | 0.085436 | 319.3228 | 0.061649 | 0 | 0 | 0.1233 | 326.4639 | 0.077138 | 0 | 0 | 0.15428 | 326.7284 | 0.077712 | 0 | 0 | 0.15542 | 326.9047 | 0.078094 | 0 | 0 | 0.15619 | 327.1692 | 0.078668 | 0 | 0 | 0.15734 | 327.4337 | 0.079241 | 0 | 0 | 0.15848 | 327.6981 | 0.079815 | 0 | 0 | 0.15963 | 328.0508 | 0.08058 | 0 | 0 | 0.16116 | 328.3153 | 0.081154 | 0 | 0 | 0.16231 | 328.4916 | 0.081536 | 0 | 0 | 0.16307 | 328.7561 | 0.08211 | 0 | 0 | 0.16422 | 328.9324 | 0.082492 | 0 | 0 | 0.16498 | 329.1969 | 0.083066 | 0 | 0 | 0.16613 | 329.4614 | 0.08364 | 0 | 0 | 0.16728 | 329.6377 | 0.084022 | 0 | 0 | 0.16804 | 329.9022 | 0.084596 | 0 | 0 | 0.16919 | 330.1667 | 0.085169 | 0 | 0 | 0.17034 | 330.2548 | 0.085361 | 0 | 0 | 0.17072 | 330.5193 | 0.085934 | 0 | 0 | 0.17187 | 330.7838 | 0.086508 | 0 | 0 | 0.17302 | 330.9601 | 0.08689 | 0 | 0 | 0.17378 | 331.2246 | 0.087464 | 0 | 0 | 0.17493 | 331.4009 | 0.087847 | 0 | 0 | 0.17569 | 331.5773 | 0.088229 | 0 | 0 | 0.17646
2017-03-24 12:00 | 298.8715 | 0.89082 |  | 313.8344 | 0.049745 | 0 | 0 | 0.099489 | 322.6535 | 0.068873 | 0 | 0 | 0.13775 | 329.8691 | 0.084524 | 0 | 0 | 0.16905 | 330.1363 | 0.085104 | 0 | 0 | 0.17021 | 330.3145 | 0.08549 | 0 | 0 | 0.17098 | 330.5817 | 0.08607 | 0 | 0 | 0.17214 | 330.849 | 0.086649 | 0 | 0 | 0.1733 | 331.1162 | 0.087229 | 0 | 0 | 0.17446 | 331.4725 | 0.088002 | 0 | 0 | 0.176 | 331.7398 | 0.088581 | 0 | 0 | 0.17716 | 331.9179 | 0.088968 | 0 | 0 | 0.17794 | 332.1852 | 0.089548 | 0 | 0 | 0.1791 | 332.3634 | 0.089934 | 0 | 0 | 0.17987 | 332.6306 | 0.090514 | 0 | 0 | 0.18103 | 332.8978 | 0.091093 | 0 | 0 | 0.18219 | 333.076 | 0.09148 | 0 | 0 | 0.18296 | 333.3433 | 0.092059 | 0 | 0 | 0.18412 | 333.6105 | 0.092639 | 0 | 0 | 0.18528 | 333.6996 | 0.092832 | 0 | 0 | 0.18566 | 333.9668 | 0.093412 | 0 | 0 | 0.18682 | 334.2341 | 0.093992 | 0 | 0 | 0.18798 | 334.4122 | 0.094378 | 0 | 0 | 0.18876 | 334.6795 | 0.094958 | 0 | 0 | 0.18992 | 334.8576 | 0.095344 | 0 | 0 | 0.19069 | 335.0358 | 0.095731 | 0 | 0 | 0.19146
2017-03-24 13:00 | 289.3028 | 0.8623 |  | 303.7867 | 0.027951 | 0 | 0 | 0.055903 | 312.3234 | 0.046467 | 0 | 0 | 0.092935 | 319.308 | 0.061617 | 0 | 0 | 0.12323 | 319.5667 | 0.062178 | 0 | 0 | 0.12436 | 319.7392 | 0.062552 | 0 | 0 | 0.1251 | 319.9979 | 0.063113 | 0 | 0 | 0.12623 | 320.2566 | 0.063674 | 0 | 0 | 0.12735 | 320.5152 | 0.064235 | 0 | 0 | 0.12847 | 320.8602 | 0.064984 | 0 | 0 | 0.12997 | 321.1188 | 0.065545 | 0 | 0 | 0.13109 | 321.2913 | 0.065919 | 0 | 0 | 0.13184 | 321.55 | 0.06648 | 0 | 0 | 0.13296 | 321.7225 | 0.066854 | 0 | 0 | 0.13371 | 321.9811 | 0.067415 | 0 | 0 | 0.13483 | 322.2398 | 0.067976 | 0 | 0 | 0.13595 | 322.4123 | 0.06835 | 0 | 0 | 0.1367 | 322.671 | 0.068911 | 0 | 0 | 0.13782 | 322.9297 | 0.069472 | 0 | 0 | 0.13894 | 323.0159 | 0.069659 | 0 | 0 | 0.13932 | 323.2746 | 0.07022 | 0 | 0 | 0.14044 | 323.5333 | 0.070782 | 0 | 0 | 0.14156 | 323.7057 | 0.071156 | 0 | 0 | 0.14231 | 323.9644 | 0.071717 | 0 | 0 | 0.14343 | 324.1369 | 0.072091 | 0 | 0 | 0.14418 | 324.3093 | 0.072465 | 0 | 0 | 0.14493
2017-03-24 14:00 | 263.8754 | 0.78651 |  | 277.0862 | 0 | 0 | 0 | 0 | 284.8727 | 0 | 0 | 0 | 0 | 291.2434 | 0.00074475 | 0 | 0 | 0.0014895 | 291.4793 | 0.0012565 | 0 | 0 | 0.0025131 | 291.6366 | 0.0015977 | 0 | 0 | 0.0031954 | 291.8726 | 0.0021095 | 0 | 0 | 0.004219 | 292.1085 | 0.0026213 | 0 | 0 | 0.0052425 | 292.3445 | 0.0031331 | 0 | 0 | 0.0062661 | 292.6591 | 0.0038154 | 0 | 0 | 0.0076308 | 292.895 | 0.0043272 | 0 | 0 | 0.0086544 | 293.0523 | 0.0046684 | 0 | 0 | 0.0093368 | 293.2883 | 0.0051802 | 0 | 0 | 0.01036 | 293.4456 | 0.0055214 | 0 | 0 | 0.011043 | 293.6815 | 0.0060331 | 0 | 0 | 0.012066 | 293.9175 | 0.0065449 | 0 | 0 | 0.01309 | 294.0748 | 0.0068861 | 0 | 0 | 0.013772 | 294.3107 | 0.0073979 | 0 | 0 | 0.014796 | 294.5467 | 0.0079097 | 0 | 0 | 0.015819 | 294.6253 | 0.0080803 | 0 | 0 | 0.016161 | 294.8613 | 0.008592 | 0 | 0 | 0.017184 | 295.0972 | 0.0091038 | 0 | 0 | 0.018208 | 295.2545 | 0.009445 | 0 | 0 | 0.01889 | 295.4905 | 0.0099568 | 0 | 0 | 0.019914 | 295.6478 | 0.010298 | 0 | 0 | 0.020596 | 295.8051 | 0.010639 | 0 | 0 | 0.021278
2017-03-24 15:00 | 245.8419 | 0.73276 |  | 258.1499 | 0 | 0 | 0 | 0 | 265.4041 | 0 | 0 | 0 | 0 | 271.3395 | 0 | 0 | 0 | 0 | 271.5593 | 0 | 0 | 0 | 0 | 271.7058 | 0 | 0 | 0 | 0 | 271.9257 | 0 | 0 | 0 | 0 | 272.1455 | 0 | 0 | 0 | 0 | 272.3653 | 0 | 0 | 0 | 0 | 272.6584 | 0 | 0 | 0 | 0 | 272.8783 | 0 | 0 | 0 | 0 | 273.0248 | 0 | 0 | 0 | 0 | 273.2446 | 0 | 0 | 0 | 0 | 273.3912 | 0 | 0 | 0 | 0 | 273.611 | 0 | 0 | 0 | 0 | 273.8308 | 0 | 0 | 0 | 0 | 273.9774 | 0 | 0 | 0 | 0 | 274.1972 | 0 | 0 | 0 | 0 | 274.417 | 0 | 0 | 0 | 0 | 274.4903 | 0 | 0 | 0 | 0 | 274.7101 | 0 | 0 | 0 | 0 | 274.93 | 0 | 0 | 0 | 0 | 275.0765 | 0 | 0 | 0 | 0 | 275.2963 | 0 | 0 | 0 | 0 | 275.4429 | 0 | 0 | 0 | 0 | 275.5894 | 0 | 0 | 0 | 0
2017-03-24 16:00 | 255.74 | 0.76226 |  | 268.5436 | 0 | 0 | 0 | 0 | 276.0899 | 0 | 0 | 0 | 0 | 282.2642 | 0 | 0 | 0 | 0 | 282.4929 | 0 | 0 | 0 | 0 | 282.6453 | 0 | 0 | 0 | 0 | 282.874 | 0 | 0 | 0 | 0 | 283.1027 | 0 | 0 | 0 | 0 | 283.3314 | 0 | 0 | 0 | 0 | 283.6363 | 0 | 0 | 0 | 0 | 283.8649 | 0 | 0 | 0 | 0 | 284.0174 | 0 | 0 | 0 | 0 | 284.2461 | 0 | 0 | 0 | 0 | 284.3985 | 0 | 0 | 0 | 0 | 284.6272 | 0 | 0 | 0 | 0 | 284.8559 | 0 | 0 | 0 | 0 | 285.0083 | 0 | 0 | 0 | 0 | 285.237 | 0 | 0 | 0 | 0 | 285.4657 | 0 | 0 | 0 | 0 | 285.5419 | 0 | 0 | 0 | 0 | 285.7706 | 0 | 0 | 0 | 0 | 285.9993 | 0 | 0 | 0 | 0 | 286.1517 | 0 | 0 | 0 | 0 | 286.3804 | 0 | 0 | 0 | 0 | 286.5328 | 0 | 0 | 0 | 0 | 286.6853 | 0 | 0 | 0 | 0
2017-03-24 17:00 | 274.0352 | 0.81679 |  | 287.7547 | 0 | 0 | 0 | 0 | 295.8409 | 0.010717 | 0 | 0 | 0.021434 | 302.4569 | 0.025067 | 0 | 0 | 0.050134 | 302.7019 | 0.025598 | 0 | 0 | 0.051197 | 302.8653 | 0.025953 | 0 | 0 | 0.051905 | 303.1103 | 0.026484 | 0 | 0 | 0.052968 | 303.3553 | 0.027016 | 0 | 0 | 0.054031 | 303.6004 | 0.027547 | 0 | 0 | 0.055094 | 303.9271 | 0.028256 | 0 | 0 | 0.056512 | 304.1721 | 0.028787 | 0 | 0 | 0.057575 | 304.3355 | 0.029142 | 0 | 0 | 0.058283 | 304.5805 | 0.029673 | 0 | 0 | 0.059346 | 304.7439 | 0.030027 | 0 | 0 | 0.060055 | 304.9889 | 0.030559 | 0 | 0 | 0.061118 | 305.234 | 0.03109 | 0 | 0 | 0.062181 | 305.3973 | 0.031445 | 0 | 0 | 0.062889 | 305.6424 | 0.031976 | 0 | 0 | 0.063952 | 305.8874 | 0.032508 | 0 | 0 | 0.065015 | 305.9691 | 0.032685 | 0 | 0 | 0.06537 | 306.2141 | 0.033216 | 0 | 0 | 0.066433 | 306.4591 | 0.033748 | 0 | 0 | 0.067496 | 306.6225 | 0.034102 | 0 | 0 | 0.068204 | 306.8675 | 0.034634 | 0 | 0 | 0.069267 | 307.0309 | 0.034988 | 0 | 0 | 0.069976 | 307.1943 | 0.035342 | 0 | 0 | 0.070684
2017-03-24 18:00 | 282.5583 | 0.84219 |  | 296.7045 | 0.01259 | 0 | 0 | 0.02518 | 305.0422 | 0.030674 | 0 | 0 | 0.061349 | 311.8639 | 0.045471 | 0 | 0 | 0.090942 | 312.1166 | 0.046019 | 0 | 0 | 0.092038 | 312.285 | 0.046384 | 0 | 0 | 0.092768 | 312.5377 | 0.046932 | 0 | 0 | 0.093864 | 312.7903 | 0.04748 | 0 | 0 | 0.09496 | 313.043 | 0.048028 | 0 | 0 | 0.096056 | 313.3799 | 0.048759 | 0 | 0 | 0.097518 | 313.6325 | 0.049307 | 0 | 0 | 0.098614 | 313.801 | 0.049672 | 0 | 0 | 0.099344 | 314.0536 | 0.05022 | 0 | 0 | 0.10044 | 314.2221 | 0.050586 | 0 | 0 | 0.10117 | 314.4747 | 0.051134 | 0 | 0 | 0.10227 | 314.7274 | 0.051682 | 0 | 0 | 0.10336 | 314.8958 | 0.052047 | 0 | 0 | 0.10409 | 315.1485 | 0.052595 | 0 | 0 | 0.10519 | 315.4011 | 0.053143 | 0 | 0 | 0.10629 | 315.4854 | 0.053326 | 0 | 0 | 0.10665 | 315.738 | 0.053874 | 0 | 0 | 0.10775 | 315.9907 | 0.054422 | 0 | 0 | 0.10884 | 316.1591 | 0.054787 | 0 | 0 | 0.10957 | 316.4118 | 0.055335 | 0 | 0 | 0.11067 | 316.5802 | 0.0557 | 0 | 0 | 0.1114 | 316.7487 | 0.056066 | 0 | 0 | 0.11213
2017-03-24 19:00 | 288.3121 | 0.85934 |  | 302.7464 | 0.025695 | 0 | 0 | 0.05139 | 311.2539 | 0.044148 | 0 | 0 | 0.088295 | 318.2146 | 0.059245 | 0 | 0 | 0.11849 | 318.4724 | 0.059804 | 0 | 0 | 0.11961 | 318.6442 | 0.060177 | 0 | 0 | 0.12035 | 318.902 | 0.060736 | 0 | 0 | 0.12147 | 319.1598 | 0.061296 | 0 | 0 | 0.12259 | 319.4176 | 0.061855 | 0 | 0 | 0.12371 | 319.7614 | 0.0626 | 0 | 0 | 0.1252 | 320.0192 | 0.063159 | 0 | 0 | 0.12632 | 320.191 | 0.063532 | 0 | 0 | 0.12706 | 320.4488 | 0.064091 | 0 | 0 | 0.12818 | 320.6207 | 0.064464 | 0 | 0 | 0.12893 | 320.8785 | 0.065023 | 0 | 0 | 0.13005 | 321.1363 | 0.065583 | 0 | 0 | 0.13117 | 321.3082 | 0.065955 | 0 | 0 | 0.13191 | 321.566 | 0.066515 | 0 | 0 | 0.13303 | 321.8238 | 0.067074 | 0 | 0 | 0.13415 | 321.9097 | 0.06726 | 0 | 0 | 0.13452 | 322.1675 | 0.067819 | 0 | 0 | 0.13564 | 322.4253 | 0.068378 | 0 | 0 | 0.13676 | 322.5972 | 0.068751 | 0 | 0 | 0.1375 | 322.855 | 0.06931 | 0 | 0 | 0.13862 | 323.0269 | 0.069683 | 0 | 0 | 0.13937 | 323.1987 | 0.070056 | 0 | 0 | 0.14011
2017-03-24 20:00 | 284.0356 | 0.8466 |  | 298.2558 | 0.015955 | 0 | 0 | 0.031909 | 306.6371 | 0.034134 | 0 | 0 | 0.068267 | 313.4945 | 0.049008 | 0 | 0 | 0.098015 | 313.7485 | 0.049558 | 0 | 0 | 0.099117 | 313.9178 | 0.049926 | 0 | 0 | 0.099851 | 314.1718 | 0.050477 | 0 | 0 | 0.10095 | 314.4258 | 0.051027 | 0 | 0 | 0.10205 | 314.6798 | 0.051578 | 0 | 0 | 0.10316 | 315.0184 | 0.052313 | 0 | 0 | 0.10463 | 315.2724 | 0.052864 | 0 | 0 | 0.10573 | 315.4417 | 0.053231 | 0 | 0 | 0.10646 | 315.6957 | 0.053782 | 0 | 0 | 0.10756 | 315.865 | 0.054149 | 0 | 0 | 0.1083 | 316.119 | 0.0547 | 0 | 0 | 0.1094 | 316.3729 | 0.055251 | 0 | 0 | 0.1105 | 316.5423 | 0.055618 | 0 | 0 | 0.11124 | 316.7962 | 0.056169 | 0 | 0 | 0.11234 | 317.0502 | 0.05672 | 0 | 0 | 0.11344 | 317.1349 | 0.056903 | 0 | 0 | 0.11381 | 317.3889 | 0.057454 | 0 | 0 | 0.11491 | 317.6428 | 0.058005 | 0 | 0 | 0.11601 | 317.8122 | 0.058372 | 0 | 0 | 0.11674 | 318.0661 | 0.058923 | 0 | 0 | 0.11785 | 318.2355 | 0.059291 | 0 | 0 | 0.11858 | 318.4048 | 0.059658 | 0 | 0 | 0.11932
2017-03-24 21:00 | 289.3662 | 0.86248 |  | 303.8532 | 0.028096 | 0 | 0 | 0.056191 | 312.3918 | 0.046616 | 0 | 0 | 0.093231 | 319.3779 | 0.061769 | 0 | 0 | 0.12354 | 319.6367 | 0.06233 | 0 | 0 | 0.12466 | 319.8092 | 0.062704 | 0 | 0 | 0.12541 | 320.0679 | 0.063265 | 0 | 0 | 0.12653 | 320.3267 | 0.063826 | 0 | 0 | 0.12765 | 320.5854 | 0.064388 | 0 | 0 | 0.12878 | 320.9304 | 0.065136 | 0 | 0 | 0.13027 | 321.1892 | 0.065697 | 0 | 0 | 0.13139 | 321.3617 | 0.066071 | 0 | 0 | 0.13214 | 321.6204 | 0.066633 | 0 | 0 | 0.13327 | 321.7929 | 0.067007 | 0 | 0 | 0.13401 | 322.0516 | 0.067568 | 0 | 0 | 0.13514 | 322.3104 | 0.068129 | 0 | 0 | 0.13626 | 322.4829 | 0.068503 | 0 | 0 | 0.13701 | 322.7416 | 0.069064 | 0 | 0 | 0.13813 | 323.0004 | 0.069626 | 0 | 0 | 0.13925 | 323.0866 | 0.069813 | 0 | 0 | 0.13963 | 323.3454 | 0.070374 | 0 | 0 | 0.14075 | 323.6041 | 0.070935 | 0 | 0 | 0.14187 | 323.7766 | 0.071309 | 0 | 0 | 0.14262 | 324.0354 | 0.071871 | 0 | 0 | 0.14374 | 324.2078 | 0.072245 | 0 | 0 | 0.14449 | 324.3803 | 0.072619 | 0 | 0 | 0.14524
2017-03-24 22:00 | 299.4451 | 0.89253 |  | 314.4368 | 0.051051 | 0 | 0 | 0.1021 | 323.2728 | 0.070217 | 0 | 0 | 0.14043 | 330.5022 | 0.085897 | 0 | 0 | 0.17179 | 330.77 | 0.086478 | 0 | 0 | 0.17296 | 330.9485 | 0.086865 | 0 | 0 | 0.17373 | 331.2163 | 0.087446 | 0 | 0 | 0.17489 | 331.484 | 0.088027 | 0 | 0 | 0.17605 | 331.7518 | 0.088607 | 0 | 0 | 0.17721 | 332.1088 | 0.089382 | 0 | 0 | 0.17876 | 332.3765 | 0.089963 | 0 | 0 | 0.17993 | 332.555 | 0.09035 | 0 | 0 | 0.1807 | 332.8228 | 0.090931 | 0 | 0 | 0.18186 | 333.0013 | 0.091318 | 0 | 0 | 0.18264 | 333.2691 | 0.091899 | 0 | 0 | 0.1838 | 333.5368 | 0.092479 | 0 | 0 | 0.18496 | 333.7153 | 0.092866 | 0 | 0 | 0.18573 | 333.9831 | 0.093447 | 0 | 0 | 0.18689 | 334.2508 | 0.094028 | 0 | 0 | 0.18806 | 334.3401 | 0.094222 | 0 | 0 | 0.18844 | 334.6079 | 0.094802 | 0 | 0 | 0.1896 | 334.8756 | 0.095383 | 0 | 0 | 0.19077 | 335.0541 | 0.09577 | 0 | 0 | 0.19154 | 335.3219 | 0.096351 | 0 | 0 | 0.1927 | 335.5004 | 0.096738 | 0 | 0 | 0.19348 | 335.6789 | 0.097125 | 0 | 0 | 0.19425
2017-03-24 23:00 | 299.9267 | 0.89396 |  | 314.9424 | 0.052148 | 0 | 0 | 0.1043 | 323.7926 | 0.071344 | 0 | 0 | 0.14269 | 331.0337 | 0.08705 | 0 | 0 | 0.1741 | 331.3019 | 0.087632 | 0 | 0 | 0.17526 | 331.4807 | 0.08802 | 0 | 0 | 0.17604 | 331.7489 | 0.088601 | 0 | 0 | 0.1772 | 332.0171 | 0.089183 | 0 | 0 | 0.17837 | 332.2853 | 0.089765 | 0 | 0 | 0.17953 | 332.6428 | 0.09054 | 0 | 0 | 0.18108 | 332.911 | 0.091122 | 0 | 0 | 0.18224 | 333.0898 | 0.09151 | 0 | 0 | 0.18302 | 333.358 | 0.092091 | 0 | 0 | 0.18418 | 333.5368 | 0.092479 | 0 | 0 | 0.18496 | 333.805 | 0.093061 | 0 | 0 | 0.18612 | 334.0732 | 0.093643 | 0 | 0 | 0.18729 | 334.252 | 0.09403 | 0 | 0 | 0.18806 | 334.5202 | 0.094612 | 0 | 0 | 0.18922 | 334.7884 | 0.095194 | 0 | 0 | 0.19039 | 334.8777 | 0.095388 | 0 | 0 | 0.19078 | 335.1459 | 0.095969 | 0 | 0 | 0.19194 | 335.4141 | 0.096551 | 0 | 0 | 0.1931 | 335.5929 | 0.096939 | 0 | 0 | 0.19388 | 335.8611 | 0.097521 | 0 | 0 | 0.19504 | 336.0399 | 0.097908 | 0 | 0 | 0.19582 | 336.2187 | 0.098296 | 0 | 0 | 0.19659
2017-03-25 | 300.9057 | 0.89688 |  | 315.9704 | 0.054378 | 0 | 0 | 0.10876 | 324.8495 | 0.073636 | 0 | 0 | 0.14727 | 332.1142 | 0.089394 | 0 | 0 | 0.17879 | 332.3833 | 0.089977 | 0 | 0 | 0.17995 | 332.5627 | 0.090366 | 0 | 0 | 0.18073 | 332.8317 | 0.09095 | 0 | 0 | 0.1819 | 333.1008 | 0.091534 | 0 | 0 | 0.18307 | 333.3699 | 0.092117 | 0 | 0 | 0.18423 | 333.7286 | 0.092895 | 0 | 0 | 0.18579 | 333.9977 | 0.093479 | 0 | 0 | 0.18696 | 334.1771 | 0.093868 | 0 | 0 | 0.18774 | 334.4461 | 0.094452 | 0 | 0 | 0.1889 | 334.6255 | 0.094841 | 0 | 0 | 0.18968 | 334.8946 | 0.095424 | 0 | 0 | 0.19085 | 335.1636 | 0.096008 | 0 | 0 | 0.19202 | 335.343 | 0.096397 | 0 | 0 | 0.19279 | 335.6121 | 0.09698 | 0 | 0 | 0.19396 | 335.8811 | 0.097564 | 0 | 0 | 0.19513 | 335.9708 | 0.097759 | 0 | 0 | 0.19552 | 336.2399 | 0.098342 | 0 | 0 | 0.19668 | 336.5089 | 0.098926 | 0 | 0 | 0.19785 | 336.6883 | 0.099315 | 0 | 0 | 0.19863 | 336.9574 | 0.099898 | 0 | 0 | 0.1998 | 337.1368 | 0.10029 | 0 | 0 | 0.20058 | 337.3161 | 0.10068 | 0 | 0 | 0.20135
2017-03-25 01:00 | 306.1552 | 0.91253 |  | 321.4828 | 0.066334 | 0 | 0 | 0.13267 | 330.5168 | 0.085929 | 0 | 0 | 0.17186 | 337.9082 | 0.10196 | 0 | 0 | 0.20392 | 338.182 | 0.10255 | 0 | 0 | 0.20511 | 338.3645 | 0.10295 | 0 | 0 | 0.2059 | 338.6382 | 0.10354 | 0 | 0 | 0.20709 | 338.912 | 0.10414 | 0 | 0 | 0.20828 | 339.1858 | 0.10473 | 0 | 0 | 0.20946 | 339.5508 | 0.10552 | 0 | 0 | 0.21105 | 339.8245 | 0.10612 | 0 | 0 | 0.21223 | 340.007 | 0.10651 | 0 | 0 | 0.21303 | 340.2808 | 0.10711 | 0 | 0 | 0.21421 | 340.4633 | 0.1075 | 0 | 0 | 0.21501 | 340.7371 | 0.1081 | 0 | 0 | 0.21619 | 341.0108 | 0.10869 | 0 | 0 | 0.21738 | 341.1933 | 0.10909 | 0 | 0 | 0.21817 | 341.4671 | 0.10968 | 0 | 0 | 0.21936 | 341.7408 | 0.11027 | 0 | 0 | 0.22055 | 341.8321 | 0.11047 | 0 | 0 | 0.22094 | 342.1058 | 0.11107 | 0 | 0 | 0.22213 | 342.3796 | 0.11166 | 0 | 0 | 0.22332 | 342.5621 | 0.11206 | 0 | 0 | 0.22411 | 342.8359 | 0.11265 | 0 | 0 | 0.2253 | 343.0184 | 0.11304 | 0 | 0 | 0.22609 | 343.2009 | 0.11344 | 0 | 0 | 0.22688
2017-03-25 02:00 | 305.5334 | 0.91067 |  | 320.8298 | 0.064918 | 0 | 0 | 0.12984 | 329.8455 | 0.084473 | 0 | 0 | 0.16895 | 337.2219 | 0.10047 | 0 | 0 | 0.20094 | 337.4951 | 0.10106 | 0 | 0 | 0.20213 | 337.6773 | 0.10146 | 0 | 0 | 0.20292 | 337.9505 | 0.10205 | 0 | 0 | 0.2041 | 338.2237 | 0.10265 | 0 | 0 | 0.20529 | 338.4969 | 0.10324 | 0 | 0 | 0.20648 | 338.8611 | 0.10403 | 0 | 0 | 0.20806 | 339.1343 | 0.10462 | 0 | 0 | 0.20924 | 339.3165 | 0.10502 | 0 | 0 | 0.21003 | 339.5897 | 0.10561 | 0 | 0 | 0.21122 | 339.7718 | 0.106 | 0 | 0 | 0.21201 | 340.045 | 0.1066 | 0 | 0 | 0.21319 | 340.3182 | 0.10719 | 0 | 0 | 0.21438 | 340.5003 | 0.10758 | 0 | 0 | 0.21517 | 340.7735 | 0.10818 | 0 | 0 | 0.21635 | 341.0467 | 0.10877 | 0 | 0 | 0.21754 | 341.1378 | 0.10897 | 0 | 0 | 0.21793 | 341.411 | 0.10956 | 0 | 0 | 0.21912 | 341.6842 | 0.11015 | 0 | 0 | 0.2203 | 341.8664 | 0.11055 | 0 | 0 | 0.22109 | 342.1396 | 0.11114 | 0 | 0 | 0.22228 | 342.3217 | 0.11153 | 0 | 0 | 0.22307 | 342.5038 | 0.11193 | 0 | 0 | 0.22386
2017-03-25 03:00 | 315.3517 | 0.93994 |  | 331.1397 | 0.08728 | 0 | 0 | 0.17456 | 340.4451 | 0.10746 | 0 | 0 | 0.21493 | 348.0585 | 0.12398 | 0 | 0 | 0.24795 | 348.3405 | 0.12459 | 0 | 0 | 0.24918 | 348.5285 | 0.125 | 0 | 0 | 0.24999 | 348.8105 | 0.12561 | 0 | 0 | 0.25122 | 349.0925 | 0.12622 | 0 | 0 | 0.25244 | 349.3745 | 0.12683 | 0 | 0 | 0.25366 | 349.7504 | 0.12765 | 0 | 0 | 0.25529 | 350.0324 | 0.12826 | 0 | 0 | 0.25652 | 350.2204 | 0.12867 | 0 | 0 | 0.25733 | 350.5024 | 0.12928 | 0 | 0 | 0.25856 | 350.6904 | 0.12969 | 0 | 0 | 0.25937 | 350.9723 | 0.1303 | 0 | 0 | 0.26059 | 351.2543 | 0.13091 | 0 | 0 | 0.26182 | 351.4423 | 0.13132 | 0 | 0 | 0.26263 | 351.7243 | 0.13193 | 0 | 0 | 0.26386 | 352.0063 | 0.13254 | 0 | 0 | 0.26508 | 352.1003 | 0.13274 | 0 | 0 | 0.26549 | 352.3822 | 0.13335 | 0 | 0 | 0.26671 | 352.6642 | 0.13397 | 0 | 0 | 0.26793 | 352.8522 | 0.13437 | 0 | 0 | 0.26875 | 353.1342 | 0.13499 | 0 | 0 | 0.26997 | 353.3222 | 0.13539 | 0 | 0 | 0.27079 | 353.5102 | 0.1358 | 0 | 0 | 0.2716
2017-03-25 04:00 | 318.9801 | 0.95075 |  | 334.9498 | 0.095544 | 0 | 0 | 0.19109 | 344.3622 | 0.11596 | 0 | 0 | 0.23192 | 352.0633 | 0.13266 | 0 | 0 | 0.26533 | 352.3485 | 0.13328 | 0 | 0 | 0.26656 | 352.5387 | 0.13369 | 0 | 0 | 0.26739 | 352.8239 | 0.13431 | 0 | 0 | 0.26863 | 353.1091 | 0.13493 | 0 | 0 | 0.26986 | 353.3943 | 0.13555 | 0 | 0 | 0.2711 | 353.7747 | 0.13638 | 0 | 0 | 0.27275 | 354.0599 | 0.13699 | 0 | 0 | 0.27399 | 354.25 | 0.13741 | 0 | 0 | 0.27481 | 354.5353 | 0.13802 | 0 | 0 | 0.27605 | 354.7254 | 0.13844 | 0 | 0 | 0.27687 | 355.0106 | 0.13906 | 0 | 0 | 0.27811 | 355.2959 | 0.13967 | 0 | 0 | 0.27935 | 355.486 | 0.14009 | 0 | 0 | 0.28017 | 355.7712 | 0.14071 | 0 | 0 | 0.28141 | 356.0565 | 0.14132 | 0 | 0 | 0.28265 | 356.1515 | 0.14153 | 0 | 0 | 0.28306 | 356.4368 | 0.14215 | 0 | 0 | 0.2843 | 356.722 | 0.14277 | 0 | 0 | 0.28554 | 356.9121 | 0.14318 | 0 | 0 | 0.28636 | 357.1974 | 0.1438 | 0 | 0 | 0.2876 | 357.3875 | 0.14421 | 0 | 0 | 0.28842 | 357.5777 | 0.14462 | 0 | 0 | 0.28925
2017-03-25 05:00 | 318.6736 | 0.94984 |  | 334.6279 | 0.094846 | 0 | 0 | 0.18969 | 344.0313 | 0.11524 | 0 | 0 | 0.23048 | 351.725 | 0.13193 | 0 | 0 | 0.26386 | 352.0099 | 0.13255 | 0 | 0 | 0.26509 | 352.1999 | 0.13296 | 0 | 0 | 0.26592 | 352.4849 | 0.13358 | 0 | 0 | 0.26716 | 352.7698 | 0.1342 | 0 | 0 | 0.26839 | 353.0548 | 0.13481 | 0 | 0 | 0.26963 | 353.4347 | 0.13564 | 0 | 0 | 0.27128 | 353.7197 | 0.13626 | 0 | 0 | 0.27251 | 353.9096 | 0.13667 | 0 | 0 | 0.27334 | 354.1946 | 0.13729 | 0 | 0 | 0.27457 | 354.3845 | 0.1377 | 0 | 0 | 0.2754 | 354.6695 | 0.13832 | 0 | 0 | 0.27663 | 354.9544 | 0.13893 | 0 | 0 | 0.27787 | 355.1444 | 0.13935 | 0 | 0 | 0.27869 | 355.4294 | 0.13996 | 0 | 0 | 0.27993 | 355.7143 | 0.14058 | 0 | 0 | 0.28116 | 355.8093 | 0.14079 | 0 | 0 | 0.28158 | 356.0943 | 0.14141 | 0 | 0 | 0.28281 | 356.3792 | 0.14202 | 0 | 0 | 0.28405 | 356.5692 | 0.14244 | 0 | 0 | 0.28487 | 356.8541 | 0.14305 | 0 | 0 | 0.28611 | 357.0441 | 0.14347 | 0 | 0 | 0.28693 | 357.2341 | 0.14388 | 0 | 0 | 0.28776
2017-03-25 06:00 | 319.7849 | 0.95315 |  | 335.7949 | 0.097377 | 0 | 0 | 0.19475 | 345.2311 | 0.11784 | 0 | 0 | 0.23569 | 352.9516 | 0.13459 | 0 | 0 | 0.26918 | 353.2375 | 0.13521 | 0 | 0 | 0.27042 | 353.4282 | 0.13562 | 0 | 0 | 0.27125 | 353.7141 | 0.13624 | 0 | 0 | 0.27249 | 354 | 0.13686 | 0 | 0 | 0.27373 | 354.286 | 0.13748 | 0 | 0 | 0.27497 | 354.6672 | 0.13831 | 0 | 0 | 0.27662 | 354.9532 | 0.13893 | 0 | 0 | 0.27786 | 355.1438 | 0.13934 | 0 | 0 | 0.27869 | 355.4298 | 0.13997 | 0 | 0 | 0.27993 | 355.6204 | 0.14038 | 0 | 0 | 0.28076 | 355.9063 | 0.141 | 0 | 0 | 0.282 | 356.1923 | 0.14162 | 0 | 0 | 0.28324 | 356.3829 | 0.14203 | 0 | 0 | 0.28406 | 356.6689 | 0.14265 | 0 | 0 | 0.28531 | 356.9548 | 0.14327 | 0 | 0 | 0.28655 | 357.0501 | 0.14348 | 0 | 0 | 0.28696 | 357.3361 | 0.1441 | 0 | 0 | 0.2882 | 357.622 | 0.14472 | 0 | 0 | 0.28944 | 357.8126 | 0.14513 | 0 | 0 | 0.29027 | 358.0986 | 0.14575 | 0 | 0 | 0.29151 | 358.2892 | 0.14617 | 0 | 0 | 0.29233 | 358.4799 | 0.14658 | 0 | 0 | 0.29316
2017-03-25 07:00 | 319.321 | 0.95177 |  | 335.3077 | 0.09632 | 0 | 0 | 0.19264 | 344.7302 | 0.11676 | 0 | 0 | 0.23352 | 352.4395 | 0.13348 | 0 | 0 | 0.26696 | 352.725 | 0.1341 | 0 | 0 | 0.2682 | 352.9154 | 0.13451 | 0 | 0 | 0.26902 | 353.2009 | 0.13513 | 0 | 0 | 0.27026 | 353.4864 | 0.13575 | 0 | 0 | 0.2715 | 353.772 | 0.13637 | 0 | 0 | 0.27274 | 354.1527 | 0.1372 | 0 | 0 | 0.27439 | 354.4382 | 0.13781 | 0 | 0 | 0.27563 | 354.6286 | 0.13823 | 0 | 0 | 0.27645 | 354.9141 | 0.13885 | 0 | 0 | 0.27769 | 355.1044 | 0.13926 | 0 | 0 | 0.27852 | 355.39 | 0.13988 | 0 | 0 | 0.27976 | 355.6755 | 0.1405 | 0 | 0 | 0.281 | 355.8659 | 0.14091 | 0 | 0 | 0.28182 | 356.1514 | 0.14153 | 0 | 0 | 0.28306 | 356.4369 | 0.14215 | 0 | 0 | 0.2843 | 356.5321 | 0.14236 | 0 | 0 | 0.28471 | 356.8176 | 0.14298 | 0 | 0 | 0.28595 | 357.1032 | 0.14359 | 0 | 0 | 0.28719 | 357.2935 | 0.14401 | 0 | 0 | 0.28802 | 357.579 | 0.14463 | 0 | 0 | 0.28925 | 357.7694 | 0.14504 | 0 | 0 | 0.29008 | 357.9598 | 0.14545 | 0 | 0 | 0.29091
2017-03-25 08:00 | 316.7562 | 0.94412 |  | 332.6145 | 0.090479 | 0 | 0 | 0.18096 | 341.9613 | 0.11075 | 0 | 0 | 0.2215 | 349.6087 | 0.12734 | 0 | 0 | 0.25468 | 349.8919 | 0.12795 | 0 | 0 | 0.25591 | 350.0807 | 0.12836 | 0 | 0 | 0.25673 | 350.364 | 0.12898 | 0 | 0 | 0.25795 | 350.6472 | 0.12959 | 0 | 0 | 0.25918 | 350.9304 | 0.13021 | 0 | 0 | 0.26041 | 351.3081 | 0.13103 | 0 | 0 | 0.26205 | 351.5913 | 0.13164 | 0 | 0 | 0.26328 | 351.7802 | 0.13205 | 0 | 0 | 0.2641 | 352.0634 | 0.13266 | 0 | 0 | 0.26533 | 352.2522 | 0.13307 | 0 | 0 | 0.26615 | 352.5355 | 0.13369 | 0 | 0 | 0.26737 | 352.8187 | 0.1343 | 0 | 0 | 0.2686 | 353.0075 | 0.13471 | 0 | 0 | 0.26942 | 353.2908 | 0.13533 | 0 | 0 | 0.27065 | 353.574 | 0.13594 | 0 | 0 | 0.27188 | 353.6684 | 0.13614 | 0 | 0 | 0.27229 | 353.9516 | 0.13676 | 0 | 0 | 0.27352 | 354.2349 | 0.13737 | 0 | 0 | 0.27475 | 354.4237 | 0.13778 | 0 | 0 | 0.27557 | 354.7069 | 0.1384 | 0 | 0 | 0.27679 | 354.8958 | 0.13881 | 0 | 0 | 0.27761 | 355.0846 | 0.13922 | 0 | 0 | 0.27843
2017-03-25 09:00 | 317.0004 | 0.94485 |  | 332.8709 | 0.091035 | 0 | 0 | 0.18207 | 342.225 | 0.11132 | 0 | 0 | 0.22265 | 349.8783 | 0.12792 | 0 | 0 | 0.25585 | 350.1617 | 0.12854 | 0 | 0 | 0.25708 | 350.3507 | 0.12895 | 0 | 0 | 0.2579 | 350.6341 | 0.12956 | 0 | 0 | 0.25913 | 350.9176 | 0.13018 | 0 | 0 | 0.26036 | 351.201 | 0.13079 | 0 | 0 | 0.26159 | 351.579 | 0.13161 | 0 | 0 | 0.26323 | 351.8624 | 0.13223 | 0 | 0 | 0.26446 | 352.0514 | 0.13264 | 0 | 0 | 0.26527 | 352.3349 | 0.13325 | 0 | 0 | 0.2665 | 352.5238 | 0.13366 | 0 | 0 | 0.26732 | 352.8073 | 0.13428 | 0 | 0 | 0.26855 | 353.0907 | 0.13489 | 0 | 0 | 0.26978 | 353.2797 | 0.1353 | 0 | 0 | 0.2706 | 353.5632 | 0.13592 | 0 | 0 | 0.27183 | 353.8466 | 0.13653 | 0 | 0 | 0.27306 | 353.9411 | 0.13674 | 0 | 0 | 0.27347 | 354.2246 | 0.13735 | 0 | 0 | 0.2747 | 354.508 | 0.13797 | 0 | 0 | 0.27593 | 354.697 | 0.13838 | 0 | 0 | 0.27675 | 354.9805 | 0.13899 | 0 | 0 | 0.27798 | 355.1694 | 0.1394 | 0 | 0 | 0.2788 | 355.3584 | 0.13981 | 0 | 0 | 0.27962
2017-03-25 10:00 | 304.2606 | 0.90688 |  | 319.4933 | 0.062019 | 0 | 0 | 0.12404 | 328.4714 | 0.081492 | 0 | 0 | 0.16298 | 335.8171 | 0.097425 | 0 | 0 | 0.19485 | 336.0892 | 0.098015 | 0 | 0 | 0.19603 | 336.2706 | 0.098409 | 0 | 0 | 0.19682 | 336.5426 | 0.098999 | 0 | 0 | 0.198 | 336.8147 | 0.099589 | 0 | 0 | 0.19918 | 337.0868 | 0.10018 | 0 | 0 | 0.20036 | 337.4495 | 0.10097 | 0 | 0 | 0.20193 | 337.7216 | 0.10156 | 0 | 0 | 0.20311 | 337.9029 | 0.10195 | 0 | 0 | 0.2039 | 338.175 | 0.10254 | 0 | 0 | 0.20508 | 338.3564 | 0.10293 | 0 | 0 | 0.20587 | 338.6284 | 0.10352 | 0 | 0 | 0.20705 | 338.9005 | 0.10411 | 0 | 0 | 0.20823 | 339.0819 | 0.10451 | 0 | 0 | 0.20901 | 339.354 | 0.1051 | 0 | 0 | 0.21019 | 339.626 | 0.10569 | 0 | 0 | 0.21137 | 339.7167 | 0.10588 | 0 | 0 | 0.21177 | 339.9888 | 0.10647 | 0 | 0 | 0.21295 | 340.2608 | 0.10706 | 0 | 0 | 0.21413 | 340.4422 | 0.10746 | 0 | 0 | 0.21491 | 340.7143 | 0.10805 | 0 | 0 | 0.21609 | 340.8956 | 0.10844 | 0 | 0 | 0.21688 | 341.077 | 0.10883 | 0 | 0 | 0.21767
2017-03-25 11:00 | 311.053 | 0.92712 |  | 326.6258 | 0.077489 | 0 | 0 | 0.15498 | 335.8044 | 0.097398 | 0 | 0 | 0.1948 | 343.3141 | 0.11369 | 0 | 0 | 0.22737 | 343.5922 | 0.11429 | 0 | 0 | 0.22858 | 343.7776 | 0.11469 | 0 | 0 | 0.22938 | 344.0558 | 0.11529 | 0 | 0 | 0.23059 | 344.3339 | 0.1159 | 0 | 0 | 0.2318 | 344.612 | 0.1165 | 0 | 0 | 0.233 | 344.9829 | 0.11731 | 0 | 0 | 0.23461 | 345.261 | 0.11791 | 0 | 0 | 0.23582 | 345.4465 | 0.11831 | 0 | 0 | 0.23662 | 345.7246 | 0.11891 | 0 | 0 | 0.23783 | 345.91 | 0.11932 | 0 | 0 | 0.23863 | 346.1882 | 0.11992 | 0 | 0 | 0.23984 | 346.4663 | 0.12052 | 0 | 0 | 0.24105 | 346.6517 | 0.12093 | 0 | 0 | 0.24185 | 346.9299 | 0.12153 | 0 | 0 | 0.24306 | 347.208 | 0.12213 | 0 | 0 | 0.24426 | 347.3007 | 0.12233 | 0 | 0 | 0.24467 | 347.5788 | 0.12294 | 0 | 0 | 0.24587 | 347.857 | 0.12354 | 0 | 0 | 0.24708 | 348.0424 | 0.12394 | 0 | 0 | 0.24788 | 348.3205 | 0.12455 | 0 | 0 | 0.24909 | 348.506 | 0.12495 | 0 | 0 | 0.24989 | 348.6914 | 0.12535 | 0 | 0 | 0.2507
2017-03-25 12:00 | 317.2642 | 0.94564 |  | 333.1479 | 0.091636 | 0 | 0 | 0.18327 | 342.5098 | 0.11194 | 0 | 0 | 0.22388 | 350.1694 | 0.12856 | 0 | 0 | 0.25711 | 350.4531 | 0.12917 | 0 | 0 | 0.25834 | 350.6422 | 0.12958 | 0 | 0 | 0.25916 | 350.9259 | 0.1302 | 0 | 0 | 0.26039 | 351.2096 | 0.13081 | 0 | 0 | 0.26162 | 351.4933 | 0.13143 | 0 | 0 | 0.26285 | 351.8716 | 0.13225 | 0 | 0 | 0.26449 | 352.1552 | 0.13286 | 0 | 0 | 0.26573 | 352.3444 | 0.13327 | 0 | 0 | 0.26655 | 352.6281 | 0.13389 | 0 | 0 | 0.26778 | 352.8172 | 0.1343 | 0 | 0 | 0.2686 | 353.1009 | 0.13491 | 0 | 0 | 0.26983 | 353.3846 | 0.13553 | 0 | 0 | 0.27106 | 353.5737 | 0.13594 | 0 | 0 | 0.27188 | 353.8574 | 0.13655 | 0 | 0 | 0.27311 | 354.1411 | 0.13717 | 0 | 0 | 0.27434 | 354.2357 | 0.13738 | 0 | 0 | 0.27475 | 354.5193 | 0.13799 | 0 | 0 | 0.27598 | 354.803 | 0.13861 | 0 | 0 | 0.27721 | 354.9922 | 0.13902 | 0 | 0 | 0.27803 | 355.2759 | 0.13963 | 0 | 0 | 0.27926 | 355.465 | 0.14004 | 0 | 0 | 0.28008 | 355.6541 | 0.14045 | 0 | 0 | 0.2809
2017-03-25 13:00 | 301.8319 | 0.89964 |  | 316.943 | 0.056487 | 0 | 0 | 0.11297 | 325.8495 | 0.075805 | 0 | 0 | 0.15161 | 333.1365 | 0.091611 | 0 | 0 | 0.18322 | 333.4064 | 0.092196 | 0 | 0 | 0.18439 | 333.5864 | 0.092587 | 0 | 0 | 0.18517 | 333.8563 | 0.093172 | 0 | 0 | 0.18634 | 334.1261 | 0.093758 | 0 | 0 | 0.18752 | 334.396 | 0.094343 | 0 | 0 | 0.18869 | 334.7559 | 0.095123 | 0 | 0 | 0.19025 | 335.0258 | 0.095709 | 0 | 0 | 0.19142 | 335.2057 | 0.096099 | 0 | 0 | 0.1922 | 335.4756 | 0.096684 | 0 | 0 | 0.19337 | 335.6555 | 0.097075 | 0 | 0 | 0.19415 | 335.9254 | 0.09766 | 0 | 0 | 0.19532 | 336.1953 | 0.098246 | 0 | 0 | 0.19649 | 336.3752 | 0.098636 | 0 | 0 | 0.19727 | 336.6451 | 0.099221 | 0 | 0 | 0.19844 | 336.915 | 0.099807 | 0 | 0 | 0.19961 | 337.005 | 0.1 | 0 | 0 | 0.2 | 337.2749 | 0.10059 | 0 | 0 | 0.20117 | 337.5448 | 0.10117 | 0 | 0 | 0.20235 | 337.7247 | 0.10156 | 0 | 0 | 0.20313 | 337.9946 | 0.10215 | 0 | 0 | 0.2043 | 338.1745 | 0.10254 | 0 | 0 | 0.20508 | 338.3545 | 0.10293 | 0 | 0 | 0.20586
2017-03-25 14:00 | 297.0052 | 0.88525 |  | 311.8747 | 0.045494 | 0 | 0 | 0.090988 | 320.6387 | 0.064503 | 0 | 0 | 0.12901 | 327.8093 | 0.080056 | 0 | 0 | 0.16011 | 328.0748 | 0.080632 | 0 | 0 | 0.16126 | 328.2519 | 0.081016 | 0 | 0 | 0.16203 | 328.5175 | 0.081592 | 0 | 0 | 0.16318 | 328.783 | 0.082168 | 0 | 0 | 0.16434 | 329.0486 | 0.082744 | 0 | 0 | 0.16549 | 329.4027 | 0.083512 | 0 | 0 | 0.16702 | 329.6683 | 0.084088 | 0 | 0 | 0.16818 | 329.8454 | 0.084472 | 0 | 0 | 0.16894 | 330.1109 | 0.085049 | 0 | 0 | 0.1701 | 330.288 | 0.085433 | 0 | 0 | 0.17087 | 330.5536 | 0.086009 | 0 | 0 | 0.17202 | 330.8191 | 0.086585 | 0 | 0 | 0.17317 | 330.9962 | 0.086969 | 0 | 0 | 0.17394 | 331.2618 | 0.087545 | 0 | 0 | 0.17509 | 331.5273 | 0.088121 | 0 | 0 | 0.17624 | 331.6159 | 0.088313 | 0 | 0 | 0.17663 | 331.8814 | 0.088889 | 0 | 0 | 0.17778 | 332.147 | 0.089465 | 0 | 0 | 0.17893 | 332.3241 | 0.089849 | 0 | 0 | 0.1797 | 332.5896 | 0.090425 | 0 | 0 | 0.18085 | 332.7667 | 0.090809 | 0 | 0 | 0.18162 | 332.9437 | 0.091193 | 0 | 0 | 0.18239
2017-03-25 15:00 | 299.339 | 0.89221 |  | 314.3253 | 0.05081 | 0 | 0 | 0.10162 | 323.1582 | 0.069968 | 0 | 0 | 0.13994 | 330.3851 | 0.085643 | 0 | 0 | 0.17129 | 330.6527 | 0.086224 | 0 | 0 | 0.17245 | 330.8312 | 0.086611 | 0 | 0 | 0.17322 | 331.0988 | 0.087191 | 0 | 0 | 0.17438 | 331.3665 | 0.087772 | 0 | 0 | 0.17554 | 331.6342 | 0.088352 | 0 | 0 | 0.1767 | 331.9911 | 0.089127 | 0 | 0 | 0.17825 | 332.2587 | 0.089707 | 0 | 0 | 0.17941 | 332.4372 | 0.090094 | 0 | 0 | 0.18019 | 332.7048 | 0.090675 | 0 | 0 | 0.18135 | 332.8833 | 0.091062 | 0 | 0 | 0.18212 | 333.1509 | 0.091642 | 0 | 0 | 0.18328 | 333.4186 | 0.092223 | 0 | 0 | 0.18445 | 333.597 | 0.09261 | 0 | 0 | 0.18522 | 333.8647 | 0.09319 | 0 | 0 | 0.18638 | 334.1324 | 0.093771 | 0 | 0 | 0.18754 | 334.2216 | 0.093965 | 0 | 0 | 0.18793 | 334.4892 | 0.094545 | 0 | 0 | 0.18909 | 334.7569 | 0.095126 | 0 | 0 | 0.19025 | 334.9353 | 0.095513 | 0 | 0 | 0.19103 | 335.203 | 0.096093 | 0 | 0 | 0.19219 | 335.3815 | 0.09648 | 0 | 0 | 0.19296 | 335.5599 | 0.096867 | 0 | 0 | 0.19373
2017-03-25 16:00 | 296.4825 | 0.8837 |  | 311.3258 | 0.044304 | 0 | 0 | 0.088607 | 320.0744 | 0.063279 | 0 | 0 | 0.12656 | 327.2323 | 0.078805 | 0 | 0 | 0.15761 | 327.4974 | 0.07938 | 0 | 0 | 0.15876 | 327.6742 | 0.079763 | 0 | 0 | 0.15953 | 327.9393 | 0.080338 | 0 | 0 | 0.16068 | 328.2044 | 0.080913 | 0 | 0 | 0.16183 | 328.4695 | 0.081488 | 0 | 0 | 0.16298 | 328.823 | 0.082255 | 0 | 0 | 0.16451 | 329.0881 | 0.08283 | 0 | 0 | 0.16566 | 329.2648 | 0.083213 | 0 | 0 | 0.16643 | 329.5299 | 0.083788 | 0 | 0 | 0.16758 | 329.7067 | 0.084172 | 0 | 0 | 0.16834 | 329.9718 | 0.084747 | 0 | 0 | 0.16949 | 330.2369 | 0.085322 | 0 | 0 | 0.17064 | 330.4136 | 0.085705 | 0 | 0 | 0.17141 | 330.6787 | 0.08628 | 0 | 0 | 0.17256 | 330.9439 | 0.086855 | 0 | 0 | 0.17371 | 331.0322 | 0.087047 | 0 | 0 | 0.17409 | 331.2973 | 0.087622 | 0 | 0 | 0.17524 | 331.5624 | 0.088197 | 0 | 0 | 0.17639 | 331.7392 | 0.08858 | 0 | 0 | 0.17716 | 332.0043 | 0.089155 | 0 | 0 | 0.17831 | 332.181 | 0.089539 | 0 | 0 | 0.17908 | 332.3578 | 0.089922 | 0 | 0 | 0.17984
2017-03-25 17:00 | 310.8468 | 0.92651 |  | 326.4092 | 0.07702 | 0 | 0 | 0.15404 | 335.5817 | 0.096915 | 0 | 0 | 0.19383 | 343.0864 | 0.11319 | 0 | 0 | 0.22638 | 343.3644 | 0.1138 | 0 | 0 | 0.22759 | 343.5497 | 0.1142 | 0 | 0 | 0.22839 | 343.8276 | 0.1148 | 0 | 0 | 0.2296 | 344.1056 | 0.1154 | 0 | 0 | 0.23081 | 344.3835 | 0.11601 | 0 | 0 | 0.23201 | 344.7541 | 0.11681 | 0 | 0 | 0.23362 | 345.0321 | 0.11741 | 0 | 0 | 0.23482 | 345.2174 | 0.11781 | 0 | 0 | 0.23563 | 345.4953 | 0.11842 | 0 | 0 | 0.23683 | 345.6806 | 0.11882 | 0 | 0 | 0.23764 | 345.9586 | 0.11942 | 0 | 0 | 0.23884 | 346.2365 | 0.12002 | 0 | 0 | 0.24005 | 346.4218 | 0.12043 | 0 | 0 | 0.24085 | 346.6998 | 0.12103 | 0 | 0 | 0.24206 | 346.9778 | 0.12163 | 0 | 0 | 0.24327 | 347.0704 | 0.12183 | 0 | 0 | 0.24367 | 347.3484 | 0.12244 | 0 | 0 | 0.24487 | 347.6263 | 0.12304 | 0 | 0 | 0.24608 | 347.8116 | 0.12344 | 0 | 0 | 0.24688 | 348.0896 | 0.12404 | 0 | 0 | 0.24809 | 348.2749 | 0.12445 | 0 | 0 | 0.24889 | 348.4602 | 0.12485 | 0 | 0 | 0.2497
2017-03-25 18:00 | 315.6782 | 0.94091 |  | 331.4826 | 0.088024 | 0 | 0 | 0.17605 | 340.7976 | 0.10823 | 0 | 0 | 0.21646 | 348.4189 | 0.12476 | 0 | 0 | 0.24952 | 348.7012 | 0.12537 | 0 | 0 | 0.25074 | 348.8894 | 0.12578 | 0 | 0 | 0.25156 | 349.1717 | 0.12639 | 0 | 0 | 0.25278 | 349.4539 | 0.127 | 0 | 0 | 0.25401 | 349.7362 | 0.12762 | 0 | 0 | 0.25523 | 350.1126 | 0.12843 | 0 | 0 | 0.25686 | 350.3948 | 0.12904 | 0 | 0 | 0.25809 | 350.583 | 0.12945 | 0 | 0 | 0.2589 | 350.8653 | 0.13006 | 0 | 0 | 0.26013 | 351.0535 | 0.13047 | 0 | 0 | 0.26095 | 351.3358 | 0.13109 | 0 | 0 | 0.26217 | 351.618 | 0.1317 | 0 | 0 | 0.26339 | 351.8062 | 0.13211 | 0 | 0 | 0.26421 | 352.0885 | 0.13272 | 0 | 0 | 0.26544 | 352.3708 | 0.13333 | 0 | 0 | 0.26666 | 352.4648 | 0.13353 | 0 | 0 | 0.26707 | 352.7471 | 0.13415 | 0 | 0 | 0.26829 | 353.0294 | 0.13476 | 0 | 0 | 0.26952 | 353.2176 | 0.13517 | 0 | 0 | 0.27033 | 353.4998 | 0.13578 | 0 | 0 | 0.27156 | 353.688 | 0.13619 | 0 | 0 | 0.27237 | 353.8762 | 0.1366 | 0 | 0 | 0.27319
2017-03-25 19:00 | 310.66 | 0.92595 |  | 326.2131 | 0.076594 | 0 | 0 | 0.15319 | 335.38 | 0.096477 | 0 | 0 | 0.19295 | 342.8803 | 0.11275 | 0 | 0 | 0.22549 | 343.158 | 0.11335 | 0 | 0 | 0.2267 | 343.3432 | 0.11375 | 0 | 0 | 0.2275 | 343.621 | 0.11435 | 0 | 0 | 0.2287 | 343.8988 | 0.11495 | 0 | 0 | 0.22991 | 344.1766 | 0.11556 | 0 | 0 | 0.23111 | 344.547 | 0.11636 | 0 | 0 | 0.23272 | 344.8248 | 0.11696 | 0 | 0 | 0.23393 | 345.0099 | 0.11736 | 0 | 0 | 0.23473 | 345.2877 | 0.11797 | 0 | 0 | 0.23593 | 345.4729 | 0.11837 | 0 | 0 | 0.23674 | 345.7507 | 0.11897 | 0 | 0 | 0.23794 | 346.0285 | 0.11957 | 0 | 0 | 0.23915 | 346.2137 | 0.11998 | 0 | 0 | 0.23995 | 346.4915 | 0.12058 | 0 | 0 | 0.24116 | 346.7693 | 0.12118 | 0 | 0 | 0.24236 | 346.8618 | 0.12138 | 0 | 0 | 0.24276 | 347.1396 | 0.12198 | 0 | 0 | 0.24397 | 347.4174 | 0.12259 | 0 | 0 | 0.24517 | 347.6026 | 0.12299 | 0 | 0 | 0.24598 | 347.8804 | 0.12359 | 0 | 0 | 0.24718 | 348.0656 | 0.12399 | 0 | 0 | 0.24798 | 348.2508 | 0.12439 | 0 | 0 | 0.24879
2017-03-25 20:00 | 308.7313 | 0.9202 |  | 324.1879 | 0.072201 | 0 | 0 | 0.1444 | 333.2979 | 0.091961 | 0 | 0 | 0.18392 | 340.7516 | 0.10813 | 0 | 0 | 0.21626 | 341.0276 | 0.10873 | 0 | 0 | 0.21745 | 341.2117 | 0.10913 | 0 | 0 | 0.21825 | 341.4877 | 0.10972 | 0 | 0 | 0.21945 | 341.7638 | 0.11032 | 0 | 0 | 0.22065 | 342.0398 | 0.11092 | 0 | 0 | 0.22184 | 342.4079 | 0.11172 | 0 | 0 | 0.22344 | 342.684 | 0.11232 | 0 | 0 | 0.22464 | 342.868 | 0.11272 | 0 | 0 | 0.22544 | 343.1441 | 0.11332 | 0 | 0 | 0.22663 | 343.3281 | 0.11372 | 0 | 0 | 0.22743 | 343.6042 | 0.11432 | 0 | 0 | 0.22863 | 343.8803 | 0.11491 | 0 | 0 | 0.22983 | 344.0643 | 0.11531 | 0 | 0 | 0.23063 | 344.3404 | 0.11591 | 0 | 0 | 0.23182 | 344.6164 | 0.11651 | 0 | 0 | 0.23302 | 344.7084 | 0.11671 | 0 | 0 | 0.23342 | 344.9845 | 0.11731 | 0 | 0 | 0.23462 | 345.2606 | 0.11791 | 0 | 0 | 0.23582 | 345.4446 | 0.11831 | 0 | 0 | 0.23661 | 345.7207 | 0.11891 | 0 | 0 | 0.23781 | 345.9047 | 0.11931 | 0 | 0 | 0.23861 | 346.0887 | 0.1197 | 0 | 0 | 0.23941
2017-03-25 21:00 | 318.9067 | 0.95053 |  | 334.8727 | 0.095377 | 0 | 0 | 0.19075 | 344.2829 | 0.11579 | 0 | 0 | 0.23158 | 351.9823 | 0.13249 | 0 | 0 | 0.26497 | 352.2674 | 0.13311 | 0 | 0 | 0.26621 | 352.4575 | 0.13352 | 0 | 0 | 0.26704 | 352.7427 | 0.13414 | 0 | 0 | 0.26827 | 353.0278 | 0.13476 | 0 | 0 | 0.26951 | 353.313 | 0.13537 | 0 | 0 | 0.27075 | 353.6932 | 0.1362 | 0 | 0 | 0.2724 | 353.9784 | 0.13682 | 0 | 0 | 0.27363 | 354.1685 | 0.13723 | 0 | 0 | 0.27446 | 354.4536 | 0.13785 | 0 | 0 | 0.2757 | 354.6437 | 0.13826 | 0 | 0 | 0.27652 | 354.9289 | 0.13888 | 0 | 0 | 0.27776 | 355.2141 | 0.1395 | 0 | 0 | 0.27899 | 355.4042 | 0.13991 | 0 | 0 | 0.27982 | 355.6893 | 0.14053 | 0 | 0 | 0.28106 | 355.9745 | 0.14115 | 0 | 0 | 0.28229 | 356.0695 | 0.14135 | 0 | 0 | 0.28271 | 356.3547 | 0.14197 | 0 | 0 | 0.28394 | 356.6399 | 0.14259 | 0 | 0 | 0.28518 | 356.83 | 0.143 | 0 | 0 | 0.286 | 357.1151 | 0.14362 | 0 | 0 | 0.28724 | 357.3052 | 0.14403 | 0 | 0 | 0.28807 | 357.4953 | 0.14445 | 0 | 0 | 0.28889
2017-03-25 22:00 | 320.2504 | 0.95454 |  | 336.2837 | 0.098437 | 0 | 0 | 0.19687 | 345.7336 | 0.11893 | 0 | 0 | 0.23787 | 353.4653 | 0.1357 | 0 | 0 | 0.27141 | 353.7517 | 0.13633 | 0 | 0 | 0.27265 | 353.9426 | 0.13674 | 0 | 0 | 0.27348 | 354.229 | 0.13736 | 0 | 0 | 0.27472 | 354.5153 | 0.13798 | 0 | 0 | 0.27596 | 354.8017 | 0.1386 | 0 | 0 | 0.27721 | 355.1835 | 0.13943 | 0 | 0 | 0.27886 | 355.4699 | 0.14005 | 0 | 0 | 0.2801 | 355.6608 | 0.14047 | 0 | 0 | 0.28093 | 355.9471 | 0.14109 | 0 | 0 | 0.28217 | 356.1381 | 0.1415 | 0 | 0 | 0.283 | 356.4244 | 0.14212 | 0 | 0 | 0.28424 | 356.7108 | 0.14274 | 0 | 0 | 0.28549 | 356.9017 | 0.14316 | 0 | 0 | 0.28632 | 357.188 | 0.14378 | 0 | 0 | 0.28756 | 357.4744 | 0.1444 | 0 | 0 | 0.2888 | 357.5699 | 0.14461 | 0 | 0 | 0.28921 | 357.8562 | 0.14523 | 0 | 0 | 0.29046 | 358.1426 | 0.14585 | 0 | 0 | 0.2917 | 358.3335 | 0.14626 | 0 | 0 | 0.29253 | 358.6199 | 0.14688 | 0 | 0 | 0.29377 | 358.8108 | 0.1473 | 0 | 0 | 0.2946 | 359.0017 | 0.14771 | 0 | 0 | 0.29543
2017-03-25 23:00 | 316.5609 | 0.94354 |  | 332.4094 | 0.090034 | 0 | 0 | 0.18007 | 341.7505 | 0.11029 | 0 | 0 | 0.22059 | 349.3932 | 0.12687 | 0 | 0 | 0.25374 | 349.6762 | 0.12749 | 0 | 0 | 0.25497 | 349.865 | 0.12789 | 0 | 0 | 0.25579 | 350.148 | 0.12851 | 0 | 0 | 0.25702 | 350.4311 | 0.12912 | 0 | 0 | 0.25825 | 350.7141 | 0.12974 | 0 | 0 | 0.25947 | 351.0916 | 0.13056 | 0 | 0 | 0.26111 | 351.3746 | 0.13117 | 0 | 0 | 0.26234 | 351.5633 | 0.13158 | 0 | 0 | 0.26316 | 351.8464 | 0.13219 | 0 | 0 | 0.26439 | 352.0351 | 0.1326 | 0 | 0 | 0.2652 | 352.3182 | 0.13322 | 0 | 0 | 0.26643 | 352.6012 | 0.13383 | 0 | 0 | 0.26766 | 352.7899 | 0.13424 | 0 | 0 | 0.26848 | 353.073 | 0.13485 | 0 | 0 | 0.26971 | 353.3561 | 0.13547 | 0 | 0 | 0.27093 | 353.4504 | 0.13567 | 0 | 0 | 0.27134 | 353.7335 | 0.13629 | 0 | 0 | 0.27257 | 354.0165 | 0.1369 | 0 | 0 | 0.2738 | 354.2052 | 0.13731 | 0 | 0 | 0.27462 | 354.4883 | 0.13792 | 0 | 0 | 0.27585 | 354.677 | 0.13833 | 0 | 0 | 0.27666 | 354.8657 | 0.13874 | 0 | 0 | 0.27748
2017-03-26 | 323.1054 | 0.96305 |  | 339.2816 | 0.10494 | 0 | 0 | 0.20988 | 348.8158 | 0.12562 | 0 | 0 | 0.25124 | 356.6164 | 0.14254 | 0 | 0 | 0.28508 | 356.9053 | 0.14317 | 0 | 0 | 0.28633 | 357.098 | 0.14358 | 0 | 0 | 0.28717 | 357.3869 | 0.14421 | 0 | 0 | 0.28842 | 357.6758 | 0.14484 | 0 | 0 | 0.28967 | 357.9647 | 0.14546 | 0 | 0 | 0.29093 | 358.3499 | 0.1463 | 0 | 0 | 0.2926 | 358.6388 | 0.14693 | 0 | 0 | 0.29385 | 358.8314 | 0.14734 | 0 | 0 | 0.29469 | 359.1204 | 0.14797 | 0 | 0 | 0.29594 | 359.313 | 0.14839 | 0 | 0 | 0.29678 | 359.6019 | 0.14901 | 0 | 0 | 0.29803 | 359.8908 | 0.14964 | 0 | 0 | 0.29928 | 360.0834 | 0.15006 | 0 | 0 | 0.30012 | 360.3723 | 0.15069 | 0 | 0 | 0.30137 | 360.6612 | 0.15131 | 0 | 0 | 0.30262 | 360.7575 | 0.15152 | 0 | 0 | 0.30304 | 361.0465 | 0.15215 | 0 | 0 | 0.3043 | 361.3354 | 0.15277 | 0 | 0 | 0.30555 | 361.528 | 0.15319 | 0 | 0 | 0.30638 | 361.8169 | 0.15382 | 0 | 0 | 0.30764 | 362.0095 | 0.15424 | 0 | 0 | 0.30847 | 362.2021 | 0.15465 | 0 | 0 | 0.30931
2017-03-26 01:00 | 321.5436 | 0.95839 |  | 337.6416 | 0.10138 | 0 | 0 | 0.20277 | 347.1297 | 0.12196 | 0 | 0 | 0.24392 | 354.8926 | 0.1388 | 0 | 0 | 0.2776 | 355.1802 | 0.13942 | 0 | 0 | 0.27885 | 355.3718 | 0.13984 | 0 | 0 | 0.27968 | 355.6594 | 0.14046 | 0 | 0 | 0.28093 | 355.9469 | 0.14109 | 0 | 0 | 0.28217 | 356.2344 | 0.14171 | 0 | 0 | 0.28342 | 356.6178 | 0.14254 | 0 | 0 | 0.28508 | 356.9053 | 0.14317 | 0 | 0 | 0.28633 | 357.0969 | 0.14358 | 0 | 0 | 0.28716 | 357.3845 | 0.1442 | 0 | 0 | 0.28841 | 357.5761 | 0.14462 | 0 | 0 | 0.28924 | 357.8637 | 0.14524 | 0 | 0 | 0.29049 | 358.1512 | 0.14587 | 0 | 0 | 0.29174 | 358.3429 | 0.14628 | 0 | 0 | 0.29257 | 358.6304 | 0.14691 | 0 | 0 | 0.29381 | 358.9179 | 0.14753 | 0 | 0 | 0.29506 | 359.0137 | 0.14774 | 0 | 0 | 0.29548 | 359.3013 | 0.14836 | 0 | 0 | 0.29672 | 359.5888 | 0.14899 | 0 | 0 | 0.29797 | 359.7804 | 0.1494 | 0 | 0 | 0.2988 | 360.068 | 0.15003 | 0 | 0 | 0.30005 | 360.2596 | 0.15044 | 0 | 0 | 0.30088 | 360.4513 | 0.15086 | 0 | 0 | 0.30171
2017-03-26 02:00 | 314.7051 | 0.93801 |  | 330.4608 | 0.085807 | 0 | 0 | 0.17161 | 339.7471 | 0.10595 | 0 | 0 | 0.2119 | 347.3449 | 0.12243 | 0 | 0 | 0.24486 | 347.6263 | 0.12304 | 0 | 0 | 0.24608 | 347.8139 | 0.12345 | 0 | 0 | 0.24689 | 348.0953 | 0.12406 | 0 | 0 | 0.24811 | 348.3767 | 0.12467 | 0 | 0 | 0.24933 | 348.6582 | 0.12528 | 0 | 0 | 0.25055 | 349.0334 | 0.12609 | 0 | 0 | 0.25218 | 349.3148 | 0.1267 | 0 | 0 | 0.2534 | 349.5024 | 0.12711 | 0 | 0 | 0.25422 | 349.7838 | 0.12772 | 0 | 0 | 0.25544 | 349.9714 | 0.12813 | 0 | 0 | 0.25625 | 350.2528 | 0.12874 | 0 | 0 | 0.25747 | 350.5342 | 0.12935 | 0 | 0 | 0.25869 | 350.7218 | 0.12975 | 0 | 0 | 0.25951 | 351.0032 | 0.13036 | 0 | 0 | 0.26073 | 351.2846 | 0.13097 | 0 | 0 | 0.26195 | 351.3784 | 0.13118 | 0 | 0 | 0.26236 | 351.6598 | 0.13179 | 0 | 0 | 0.26358 | 351.9412 | 0.1324 | 0 | 0 | 0.2648 | 352.1288 | 0.13281 | 0 | 0 | 0.26561 | 352.4102 | 0.13342 | 0 | 0 | 0.26683 | 352.5978 | 0.13382 | 0 | 0 | 0.26765 | 352.7854 | 0.13423 | 0 | 0 | 0.26846
2017-03-26 03:00 | 312.8518 | 0.93249 |  | 328.5146 | 0.081586 | 0 | 0 | 0.16317 | 337.7462 | 0.10161 | 0 | 0 | 0.20322 | 345.2994 | 0.11799 | 0 | 0 | 0.23598 | 345.5791 | 0.1186 | 0 | 0 | 0.2372 | 345.7656 | 0.119 | 0 | 0 | 0.23801 | 346.0454 | 0.11961 | 0 | 0 | 0.23922 | 346.3251 | 0.12022 | 0 | 0 | 0.24043 | 346.6049 | 0.12082 | 0 | 0 | 0.24165 | 346.9779 | 0.12163 | 0 | 0 | 0.24327 | 347.2576 | 0.12224 | 0 | 0 | 0.24448 | 347.4441 | 0.12264 | 0 | 0 | 0.24529 | 347.7238 | 0.12325 | 0 | 0 | 0.2465 | 347.9103 | 0.12366 | 0 | 0 | 0.24731 | 348.1901 | 0.12426 | 0 | 0 | 0.24852 | 348.4698 | 0.12487 | 0 | 0 | 0.24974 | 348.6563 | 0.12527 | 0 | 0 | 0.25055 | 348.9361 | 0.12588 | 0 | 0 | 0.25176 | 349.2158 | 0.12649 | 0 | 0 | 0.25297 | 349.3091 | 0.12669 | 0 | 0 | 0.25338 | 349.5888 | 0.1273 | 0 | 0 | 0.25459 | 349.8686 | 0.1279 | 0 | 0 | 0.25581 | 350.0551 | 0.12831 | 0 | 0 | 0.25661 | 350.3348 | 0.12891 | 0 | 0 | 0.25783 | 350.5213 | 0.12932 | 0 | 0 | 0.25864 | 350.7078 | 0.12972 | 0 | 0 | 0.25945
2017-03-26 04:00 | 315.7601 | 0.94115 |  | 331.5686 | 0.08821 | 0 | 0 | 0.17642 | 340.886 | 0.10842 | 0 | 0 | 0.21684 | 348.5093 | 0.12495 | 0 | 0 | 0.24991 | 348.7917 | 0.12557 | 0 | 0 | 0.25113 | 348.9799 | 0.12598 | 0 | 0 | 0.25195 | 349.2623 | 0.12659 | 0 | 0 | 0.25318 | 349.5446 | 0.1272 | 0 | 0 | 0.2544 | 349.827 | 0.12781 | 0 | 0 | 0.25563 | 350.2034 | 0.12863 | 0 | 0 | 0.25726 | 350.4858 | 0.12924 | 0 | 0 | 0.25848 | 350.674 | 0.12965 | 0 | 0 | 0.2593 | 350.9563 | 0.13026 | 0 | 0 | 0.26052 | 351.1446 | 0.13067 | 0 | 0 | 0.26134 | 351.4269 | 0.13128 | 0 | 0 | 0.26257 | 351.7093 | 0.1319 | 0 | 0 | 0.26379 | 351.8975 | 0.1323 | 0 | 0 | 0.26461 | 352.1798 | 0.13292 | 0 | 0 | 0.26583 | 352.4622 | 0.13353 | 0 | 0 | 0.26706 | 352.5563 | 0.13373 | 0 | 0 | 0.26747 | 352.8386 | 0.13434 | 0 | 0 | 0.26869 | 353.121 | 0.13496 | 0 | 0 | 0.26991 | 353.3092 | 0.13537 | 0 | 0 | 0.27073 | 353.5916 | 0.13598 | 0 | 0 | 0.27196 | 353.7798 | 0.13639 | 0 | 0 | 0.27277 | 353.968 | 0.13679 | 0 | 0 | 0.27359
2017-03-26 05:00 | 321.6171 | 0.95861 |  | 337.7188 | 0.10155 | 0 | 0 | 0.2031 | 347.209 | 0.12213 | 0 | 0 | 0.24427 | 354.9738 | 0.13898 | 0 | 0 | 0.27795 | 355.2614 | 0.1396 | 0 | 0 | 0.2792 | 355.4531 | 0.14002 | 0 | 0 | 0.28003 | 355.7407 | 0.14064 | 0 | 0 | 0.28128 | 356.0283 | 0.14126 | 0 | 0 | 0.28253 | 356.3158 | 0.14189 | 0 | 0 | 0.28377 | 356.6993 | 0.14272 | 0 | 0 | 0.28544 | 356.9869 | 0.14334 | 0 | 0 | 0.28668 | 357.1786 | 0.14376 | 0 | 0 | 0.28752 | 357.4662 | 0.14438 | 0 | 0 | 0.28876 | 357.6579 | 0.1448 | 0 | 0 | 0.2896 | 357.9455 | 0.14542 | 0 | 0 | 0.29084 | 358.2331 | 0.14605 | 0 | 0 | 0.29209 | 358.4248 | 0.14646 | 0 | 0 | 0.29292 | 358.7124 | 0.14709 | 0 | 0 | 0.29417 | 358.9999 | 0.14771 | 0 | 0 | 0.29542 | 359.0958 | 0.14792 | 0 | 0 | 0.29583 | 359.3834 | 0.14854 | 0 | 0 | 0.29708 | 359.671 | 0.14916 | 0 | 0 | 0.29833 | 359.8627 | 0.14958 | 0 | 0 | 0.29916 | 360.1503 | 0.1502 | 0 | 0 | 0.30041 | 360.342 | 0.15062 | 0 | 0 | 0.30124 | 360.5337 | 0.15104 | 0 | 0 | 0.30207
2017-03-26 06:00 | 314.6637 | 0.93789 |  | 330.4173 | 0.085713 | 0 | 0 | 0.17143 | 339.7023 | 0.10585 | 0 | 0 | 0.2117 | 347.2992 | 0.12233 | 0 | 0 | 0.24466 | 347.5806 | 0.12294 | 0 | 0 | 0.24588 | 347.7682 | 0.12335 | 0 | 0 | 0.24669 | 348.0495 | 0.12396 | 0 | 0 | 0.24791 | 348.3309 | 0.12457 | 0 | 0 | 0.24914 | 348.6123 | 0.12518 | 0 | 0 | 0.25036 | 348.9874 | 0.12599 | 0 | 0 | 0.25198 | 349.2688 | 0.1266 | 0 | 0 | 0.2532 | 349.4564 | 0.12701 | 0 | 0 | 0.25402 | 349.7377 | 0.12762 | 0 | 0 | 0.25524 | 349.9253 | 0.12803 | 0 | 0 | 0.25605 | 350.2067 | 0.12864 | 0 | 0 | 0.25727 | 350.488 | 0.12925 | 0 | 0 | 0.25849 | 350.6756 | 0.12965 | 0 | 0 | 0.25931 | 350.957 | 0.13026 | 0 | 0 | 0.26053 | 351.2383 | 0.13087 | 0 | 0 | 0.26175 | 351.3321 | 0.13108 | 0 | 0 | 0.26215 | 351.6135 | 0.13169 | 0 | 0 | 0.26338 | 351.8949 | 0.1323 | 0 | 0 | 0.2646 | 352.0824 | 0.1327 | 0 | 0 | 0.26541 | 352.3638 | 0.13331 | 0 | 0 | 0.26663 | 352.5514 | 0.13372 | 0 | 0 | 0.26744 | 352.739 | 0.13413 | 0 | 0 | 0.26826
2017-03-26 07:00 | 322.5549 | 0.96141 |  | 338.7036 | 0.10369 | 0 | 0 | 0.20737 | 348.2215 | 0.12433 | 0 | 0 | 0.24866 | 356.0089 | 0.14122 | 0 | 0 | 0.28244 | 356.2973 | 0.14185 | 0 | 0 | 0.28369 | 356.4896 | 0.14226 | 0 | 0 | 0.28453 | 356.778 | 0.14289 | 0 | 0 | 0.28578 | 357.0664 | 0.14351 | 0 | 0 | 0.28703 | 357.3549 | 0.14414 | 0 | 0 | 0.28828 | 357.7394 | 0.14497 | 0 | 0 | 0.28995 | 358.0278 | 0.1456 | 0 | 0 | 0.2912 | 358.2201 | 0.14602 | 0 | 0 | 0.29203 | 358.5085 | 0.14664 | 0 | 0 | 0.29329 | 358.7008 | 0.14706 | 0 | 0 | 0.29412 | 358.9892 | 0.14769 | 0 | 0 | 0.29537 | 359.2777 | 0.14831 | 0 | 0 | 0.29662 | 359.4699 | 0.14873 | 0 | 0 | 0.29746 | 359.7584 | 0.14935 | 0 | 0 | 0.29871 | 360.0468 | 0.14998 | 0 | 0 | 0.29996 | 360.1429 | 0.15019 | 0 | 0 | 0.30038 | 360.4314 | 0.15081 | 0 | 0 | 0.30163 | 360.7198 | 0.15144 | 0 | 0 | 0.30288 | 360.9121 | 0.15186 | 0 | 0 | 0.30371 | 361.2005 | 0.15248 | 0 | 0 | 0.30496 | 361.3928 | 0.1529 | 0 | 0 | 0.3058 | 361.585 | 0.15332 | 0 | 0 | 0.30663
2017-03-26 08:00 | 312.2251 | 0.93062 |  | 327.8565 | 0.080159 | 0 | 0 | 0.16032 | 337.0697 | 0.10014 | 0 | 0 | 0.20028 | 344.6077 | 0.11649 | 0 | 0 | 0.23298 | 344.8868 | 0.1171 | 0 | 0 | 0.23419 | 345.073 | 0.1175 | 0 | 0 | 0.235 | 345.3522 | 0.11811 | 0 | 0 | 0.23621 | 345.6313 | 0.11871 | 0 | 0 | 0.23742 | 345.9105 | 0.11932 | 0 | 0 | 0.23864 | 346.2828 | 0.12013 | 0 | 0 | 0.24025 | 346.562 | 0.12073 | 0 | 0 | 0.24146 | 346.7481 | 0.12113 | 0 | 0 | 0.24227 | 347.0273 | 0.12174 | 0 | 0 | 0.24348 | 347.2134 | 0.12214 | 0 | 0 | 0.24429 | 347.4926 | 0.12275 | 0 | 0 | 0.2455 | 347.7718 | 0.12335 | 0 | 0 | 0.24671 | 347.9579 | 0.12376 | 0 | 0 | 0.24752 | 348.2371 | 0.12436 | 0 | 0 | 0.24873 | 348.5163 | 0.12497 | 0 | 0 | 0.24994 | 348.6093 | 0.12517 | 0 | 0 | 0.25034 | 348.8885 | 0.12578 | 0 | 0 | 0.25155 | 349.1677 | 0.12638 | 0 | 0 | 0.25277 | 349.3538 | 0.12679 | 0 | 0 | 0.25357 | 349.633 | 0.12739 | 0 | 0 | 0.25478 | 349.8191 | 0.1278 | 0 | 0 | 0.25559 | 350.0052 | 0.1282 | 0 | 0 | 0.2564
2017-03-26 09:00 | 313.922 | 0.93568 |  | 329.6384 | 0.084024 | 0 | 0 | 0.16805 | 338.9016 | 0.10412 | 0 | 0 | 0.20823 | 346.4805 | 0.12055 | 0 | 0 | 0.24111 | 346.7612 | 0.12116 | 0 | 0 | 0.24233 | 346.9484 | 0.12157 | 0 | 0 | 0.24314 | 347.2291 | 0.12218 | 0 | 0 | 0.24436 | 347.5098 | 0.12279 | 0 | 0 | 0.24557 | 347.7905 | 0.1234 | 0 | 0 | 0.24679 | 348.1647 | 0.12421 | 0 | 0 | 0.24841 | 348.4454 | 0.12482 | 0 | 0 | 0.24963 | 348.6326 | 0.12522 | 0 | 0 | 0.25044 | 348.9133 | 0.12583 | 0 | 0 | 0.25166 | 349.1004 | 0.12624 | 0 | 0 | 0.25247 | 349.3811 | 0.12685 | 0 | 0 | 0.25369 | 349.6618 | 0.12745 | 0 | 0 | 0.25491 | 349.849 | 0.12786 | 0 | 0 | 0.25572 | 350.1297 | 0.12847 | 0 | 0 | 0.25694 | 350.4104 | 0.12908 | 0 | 0 | 0.25816 | 350.5039 | 0.12928 | 0 | 0 | 0.25856 | 350.7846 | 0.12989 | 0 | 0 | 0.25978 | 351.0653 | 0.1305 | 0 | 0 | 0.261 | 351.2525 | 0.1309 | 0 | 0 | 0.26181 | 351.5332 | 0.13151 | 0 | 0 | 0.26303 | 351.7203 | 0.13192 | 0 | 0 | 0.26384 | 351.9074 | 0.13233 | 0 | 0 | 0.26465
2017-03-26 10:00 | 309.1601 | 0.92148 |  | 324.6382 | 0.073178 | 0 | 0 | 0.14636 | 333.7608 | 0.092965 | 0 | 0 | 0.18593 | 341.2248 | 0.10915 | 0 | 0 | 0.21831 | 341.5013 | 0.10975 | 0 | 0 | 0.21951 | 341.6856 | 0.11015 | 0 | 0 | 0.22031 | 341.962 | 0.11075 | 0 | 0 | 0.22151 | 342.2385 | 0.11135 | 0 | 0 | 0.22271 | 342.5149 | 0.11195 | 0 | 0 | 0.22391 | 342.8835 | 0.11275 | 0 | 0 | 0.2255 | 343.1599 | 0.11335 | 0 | 0 | 0.2267 | 343.3442 | 0.11375 | 0 | 0 | 0.2275 | 343.6207 | 0.11435 | 0 | 0 | 0.2287 | 343.805 | 0.11475 | 0 | 0 | 0.2295 | 344.0814 | 0.11535 | 0 | 0 | 0.2307 | 344.3579 | 0.11595 | 0 | 0 | 0.2319 | 344.5422 | 0.11635 | 0 | 0 | 0.2327 | 344.8186 | 0.11695 | 0 | 0 | 0.2339 | 345.0951 | 0.11755 | 0 | 0 | 0.2351 | 345.1872 | 0.11775 | 0 | 0 | 0.2355 | 345.4637 | 0.11835 | 0 | 0 | 0.2367 | 345.7401 | 0.11895 | 0 | 0 | 0.2379 | 345.9244 | 0.11935 | 0 | 0 | 0.2387 | 346.2008 | 0.11995 | 0 | 0 | 0.2399 | 346.3851 | 0.12035 | 0 | 0 | 0.24069 | 346.5694 | 0.12075 | 0 | 0 | 0.24149
2017-03-26 11:00 | 314.7472 | 0.93813 |  | 330.5049 | 0.085903 | 0 | 0 | 0.17181 | 339.7925 | 0.10605 | 0 | 0 | 0.2121 | 347.3914 | 0.12253 | 0 | 0 | 0.24506 | 347.6728 | 0.12314 | 0 | 0 | 0.24628 | 347.8604 | 0.12355 | 0 | 0 | 0.24709 | 348.1419 | 0.12416 | 0 | 0 | 0.24832 | 348.4233 | 0.12477 | 0 | 0 | 0.24954 | 348.7047 | 0.12538 | 0 | 0 | 0.25076 | 349.08 | 0.12619 | 0 | 0 | 0.25238 | 349.3614 | 0.1268 | 0 | 0 | 0.25361 | 349.5491 | 0.12721 | 0 | 0 | 0.25442 | 349.8305 | 0.12782 | 0 | 0 | 0.25564 | 350.0181 | 0.12823 | 0 | 0 | 0.25645 | 350.2996 | 0.12884 | 0 | 0 | 0.25768 | 350.581 | 0.12945 | 0 | 0 | 0.2589 | 350.7686 | 0.12986 | 0 | 0 | 0.25971 | 351.0501 | 0.13047 | 0 | 0 | 0.26093 | 351.3315 | 0.13108 | 0 | 0 | 0.26215 | 351.4253 | 0.13128 | 0 | 0 | 0.26256 | 351.7068 | 0.13189 | 0 | 0 | 0.26378 | 351.9882 | 0.1325 | 0 | 0 | 0.265 | 352.1758 | 0.13291 | 0 | 0 | 0.26581 | 352.4573 | 0.13352 | 0 | 0 | 0.26704 | 352.6449 | 0.13392 | 0 | 0 | 0.26785 | 352.8325 | 0.13433 | 0 | 0 | 0.26866
2017-03-26 12:00 | 309.9516 | 0.92384 |  | 325.4693 | 0.074981 | 0 | 0 | 0.14996 | 334.6153 | 0.094819 | 0 | 0 | 0.18964 | 342.0984 | 0.11105 | 0 | 0 | 0.2221 | 342.3756 | 0.11165 | 0 | 0 | 0.2233 | 342.5604 | 0.11205 | 0 | 0 | 0.2241 | 342.8375 | 0.11265 | 0 | 0 | 0.2253 | 343.1147 | 0.11325 | 0 | 0 | 0.22651 | 343.3918 | 0.11385 | 0 | 0 | 0.22771 | 343.7613 | 0.11466 | 0 | 0 | 0.22931 | 344.0385 | 0.11526 | 0 | 0 | 0.23051 | 344.2233 | 0.11566 | 0 | 0 | 0.23132 | 344.5004 | 0.11626 | 0 | 0 | 0.23252 | 344.6852 | 0.11666 | 0 | 0 | 0.23332 | 344.9623 | 0.11726 | 0 | 0 | 0.23452 | 345.2395 | 0.11786 | 0 | 0 | 0.23572 | 345.4243 | 0.11826 | 0 | 0 | 0.23653 | 345.7014 | 0.11886 | 0 | 0 | 0.23773 | 345.9786 | 0.11947 | 0 | 0 | 0.23893 | 346.0709 | 0.11967 | 0 | 0 | 0.23933 | 346.3481 | 0.12027 | 0 | 0 | 0.24053 | 346.6253 | 0.12087 | 0 | 0 | 0.24174 | 346.81 | 0.12127 | 0 | 0 | 0.24254 | 347.0872 | 0.12187 | 0 | 0 | 0.24374 | 347.2719 | 0.12227 | 0 | 0 | 0.24454 | 347.4567 | 0.12267 | 0 | 0 | 0.24534
2017-03-26 13:00 | 309.0734 | 0.92122 |  | 324.547 | 0.07298 | 0 | 0 | 0.14596 | 333.6672 | 0.092762 | 0 | 0 | 0.18552 | 341.1291 | 0.10895 | 0 | 0 | 0.21789 | 341.4054 | 0.10955 | 0 | 0 | 0.21909 | 341.5897 | 0.10995 | 0 | 0 | 0.21989 | 341.866 | 0.11055 | 0 | 0 | 0.22109 | 342.1424 | 0.11114 | 0 | 0 | 0.22229 | 342.4188 | 0.11174 | 0 | 0 | 0.22349 | 342.7873 | 0.11254 | 0 | 0 | 0.22509 | 343.0636 | 0.11314 | 0 | 0 | 0.22629 | 343.2479 | 0.11354 | 0 | 0 | 0.22709 | 343.5242 | 0.11414 | 0 | 0 | 0.22828 | 343.7085 | 0.11454 | 0 | 0 | 0.22908 | 343.9849 | 0.11514 | 0 | 0 | 0.23028 | 344.2612 | 0.11574 | 0 | 0 | 0.23148 | 344.4455 | 0.11614 | 0 | 0 | 0.23228 | 344.7218 | 0.11674 | 0 | 0 | 0.23348 | 344.9982 | 0.11734 | 0 | 0 | 0.23468 | 345.0903 | 0.11754 | 0 | 0 | 0.23508 | 345.3667 | 0.11814 | 0 | 0 | 0.23628 | 345.6431 | 0.11874 | 0 | 0 | 0.23748 | 345.8273 | 0.11914 | 0 | 0 | 0.23827 | 346.1037 | 0.11974 | 0 | 0 | 0.23947 | 346.2879 | 0.12014 | 0 | 0 | 0.24027 | 346.4722 | 0.12054 | 0 | 0 | 0.24107
2017-03-26 14:00 | 301.3203 | 0.89811 |  | 316.4058 | 0.055322 | 0 | 0 | 0.11064 | 325.2971 | 0.074607 | 0 | 0 | 0.14921 | 332.5718 | 0.090386 | 0 | 0 | 0.18077 | 332.8413 | 0.090971 | 0 | 0 | 0.18194 | 333.0209 | 0.09136 | 0 | 0 | 0.18272 | 333.2903 | 0.091945 | 0 | 0 | 0.18389 | 333.5598 | 0.092529 | 0 | 0 | 0.18506 | 333.8292 | 0.093113 | 0 | 0 | 0.18623 | 334.1884 | 0.093893 | 0 | 0 | 0.18779 | 334.4579 | 0.094477 | 0 | 0 | 0.18895 | 334.6375 | 0.094867 | 0 | 0 | 0.18973 | 334.9069 | 0.095451 | 0 | 0 | 0.1909 | 335.0866 | 0.095841 | 0 | 0 | 0.19168 | 335.356 | 0.096425 | 0 | 0 | 0.19285 | 335.6254 | 0.097009 | 0 | 0 | 0.19402 | 335.805 | 0.097399 | 0 | 0 | 0.1948 | 336.0745 | 0.097983 | 0 | 0 | 0.19597 | 336.3439 | 0.098568 | 0 | 0 | 0.19714 | 336.4337 | 0.098763 | 0 | 0 | 0.19753 | 336.7032 | 0.099347 | 0 | 0 | 0.19869 | 336.9726 | 0.099931 | 0 | 0 | 0.19986 | 337.1522 | 0.10032 | 0 | 0 | 0.20064 | 337.4216 | 0.10091 | 0 | 0 | 0.20181 | 337.6013 | 0.1013 | 0 | 0 | 0.20259 | 337.7809 | 0.10168 | 0 | 0 | 0.20337
2017-03-26 15:00 | 298.8992 | 0.8909 |  | 313.8635 | 0.049808 | 0 | 0 | 0.099616 | 322.6834 | 0.068938 | 0 | 0 | 0.13788 | 329.8996 | 0.08459 | 0 | 0 | 0.16918 | 330.1669 | 0.08517 | 0 | 0 | 0.17034 | 330.3451 | 0.085556 | 0 | 0 | 0.17111 | 330.6124 | 0.086136 | 0 | 0 | 0.17227 | 330.8796 | 0.086716 | 0 | 0 | 0.17343 | 331.1469 | 0.087296 | 0 | 0 | 0.17459 | 331.5033 | 0.088068 | 0 | 0 | 0.17614 | 331.7705 | 0.088648 | 0 | 0 | 0.1773 | 331.9487 | 0.089035 | 0 | 0 | 0.17807 | 332.216 | 0.089614 | 0 | 0 | 0.17923 | 332.3942 | 0.090001 | 0 | 0 | 0.18 | 332.6614 | 0.090581 | 0 | 0 | 0.18116 | 332.9287 | 0.09116 | 0 | 0 | 0.18232 | 333.1069 | 0.091547 | 0 | 0 | 0.18309 | 333.3741 | 0.092126 | 0 | 0 | 0.18425 | 333.6414 | 0.092706 | 0 | 0 | 0.18541 | 333.7305 | 0.092899 | 0 | 0 | 0.1858 | 333.9978 | 0.093479 | 0 | 0 | 0.18696 | 334.265 | 0.094059 | 0 | 0 | 0.18812 | 334.4432 | 0.094445 | 0 | 0 | 0.18889 | 334.7105 | 0.095025 | 0 | 0 | 0.19005 | 334.8887 | 0.095411 | 0 | 0 | 0.19082 | 335.0669 | 0.095798 | 0 | 0 | 0.1916
2017-03-26 16:00 | 299.9162 | 0.89393 |  | 314.9314 | 0.052124 | 0 | 0 | 0.10425 | 323.7813 | 0.07132 | 0 | 0 | 0.14264 | 331.0221 | 0.087025 | 0 | 0 | 0.17405 | 331.2903 | 0.087607 | 0 | 0 | 0.17521 | 331.4691 | 0.087994 | 0 | 0 | 0.17599 | 331.7373 | 0.088576 | 0 | 0 | 0.17715 | 332.0055 | 0.089158 | 0 | 0 | 0.17832 | 332.2736 | 0.089739 | 0 | 0 | 0.17948 | 332.6312 | 0.090515 | 0 | 0 | 0.18103 | 332.8994 | 0.091097 | 0 | 0 | 0.18219 | 333.0782 | 0.091484 | 0 | 0 | 0.18297 | 333.3464 | 0.092066 | 0 | 0 | 0.18413 | 333.5251 | 0.092454 | 0 | 0 | 0.18491 | 333.7933 | 0.093036 | 0 | 0 | 0.18607 | 334.0615 | 0.093617 | 0 | 0 | 0.18723 | 334.2403 | 0.094005 | 0 | 0 | 0.18801 | 334.5085 | 0.094587 | 0 | 0 | 0.18917 | 334.7767 | 0.095168 | 0 | 0 | 0.19034 | 334.866 | 0.095362 | 0 | 0 | 0.19072 | 335.1342 | 0.095944 | 0 | 0 | 0.19189 | 335.4024 | 0.096526 | 0 | 0 | 0.19305 | 335.5812 | 0.096913 | 0 | 0 | 0.19383 | 335.8494 | 0.097495 | 0 | 0 | 0.19499 | 336.0282 | 0.097883 | 0 | 0 | 0.19577 | 336.2069 | 0.098271 | 0 | 0 | 0.19654
2017-03-26 17:00 | 300.5898 | 0.89594 |  | 315.6387 | 0.053658 | 0 | 0 | 0.10732 | 324.5085 | 0.072897 | 0 | 0 | 0.14579 | 331.7656 | 0.088637 | 0 | 0 | 0.17727 | 332.0344 | 0.08922 | 0 | 0 | 0.17844 | 332.2136 | 0.089609 | 0 | 0 | 0.17922 | 332.4823 | 0.090192 | 0 | 0 | 0.18038 | 332.7511 | 0.090775 | 0 | 0 | 0.18155 | 333.0199 | 0.091358 | 0 | 0 | 0.18272 | 333.3783 | 0.092135 | 0 | 0 | 0.18427 | 333.6471 | 0.092718 | 0 | 0 | 0.18544 | 333.8262 | 0.093107 | 0 | 0 | 0.18621 | 334.095 | 0.09369 | 0 | 0 | 0.18738 | 334.2742 | 0.094079 | 0 | 0 | 0.18816 | 334.543 | 0.094662 | 0 | 0 | 0.18932 | 334.8118 | 0.095245 | 0 | 0 | 0.19049 | 334.991 | 0.095633 | 0 | 0 | 0.19127 | 335.2597 | 0.096216 | 0 | 0 | 0.19243 | 335.5285 | 0.096799 | 0 | 0 | 0.1936 | 335.6181 | 0.096994 | 0 | 0 | 0.19399 | 335.8869 | 0.097577 | 0 | 0 | 0.19515 | 336.1557 | 0.09816 | 0 | 0 | 0.19632 | 336.3349 | 0.098548 | 0 | 0 | 0.1971 | 336.6036 | 0.099131 | 0 | 0 | 0.19826 | 336.7828 | 0.09952 | 0 | 0 | 0.19904 | 336.962 | 0.099909 | 0 | 0 | 0.19982
2017-03-26 18:00 | 299.7453 | 0.89342 |  | 314.7519 | 0.051735 | 0 | 0 | 0.10347 | 323.5968 | 0.070919 | 0 | 0 | 0.14184 | 330.8335 | 0.086616 | 0 | 0 | 0.17323 | 331.1015 | 0.087197 | 0 | 0 | 0.17439 | 331.2802 | 0.087585 | 0 | 0 | 0.17517 | 331.5482 | 0.088166 | 0 | 0 | 0.17633 | 331.8163 | 0.088747 | 0 | 0 | 0.17749 | 332.0843 | 0.089329 | 0 | 0 | 0.17866 | 332.4417 | 0.090104 | 0 | 0 | 0.18021 | 332.7097 | 0.090685 | 0 | 0 | 0.18137 | 332.8884 | 0.091073 | 0 | 0 | 0.18215 | 333.1564 | 0.091654 | 0 | 0 | 0.18331 | 333.3351 | 0.092042 | 0 | 0 | 0.18408 | 333.6031 | 0.092623 | 0 | 0 | 0.18525 | 333.8711 | 0.093204 | 0 | 0 | 0.18641 | 334.0498 | 0.093592 | 0 | 0 | 0.18718 | 334.3178 | 0.094173 | 0 | 0 | 0.18835 | 334.5859 | 0.094755 | 0 | 0 | 0.18951 | 334.6752 | 0.094948 | 0 | 0 | 0.1899 | 334.9432 | 0.09553 | 0 | 0 | 0.19106 | 335.2113 | 0.096111 | 0 | 0 | 0.19222 | 335.3899 | 0.096499 | 0 | 0 | 0.193 | 335.658 | 0.09708 | 0 | 0 | 0.19416 | 335.8367 | 0.097468 | 0 | 0 | 0.19494 | 336.0153 | 0.097855 | 0 | 0 | 0.19571
2017-03-26 19:00 | 290.3771 | 0.8655 |  | 304.9147 | 0.030398 | 0 | 0 | 0.060796 | 313.4831 | 0.048983 | 0 | 0 | 0.097966 | 320.4937 | 0.064189 | 0 | 0 | 0.12838 | 320.7533 | 0.064752 | 0 | 0 | 0.1295 | 320.9264 | 0.065127 | 0 | 0 | 0.13025 | 321.1861 | 0.06569 | 0 | 0 | 0.13138 | 321.4457 | 0.066254 | 0 | 0 | 0.13251 | 321.7054 | 0.066817 | 0 | 0 | 0.13363 | 322.0516 | 0.067568 | 0 | 0 | 0.13514 | 322.3112 | 0.068131 | 0 | 0 | 0.13626 | 322.4843 | 0.068506 | 0 | 0 | 0.13701 | 322.744 | 0.06907 | 0 | 0 | 0.13814 | 322.9171 | 0.069445 | 0 | 0 | 0.13889 | 323.1767 | 0.070008 | 0 | 0 | 0.14002 | 323.4364 | 0.070571 | 0 | 0 | 0.14114 | 323.6095 | 0.070947 | 0 | 0 | 0.14189 | 323.8691 | 0.07151 | 0 | 0 | 0.14302 | 324.1288 | 0.072073 | 0 | 0 | 0.14415 | 324.2153 | 0.072261 | 0 | 0 | 0.14452 | 324.475 | 0.072824 | 0 | 0 | 0.14565 | 324.7346 | 0.073387 | 0 | 0 | 0.14677 | 324.9077 | 0.073763 | 0 | 0 | 0.14753 | 325.1674 | 0.074326 | 0 | 0 | 0.14865 | 325.3405 | 0.074701 | 0 | 0 | 0.1494 | 325.5136 | 0.075077 | 0 | 0 | 0.15015
2017-03-26 20:00 | 295.8848 | 0.88191 |  | 310.6982 | 0.042942 | 0 | 0 | 0.085885 | 319.4292 | 0.06188 | 0 | 0 | 0.12376 | 326.5727 | 0.077374 | 0 | 0 | 0.15475 | 326.8372 | 0.077948 | 0 | 0 | 0.1559 | 327.0136 | 0.07833 | 0 | 0 | 0.15666 | 327.2782 | 0.078904 | 0 | 0 | 0.15781 | 327.5428 | 0.079478 | 0 | 0 | 0.15896 | 327.8073 | 0.080052 | 0 | 0 | 0.1601 | 328.1601 | 0.080817 | 0 | 0 | 0.16163 | 328.4247 | 0.081391 | 0 | 0 | 0.16278 | 328.6011 | 0.081774 | 0 | 0 | 0.16355 | 328.8656 | 0.082347 | 0 | 0 | 0.16469 | 329.042 | 0.08273 | 0 | 0 | 0.16546 | 329.3066 | 0.083304 | 0 | 0 | 0.16661 | 329.5712 | 0.083878 | 0 | 0 | 0.16776 | 329.7475 | 0.08426 | 0 | 0 | 0.16852 | 330.0121 | 0.084834 | 0 | 0 | 0.16967 | 330.2767 | 0.085408 | 0 | 0 | 0.17082 | 330.3649 | 0.085599 | 0 | 0 | 0.1712 | 330.6295 | 0.086173 | 0 | 0 | 0.17235 | 330.894 | 0.086747 | 0 | 0 | 0.17349 | 331.0704 | 0.08713 | 0 | 0 | 0.17426 | 331.335 | 0.087703 | 0 | 0 | 0.17541 | 331.5114 | 0.088086 | 0 | 0 | 0.17617 | 331.6878 | 0.088469 | 0 | 0 | 0.17694
2017-03-26 21:00 | 303.5413 | 0.90473 |  | 318.738 | 0.060381 | 0 | 0 | 0.12076 | 327.6949 | 0.079808 | 0 | 0 | 0.15962 | 335.0232 | 0.095703 | 0 | 0 | 0.19141 | 335.2946 | 0.096292 | 0 | 0 | 0.19258 | 335.4756 | 0.096684 | 0 | 0 | 0.19337 | 335.747 | 0.097273 | 0 | 0 | 0.19455 | 336.0184 | 0.097862 | 0 | 0 | 0.19572 | 336.2899 | 0.098451 | 0 | 0 | 0.1969 | 336.6517 | 0.099236 | 0 | 0 | 0.19847 | 336.9232 | 0.099824 | 0 | 0 | 0.19965 | 337.1041 | 0.10022 | 0 | 0 | 0.20043 | 337.3755 | 0.10081 | 0 | 0 | 0.20161 | 337.5565 | 0.1012 | 0 | 0 | 0.2024 | 337.8279 | 0.10179 | 0 | 0 | 0.20357 | 338.0993 | 0.10238 | 0 | 0 | 0.20475 | 338.2803 | 0.10277 | 0 | 0 | 0.20554 | 338.5517 | 0.10336 | 0 | 0 | 0.20671 | 338.8231 | 0.10395 | 0 | 0 | 0.20789 | 338.9136 | 0.10414 | 0 | 0 | 0.20828 | 339.185 | 0.10473 | 0 | 0 | 0.20946 | 339.4564 | 0.10532 | 0 | 0 | 0.21064 | 339.6374 | 0.10571 | 0 | 0 | 0.21142 | 339.9088 | 0.1063 | 0 | 0 | 0.2126 | 340.0897 | 0.10669 | 0 | 0 | 0.21339 | 340.2707 | 0.10709 | 0 | 0 | 0.21417
2017-03-26 22:00 | 301.9107 | 0.89987 |  | 317.0258 | 0.056667 | 0 | 0 | 0.11333 | 325.9346 | 0.07599 | 0 | 0 | 0.15198 | 333.2235 | 0.0918 | 0 | 0 | 0.1836 | 333.4935 | 0.092385 | 0 | 0 | 0.18477 | 333.6735 | 0.092776 | 0 | 0 | 0.18555 | 333.9434 | 0.093361 | 0 | 0 | 0.18672 | 334.2134 | 0.093947 | 0 | 0 | 0.18789 | 334.4834 | 0.094532 | 0 | 0 | 0.18906 | 334.8433 | 0.095313 | 0 | 0 | 0.19063 | 335.1133 | 0.095899 | 0 | 0 | 0.1918 | 335.2933 | 0.096289 | 0 | 0 | 0.19258 | 335.5632 | 0.096875 | 0 | 0 | 0.19375 | 335.7432 | 0.097265 | 0 | 0 | 0.19453 | 336.0132 | 0.09785 | 0 | 0 | 0.1957 | 336.2831 | 0.098436 | 0 | 0 | 0.19687 | 336.4631 | 0.098826 | 0 | 0 | 0.19765 | 336.7331 | 0.099412 | 0 | 0 | 0.19882 | 337.003 | 0.099997 | 0 | 0 | 0.19999 | 337.093 | 0.10019 | 0 | 0 | 0.20039 | 337.363 | 0.10078 | 0 | 0 | 0.20156 | 337.6329 | 0.10136 | 0 | 0 | 0.20273 | 337.8129 | 0.10175 | 0 | 0 | 0.20351 | 338.0829 | 0.10234 | 0 | 0 | 0.20468 | 338.2628 | 0.10273 | 0 | 0 | 0.20546 | 338.4428 | 0.10312 | 0 | 0 | 0.20624
2017-03-26 23:00 | 303.0776 | 0.90335 |  | 318.2511 | 0.059325 | 0 | 0 | 0.11865 | 327.1943 | 0.078722 | 0 | 0 | 0.15744 | 334.5115 | 0.094593 | 0 | 0 | 0.18919 | 334.7825 | 0.095181 | 0 | 0 | 0.19036 | 334.9631 | 0.095573 | 0 | 0 | 0.19115 | 335.2341 | 0.096161 | 0 | 0 | 0.19232 | 335.5051 | 0.096749 | 0 | 0 | 0.1935 | 335.7762 | 0.097336 | 0 | 0 | 0.19467 | 336.1375 | 0.09812 | 0 | 0 | 0.19624 | 336.4085 | 0.098708 | 0 | 0 | 0.19742 | 336.5892 | 0.0991 | 0 | 0 | 0.1982 | 336.8602 | 0.099688 | 0 | 0 | 0.19938 | 337.0408 | 0.10008 | 0 | 0 | 0.20016 | 337.3119 | 0.10067 | 0 | 0 | 0.20133 | 337.5829 | 0.10126 | 0 | 0 | 0.20251 | 337.7635 | 0.10165 | 0 | 0 | 0.20329 | 338.0345 | 0.10223 | 0 | 0 | 0.20447 | 338.3055 | 0.10282 | 0 | 0 | 0.20565 | 338.3959 | 0.10302 | 0 | 0 | 0.20604 | 338.6669 | 0.10361 | 0 | 0 | 0.20721 | 338.9379 | 0.10419 | 0 | 0 | 0.20839 | 339.1186 | 0.10459 | 0 | 0 | 0.20917 | 339.3896 | 0.10517 | 0 | 0 | 0.21035 | 339.5702 | 0.10557 | 0 | 0 | 0.21113 | 339.7509 | 0.10596 | 0 | 0 | 0.21192
2017-03-27 | 309.8557 | 0.92356 |  | 325.3685 | 0.074762 | 0 | 0 | 0.14952 | 334.5117 | 0.094594 | 0 | 0 | 0.18919 | 341.9925 | 0.11082 | 0 | 0 | 0.22164 | 342.2696 | 0.11142 | 0 | 0 | 0.22284 | 342.4543 | 0.11182 | 0 | 0 | 0.22364 | 342.7314 | 0.11242 | 0 | 0 | 0.22484 | 343.0085 | 0.11302 | 0 | 0 | 0.22605 | 343.2855 | 0.11362 | 0 | 0 | 0.22725 | 343.6549 | 0.11443 | 0 | 0 | 0.22885 | 343.932 | 0.11503 | 0 | 0 | 0.23005 | 344.1167 | 0.11543 | 0 | 0 | 0.23085 | 344.3938 | 0.11603 | 0 | 0 | 0.23206 | 344.5785 | 0.11643 | 0 | 0 | 0.23286 | 344.8556 | 0.11703 | 0 | 0 | 0.23406 | 345.1326 | 0.11763 | 0 | 0 | 0.23526 | 345.3173 | 0.11803 | 0 | 0 | 0.23606 | 345.5944 | 0.11863 | 0 | 0 | 0.23726 | 345.8715 | 0.11923 | 0 | 0 | 0.23847 | 345.9638 | 0.11943 | 0 | 0 | 0.23887 | 346.2409 | 0.12003 | 0 | 0 | 0.24007 | 346.518 | 0.12064 | 0 | 0 | 0.24127 | 346.7027 | 0.12104 | 0 | 0 | 0.24207 | 346.9797 | 0.12164 | 0 | 0 | 0.24327 | 347.1645 | 0.12204 | 0 | 0 | 0.24408 | 347.3492 | 0.12244 | 0 | 0 | 0.24488
2017-03-27 01:00 | 306.6095 | 0.91388 |  | 321.9598 | 0.067369 | 0 | 0 | 0.13474 | 331.0073 | 0.086993 | 0 | 0 | 0.17399 | 338.4097 | 0.10305 | 0 | 0 | 0.2061 | 338.6838 | 0.10364 | 0 | 0 | 0.20729 | 338.8666 | 0.10404 | 0 | 0 | 0.20808 | 339.1408 | 0.10463 | 0 | 0 | 0.20927 | 339.4149 | 0.10523 | 0 | 0 | 0.21046 | 339.6891 | 0.10582 | 0 | 0 | 0.21165 | 340.0547 | 0.10662 | 0 | 0 | 0.21323 | 340.3288 | 0.10721 | 0 | 0 | 0.21442 | 340.5116 | 0.10761 | 0 | 0 | 0.21522 | 340.7858 | 0.1082 | 0 | 0 | 0.2164 | 340.9685 | 0.1086 | 0 | 0 | 0.2172 | 341.2427 | 0.10919 | 0 | 0 | 0.21839 | 341.5169 | 0.10979 | 0 | 0 | 0.21958 | 341.6996 | 0.11018 | 0 | 0 | 0.22037 | 341.9738 | 0.11078 | 0 | 0 | 0.22156 | 342.248 | 0.11137 | 0 | 0 | 0.22275 | 342.3394 | 0.11157 | 0 | 0 | 0.22314 | 342.6135 | 0.11217 | 0 | 0 | 0.22433 | 342.8877 | 0.11276 | 0 | 0 | 0.22552 | 343.0705 | 0.11316 | 0 | 0 | 0.22632 | 343.3446 | 0.11375 | 0 | 0 | 0.2275 | 343.5274 | 0.11415 | 0 | 0 | 0.2283 | 343.7102 | 0.11455 | 0 | 0 | 0.22909
2017-03-27 02:00 | 310.8247 | 0.92644 |  | 326.386 | 0.076969 | 0 | 0 | 0.15394 | 335.5578 | 0.096863 | 0 | 0 | 0.19373 | 343.062 | 0.11314 | 0 | 0 | 0.22628 | 343.34 | 0.11374 | 0 | 0 | 0.22748 | 343.5252 | 0.11414 | 0 | 0 | 0.22829 | 343.8032 | 0.11475 | 0 | 0 | 0.22949 | 344.0811 | 0.11535 | 0 | 0 | 0.2307 | 344.359 | 0.11595 | 0 | 0 | 0.23191 | 344.7296 | 0.11676 | 0 | 0 | 0.23351 | 345.0076 | 0.11736 | 0 | 0 | 0.23472 | 345.1928 | 0.11776 | 0 | 0 | 0.23552 | 345.4708 | 0.11836 | 0 | 0 | 0.23673 | 345.6561 | 0.11877 | 0 | 0 | 0.23753 | 345.934 | 0.11937 | 0 | 0 | 0.23874 | 346.2119 | 0.11997 | 0 | 0 | 0.23994 | 346.3972 | 0.12037 | 0 | 0 | 0.24075 | 346.6751 | 0.12098 | 0 | 0 | 0.24195 | 346.9531 | 0.12158 | 0 | 0 | 0.24316 | 347.0457 | 0.12178 | 0 | 0 | 0.24356 | 347.3237 | 0.12238 | 0 | 0 | 0.24477 | 347.6016 | 0.12299 | 0 | 0 | 0.24597 | 347.7869 | 0.12339 | 0 | 0 | 0.24678 | 348.0648 | 0.12399 | 0 | 0 | 0.24798 | 348.2501 | 0.12439 | 0 | 0 | 0.24878 | 348.4354 | 0.12479 | 0 | 0 | 0.24959
2017-03-27 03:00 | 311.0662 | 0.92716 |  | 326.6397 | 0.077519 | 0 | 0 | 0.15504 | 335.8186 | 0.097428 | 0 | 0 | 0.19486 | 343.3286 | 0.11372 | 0 | 0 | 0.22744 | 343.6068 | 0.11432 | 0 | 0 | 0.22864 | 343.7922 | 0.11472 | 0 | 0 | 0.22945 | 344.0704 | 0.11533 | 0 | 0 | 0.23065 | 344.3485 | 0.11593 | 0 | 0 | 0.23186 | 344.6267 | 0.11653 | 0 | 0 | 0.23307 | 344.9975 | 0.11734 | 0 | 0 | 0.23468 | 345.2757 | 0.11794 | 0 | 0 | 0.23588 | 345.4611 | 0.11834 | 0 | 0 | 0.23669 | 345.7393 | 0.11895 | 0 | 0 | 0.23789 | 345.9247 | 0.11935 | 0 | 0 | 0.2387 | 346.2028 | 0.11995 | 0 | 0 | 0.2399 | 346.481 | 0.12056 | 0 | 0 | 0.24111 | 346.6664 | 0.12096 | 0 | 0 | 0.24191 | 346.9446 | 0.12156 | 0 | 0 | 0.24312 | 347.2227 | 0.12216 | 0 | 0 | 0.24433 | 347.3154 | 0.12237 | 0 | 0 | 0.24473 | 347.5936 | 0.12297 | 0 | 0 | 0.24594 | 347.8717 | 0.12357 | 0 | 0 | 0.24714 | 348.0572 | 0.12397 | 0 | 0 | 0.24795 | 348.3353 | 0.12458 | 0 | 0 | 0.24915 | 348.5208 | 0.12498 | 0 | 0 | 0.24996 | 348.7062 | 0.12538 | 0 | 0 | 0.25076
2017-03-27 04:00 | 308.9122 | 0.92074 |  | 324.3778 | 0.072613 | 0 | 0 | 0.14523 | 333.4931 | 0.092385 | 0 | 0 | 0.18477 | 340.9512 | 0.10856 | 0 | 0 | 0.21712 | 341.2274 | 0.10916 | 0 | 0 | 0.21832 | 341.4115 | 0.10956 | 0 | 0 | 0.21912 | 341.6878 | 0.11016 | 0 | 0 | 0.22032 | 341.964 | 0.11076 | 0 | 0 | 0.22152 | 342.2402 | 0.11136 | 0 | 0 | 0.22271 | 342.6085 | 0.11216 | 0 | 0 | 0.22431 | 342.8847 | 0.11275 | 0 | 0 | 0.22551 | 343.0689 | 0.11315 | 0 | 0 | 0.22631 | 343.3451 | 0.11375 | 0 | 0 | 0.22751 | 343.5292 | 0.11415 | 0 | 0 | 0.22831 | 343.8055 | 0.11475 | 0 | 0 | 0.2295 | 344.0817 | 0.11535 | 0 | 0 | 0.2307 | 344.2658 | 0.11575 | 0 | 0 | 0.2315 | 344.5421 | 0.11635 | 0 | 0 | 0.2327 | 344.8183 | 0.11695 | 0 | 0 | 0.2339 | 344.9104 | 0.11715 | 0 | 0 | 0.2343 | 345.1866 | 0.11775 | 0 | 0 | 0.2355 | 345.4628 | 0.11835 | 0 | 0 | 0.23669 | 345.6469 | 0.11875 | 0 | 0 | 0.23749 | 345.9232 | 0.11935 | 0 | 0 | 0.23869 | 346.1073 | 0.11974 | 0 | 0 | 0.23949 | 346.2915 | 0.12014 | 0 | 0 | 0.24029
2017-03-27 05:00 | 302.3776 | 0.90127 |  | 317.516 | 0.05773 | 0 | 0 | 0.11546 | 326.4385 | 0.077083 | 0 | 0 | 0.15417 | 333.7388 | 0.092917 | 0 | 0 | 0.18583 | 334.0092 | 0.093504 | 0 | 0 | 0.18701 | 334.1894 | 0.093895 | 0 | 0 | 0.18779 | 334.4598 | 0.094481 | 0 | 0 | 0.18896 | 334.7302 | 0.095068 | 0 | 0 | 0.19014 | 335.0006 | 0.095654 | 0 | 0 | 0.19131 | 335.3611 | 0.096436 | 0 | 0 | 0.19287 | 335.6315 | 0.097023 | 0 | 0 | 0.19405 | 335.8117 | 0.097414 | 0 | 0 | 0.19483 | 336.0821 | 0.098 | 0 | 0 | 0.196 | 336.2623 | 0.098391 | 0 | 0 | 0.19678 | 336.5327 | 0.098977 | 0 | 0 | 0.19795 | 336.8031 | 0.099564 | 0 | 0 | 0.19913 | 336.9834 | 0.099955 | 0 | 0 | 0.19991 | 337.2537 | 0.10054 | 0 | 0 | 0.20108 | 337.5241 | 0.10113 | 0 | 0 | 0.20226 | 337.6142 | 0.10132 | 0 | 0 | 0.20265 | 337.8846 | 0.10191 | 0 | 0 | 0.20382 | 338.155 | 0.1025 | 0 | 0 | 0.20499 | 338.3353 | 0.10289 | 0 | 0 | 0.20577 | 338.6056 | 0.10347 | 0 | 0 | 0.20695 | 338.7859 | 0.10386 | 0 | 0 | 0.20773 | 338.9661 | 0.10426 | 0 | 0 | 0.20851
2017-03-27 06:00 | 307.5189 | 0.91659 |  | 322.9147 | 0.06944 | 0 | 0 | 0.13888 | 331.9889 | 0.089122 | 0 | 0 | 0.17824 | 339.4133 | 0.10523 | 0 | 0 | 0.21045 | 339.6883 | 0.10582 | 0 | 0 | 0.21164 | 339.8716 | 0.10622 | 0 | 0 | 0.21244 | 340.1466 | 0.10682 | 0 | 0 | 0.21363 | 340.4216 | 0.10741 | 0 | 0 | 0.21482 | 340.6966 | 0.10801 | 0 | 0 | 0.21602 | 341.0632 | 0.1088 | 0 | 0 | 0.21761 | 341.3382 | 0.1094 | 0 | 0 | 0.2188 | 341.5215 | 0.1098 | 0 | 0 | 0.2196 | 341.7965 | 0.11039 | 0 | 0 | 0.22079 | 341.9798 | 0.11079 | 0 | 0 | 0.22158 | 342.2548 | 0.11139 | 0 | 0 | 0.22278 | 342.5297 | 0.11198 | 0 | 0 | 0.22397 | 342.7131 | 0.11238 | 0 | 0 | 0.22477 | 342.988 | 0.11298 | 0 | 0 | 0.22596 | 343.263 | 0.11358 | 0 | 0 | 0.22715 | 343.3547 | 0.11377 | 0 | 0 | 0.22755 | 343.6296 | 0.11437 | 0 | 0 | 0.22874 | 343.9046 | 0.11497 | 0 | 0 | 0.22993 | 344.0879 | 0.11536 | 0 | 0 | 0.23073 | 344.3629 | 0.11596 | 0 | 0 | 0.23192 | 344.5462 | 0.11636 | 0 | 0 | 0.23272 | 344.7296 | 0.11676 | 0 | 0 | 0.23351
2017-03-27 07:00 | 306.8901 | 0.91472 |  | 322.2545 | 0.068008 | 0 | 0 | 0.13602 | 331.3102 | 0.08765 | 0 | 0 | 0.1753 | 338.7194 | 0.10372 | 0 | 0 | 0.20744 | 338.9938 | 0.10432 | 0 | 0 | 0.20863 | 339.1767 | 0.10471 | 0 | 0 | 0.20942 | 339.4511 | 0.10531 | 0 | 0 | 0.21061 | 339.7256 | 0.1059 | 0 | 0 | 0.21181 | 340 | 0.1065 | 0 | 0 | 0.213 | 340.3659 | 0.10729 | 0 | 0 | 0.21458 | 340.6403 | 0.10789 | 0 | 0 | 0.21577 | 340.8232 | 0.10828 | 0 | 0 | 0.21657 | 341.0976 | 0.10888 | 0 | 0 | 0.21776 | 341.2806 | 0.10928 | 0 | 0 | 0.21855 | 341.555 | 0.10987 | 0 | 0 | 0.21974 | 341.8294 | 0.11047 | 0 | 0 | 0.22093 | 342.0123 | 0.11086 | 0 | 0 | 0.22173 | 342.2868 | 0.11146 | 0 | 0 | 0.22292 | 342.5612 | 0.11205 | 0 | 0 | 0.22411 | 342.6526 | 0.11225 | 0 | 0 | 0.2245 | 342.9271 | 0.11285 | 0 | 0 | 0.22569 | 343.2015 | 0.11344 | 0 | 0 | 0.22688 | 343.3844 | 0.11384 | 0 | 0 | 0.22768 | 343.6588 | 0.11443 | 0 | 0 | 0.22887 | 343.8418 | 0.11483 | 0 | 0 | 0.22966 | 344.0247 | 0.11523 | 0 | 0 | 0.23046
2017-03-27 08:00 | 303.8104 | 0.90554 |  | 319.0206 | 0.060994 | 0 | 0 | 0.12199 | 327.9854 | 0.080438 | 0 | 0 | 0.16088 | 335.3203 | 0.096348 | 0 | 0 | 0.1927 | 335.5919 | 0.096937 | 0 | 0 | 0.19387 | 335.773 | 0.09733 | 0 | 0 | 0.19466 | 336.0447 | 0.097919 | 0 | 0 | 0.19584 | 336.3163 | 0.098508 | 0 | 0 | 0.19702 | 336.588 | 0.099097 | 0 | 0 | 0.19819 | 336.9502 | 0.099883 | 0 | 0 | 0.19977 | 337.2219 | 0.10047 | 0 | 0 | 0.20094 | 337.403 | 0.10086 | 0 | 0 | 0.20173 | 337.6747 | 0.10145 | 0 | 0 | 0.20291 | 337.8558 | 0.10185 | 0 | 0 | 0.20369 | 338.1274 | 0.10244 | 0 | 0 | 0.20487 | 338.3991 | 0.10303 | 0 | 0 | 0.20605 | 338.5802 | 0.10342 | 0 | 0 | 0.20684 | 338.8518 | 0.10401 | 0 | 0 | 0.20802 | 339.1235 | 0.1046 | 0 | 0 | 0.20919 | 339.2141 | 0.10479 | 0 | 0 | 0.20959 | 339.4857 | 0.10538 | 0 | 0 | 0.21076 | 339.7574 | 0.10597 | 0 | 0 | 0.21194 | 339.9385 | 0.10636 | 0 | 0 | 0.21273 | 340.2102 | 0.10695 | 0 | 0 | 0.21391 | 340.3913 | 0.10735 | 0 | 0 | 0.21469 | 340.5724 | 0.10774 | 0 | 0 | 0.21548
2017-03-27 09:00 | 294.4993 | 0.87778 |  | 309.2434 | 0.039787 | 0 | 0 | 0.079573 | 317.9334 | 0.058635 | 0 | 0 | 0.11727 | 325.0435 | 0.074057 | 0 | 0 | 0.14811 | 325.3068 | 0.074628 | 0 | 0 | 0.14926 | 325.4824 | 0.075009 | 0 | 0 | 0.15002 | 325.7457 | 0.07558 | 0 | 0 | 0.15116 | 326.009 | 0.076151 | 0 | 0 | 0.1523 | 326.2724 | 0.076723 | 0 | 0 | 0.15345 | 326.6235 | 0.077484 | 0 | 0 | 0.15497 | 326.8868 | 0.078055 | 0 | 0 | 0.15611 | 327.0624 | 0.078436 | 0 | 0 | 0.15687 | 327.3257 | 0.079007 | 0 | 0 | 0.15801 | 327.5013 | 0.079388 | 0 | 0 | 0.15878 | 327.7646 | 0.079959 | 0 | 0 | 0.15992 | 328.0279 | 0.08053 | 0 | 0 | 0.16106 | 328.2035 | 0.080911 | 0 | 0 | 0.16182 | 328.4668 | 0.081482 | 0 | 0 | 0.16296 | 328.7302 | 0.082054 | 0 | 0 | 0.16411 | 328.8179 | 0.082244 | 0 | 0 | 0.16449 | 329.0813 | 0.082815 | 0 | 0 | 0.16563 | 329.3446 | 0.083386 | 0 | 0 | 0.16677 | 329.5202 | 0.083767 | 0 | 0 | 0.16753 | 329.7835 | 0.084338 | 0 | 0 | 0.16868 | 329.9591 | 0.084719 | 0 | 0 | 0.16944 | 330.1346 | 0.0851 | 0 | 0 | 0.1702
2017-03-27 10:00 | 294.7752 | 0.87861 |  | 309.533 | 0.040415 | 0 | 0 | 0.08083 | 318.2312 | 0.059281 | 0 | 0 | 0.11856 | 325.348 | 0.074718 | 0 | 0 | 0.14944 | 325.6115 | 0.075289 | 0 | 0 | 0.15058 | 325.7873 | 0.07567 | 0 | 0 | 0.15134 | 326.0508 | 0.076242 | 0 | 0 | 0.15248 | 326.3144 | 0.076814 | 0 | 0 | 0.15363 | 326.578 | 0.077386 | 0 | 0 | 0.15477 | 326.9294 | 0.078148 | 0 | 0 | 0.1563 | 327.193 | 0.07872 | 0 | 0 | 0.15744 | 327.3687 | 0.079101 | 0 | 0 | 0.1582 | 327.6323 | 0.079672 | 0 | 0 | 0.15934 | 327.8081 | 0.080054 | 0 | 0 | 0.16011 | 328.0716 | 0.080625 | 0 | 0 | 0.16125 | 328.3352 | 0.081197 | 0 | 0 | 0.16239 | 328.5109 | 0.081578 | 0 | 0 | 0.16316 | 328.7745 | 0.08215 | 0 | 0 | 0.1643 | 329.0381 | 0.082722 | 0 | 0 | 0.16544 | 329.126 | 0.082912 | 0 | 0 | 0.16582 | 329.3895 | 0.083484 | 0 | 0 | 0.16697 | 329.6531 | 0.084056 | 0 | 0 | 0.16811 | 329.8288 | 0.084437 | 0 | 0 | 0.16887 | 330.0924 | 0.085008 | 0 | 0 | 0.17002 | 330.2682 | 0.08539 | 0 | 0 | 0.17078 | 330.4439 | 0.085771 | 0 | 0 | 0.17154
2017-03-27 11:00 | 269.7361 | 0.80397 |  | 283.2404 | 0 | 0 | 0 | 0 | 291.1997 | 0.00065013 | 0 | 0 | 0.0013003 | 297.7119 | 0.014775 | 0 | 0 | 0.02955 | 297.9531 | 0.015298 | 0 | 0 | 0.030596 | 298.1139 | 0.015647 | 0 | 0 | 0.031294 | 298.3551 | 0.01617 | 0 | 0 | 0.03234 | 298.5963 | 0.016693 | 0 | 0 | 0.033387 | 298.8375 | 0.017216 | 0 | 0 | 0.034433 | 299.1591 | 0.017914 | 0 | 0 | 0.035828 | 299.4003 | 0.018437 | 0 | 0 | 0.036874 | 299.5611 | 0.018786 | 0 | 0 | 0.037572 | 299.8023 | 0.019309 | 0 | 0 | 0.038618 | 299.9631 | 0.019658 | 0 | 0 | 0.039316 | 300.2043 | 0.020181 | 0 | 0 | 0.040362 | 300.4454 | 0.020704 | 0 | 0 | 0.041408 | 300.6062 | 0.021053 | 0 | 0 | 0.042106 | 300.8474 | 0.021576 | 0 | 0 | 0.043152 | 301.0886 | 0.022099 | 0 | 0 | 0.044198 | 301.169 | 0.022274 | 0 | 0 | 0.044547 | 301.4102 | 0.022797 | 0 | 0 | 0.045593 | 301.6514 | 0.02332 | 0 | 0 | 0.04664 | 301.8122 | 0.023669 | 0 | 0 | 0.047337 | 302.0534 | 0.024192 | 0 | 0 | 0.048383 | 302.2142 | 0.02454 | 0 | 0 | 0.049081 | 302.375 | 0.024889 | 0 | 0 | 0.049778
2017-03-27 12:00 | 287.7627 | 0.8577 |  | 302.1694 | 0.024443 | 0 | 0 | 0.048887 | 310.6607 | 0.042861 | 0 | 0 | 0.085722 | 317.6081 | 0.05793 | 0 | 0 | 0.11586 | 317.8654 | 0.058488 | 0 | 0 | 0.11698 | 318.037 | 0.05886 | 0 | 0 | 0.11772 | 318.2943 | 0.059418 | 0 | 0 | 0.11884 | 318.5516 | 0.059976 | 0 | 0 | 0.11995 | 318.8089 | 0.060534 | 0 | 0 | 0.12107 | 319.152 | 0.061279 | 0 | 0 | 0.12256 | 319.4093 | 0.061837 | 0 | 0 | 0.12367 | 319.5809 | 0.062209 | 0 | 0 | 0.12442 | 319.8382 | 0.062767 | 0 | 0 | 0.12553 | 320.0097 | 0.063139 | 0 | 0 | 0.12628 | 320.267 | 0.063697 | 0 | 0 | 0.12739 | 320.5243 | 0.064255 | 0 | 0 | 0.12851 | 320.6959 | 0.064627 | 0 | 0 | 0.12925 | 320.9532 | 0.065185 | 0 | 0 | 0.13037 | 321.2105 | 0.065743 | 0 | 0 | 0.13149 | 321.2963 | 0.06593 | 0 | 0 | 0.13186 | 321.5536 | 0.066488 | 0 | 0 | 0.13298 | 321.8109 | 0.067046 | 0 | 0 | 0.13409 | 321.9824 | 0.067418 | 0 | 0 | 0.13484 | 322.2397 | 0.067976 | 0 | 0 | 0.13595 | 322.4113 | 0.068348 | 0 | 0 | 0.1367 | 322.5828 | 0.06872 | 0 | 0 | 0.13744
2017-03-27 13:00 | 251.1968 | 0.74872 |  | 263.7729 | 0 | 0 | 0 | 0 | 271.1852 | 0 | 0 | 0 | 0 | 277.2498 | 0 | 0 | 0 | 0 | 277.4744 | 0 | 0 | 0 | 0 | 277.6242 | 0 | 0 | 0 | 0 | 277.8488 | 0 | 0 | 0 | 0 | 278.0734 | 0 | 0 | 0 | 0 | 278.298 | 0 | 0 | 0 | 0 | 278.5975 | 0 | 0 | 0 | 0 | 278.8221 | 0 | 0 | 0 | 0 | 278.9719 | 0 | 0 | 0 | 0 | 279.1965 | 0 | 0 | 0 | 0 | 279.3462 | 0 | 0 | 0 | 0 | 279.5709 | 0 | 0 | 0 | 0 | 279.7955 | 0 | 0 | 0 | 0 | 279.9452 | 0 | 0 | 0 | 0 | 280.1698 | 0 | 0 | 0 | 0 | 280.3944 | 0 | 0 | 0 | 0 | 280.4693 | 0 | 0 | 0 | 0 | 280.6939 | 0 | 0 | 0 | 0 | 280.9185 | 0 | 0 | 0 | 0 | 281.0683 | 0 | 0 | 0 | 0 | 281.2929 | 0 | 0 | 0 | 0 | 281.4426 | 0 | 0 | 0 | 0 | 281.5924 | 0 | 0 | 0 | 0
2017-03-27 14:00 | 271.6037 | 0.80954 |  | 285.2015 | 0 | 0 | 0 | 0 | 293.2159 | 0.0050233 | 0 | 0 | 0.010047 | 299.7732 | 0.019246 | 0 | 0 | 0.038492 | 300.0161 | 0.019773 | 0 | 0 | 0.039546 | 300.178 | 0.020124 | 0 | 0 | 0.040248 | 300.4209 | 0.020651 | 0 | 0 | 0.041301 | 300.6637 | 0.021178 | 0 | 0 | 0.042355 | 300.9066 | 0.021704 | 0 | 0 | 0.043409 | 301.2304 | 0.022407 | 0 | 0 | 0.044813 | 301.4733 | 0.022933 | 0 | 0 | 0.045867 | 301.6352 | 0.023285 | 0 | 0 | 0.046569 | 301.878 | 0.023811 | 0 | 0 | 0.047623 | 302.0399 | 0.024163 | 0 | 0 | 0.048325 | 302.2828 | 0.024689 | 0 | 0 | 0.049379 | 302.5257 | 0.025216 | 0 | 0 | 0.050432 | 302.6876 | 0.025567 | 0 | 0 | 0.051135 | 302.9304 | 0.026094 | 0 | 0 | 0.052188 | 303.1733 | 0.026621 | 0 | 0 | 0.053242 | 303.2543 | 0.026796 | 0 | 0 | 0.053593 | 303.4971 | 0.027323 | 0 | 0 | 0.054646 | 303.74 | 0.02785 | 0 | 0 | 0.0557 | 303.9019 | 0.028201 | 0 | 0 | 0.056402 | 304.1448 | 0.028728 | 0 | 0 | 0.057456 | 304.3067 | 0.029079 | 0 | 0 | 0.058158 | 304.4686 | 0.02943 | 0 | 0 | 0.05886
2017-03-27 15:00 | 285.8577 | 0.85203 |  | 300.1691 | 0.020105 | 0 | 0 | 0.04021 | 308.6042 | 0.0384 | 0 | 0 | 0.076801 | 315.5056 | 0.05337 | 0 | 0 | 0.10674 | 315.7612 | 0.053924 | 0 | 0 | 0.10785 | 315.9316 | 0.054294 | 0 | 0 | 0.10859 | 316.1872 | 0.054848 | 0 | 0 | 0.1097 | 316.4429 | 0.055402 | 0 | 0 | 0.1108 | 316.6985 | 0.055957 | 0 | 0 | 0.11191 | 317.0393 | 0.056696 | 0 | 0 | 0.11339 | 317.2949 | 0.057251 | 0 | 0 | 0.1145 | 317.4653 | 0.05762 | 0 | 0 | 0.11524 | 317.7209 | 0.058175 | 0 | 0 | 0.11635 | 317.8913 | 0.058544 | 0 | 0 | 0.11709 | 318.1469 | 0.059099 | 0 | 0 | 0.1182 | 318.4025 | 0.059653 | 0 | 0 | 0.11931 | 318.5729 | 0.060023 | 0 | 0 | 0.12005 | 318.8285 | 0.060577 | 0 | 0 | 0.12115 | 319.0841 | 0.061131 | 0 | 0 | 0.12226 | 319.1693 | 0.061316 | 0 | 0 | 0.12263 | 319.425 | 0.061871 | 0 | 0 | 0.12374 | 319.6806 | 0.062425 | 0 | 0 | 0.12485 | 319.851 | 0.062795 | 0 | 0 | 0.12559 | 320.1066 | 0.063349 | 0 | 0 | 0.1267 | 320.277 | 0.063719 | 0 | 0 | 0.12744 | 320.4474 | 0.064088 | 0 | 0 | 0.12818
2017-03-27 16:00 | 281.2042 | 0.83816 |  | 295.2826 | 0.0095059 | 0 | 0 | 0.019012 | 303.5804 | 0.027504 | 0 | 0 | 0.055007 | 310.3694 | 0.042229 | 0 | 0 | 0.084458 | 310.6209 | 0.042775 | 0 | 0 | 0.085549 | 310.7885 | 0.043138 | 0 | 0 | 0.086276 | 311.04 | 0.043684 | 0 | 0 | 0.087367 | 311.2914 | 0.044229 | 0 | 0 | 0.088458 | 311.5429 | 0.044774 | 0 | 0 | 0.089549 | 311.8781 | 0.045502 | 0 | 0 | 0.091003 | 312.1296 | 0.046047 | 0 | 0 | 0.092094 | 312.2972 | 0.046411 | 0 | 0 | 0.092821 | 312.5486 | 0.046956 | 0 | 0 | 0.093912 | 312.7163 | 0.047319 | 0 | 0 | 0.094639 | 312.9677 | 0.047865 | 0 | 0 | 0.09573 | 313.2192 | 0.04841 | 0 | 0 | 0.096821 | 313.3868 | 0.048774 | 0 | 0 | 0.097548 | 313.6382 | 0.049319 | 0 | 0 | 0.098639 | 313.8897 | 0.049865 | 0 | 0 | 0.099729 | 313.9735 | 0.050046 | 0 | 0 | 0.10009 | 314.225 | 0.050592 | 0 | 0 | 0.10118 | 314.4764 | 0.051137 | 0 | 0 | 0.10227 | 314.644 | 0.051501 | 0 | 0 | 0.103 | 314.8955 | 0.052046 | 0 | 0 | 0.10409 | 315.0631 | 0.05241 | 0 | 0 | 0.10482 | 315.2307 | 0.052773 | 0 | 0 | 0.10555
2017-03-27 17:00 | 288.4324 | 0.8597 |  | 302.8726 | 0.025969 | 0 | 0 | 0.051937 | 311.3837 | 0.044429 | 0 | 0 | 0.088858 | 318.3473 | 0.059533 | 0 | 0 | 0.11907 | 318.6052 | 0.060092 | 0 | 0 | 0.12018 | 318.7771 | 0.060465 | 0 | 0 | 0.12093 | 319.035 | 0.061025 | 0 | 0 | 0.12205 | 319.2929 | 0.061584 | 0 | 0 | 0.12317 | 319.5508 | 0.062144 | 0 | 0 | 0.12429 | 319.8947 | 0.06289 | 0 | 0 | 0.12578 | 320.1526 | 0.063449 | 0 | 0 | 0.1269 | 320.3246 | 0.063822 | 0 | 0 | 0.12764 | 320.5825 | 0.064381 | 0 | 0 | 0.12876 | 320.7544 | 0.064754 | 0 | 0 | 0.12951 | 321.0123 | 0.065314 | 0 | 0 | 0.13063 | 321.2702 | 0.065873 | 0 | 0 | 0.13175 | 321.4422 | 0.066246 | 0 | 0 | 0.13249 | 321.7001 | 0.066805 | 0 | 0 | 0.13361 | 321.958 | 0.067365 | 0 | 0 | 0.13473 | 322.044 | 0.067551 | 0 | 0 | 0.1351 | 322.3019 | 0.068111 | 0 | 0 | 0.13622 | 322.5598 | 0.06867 | 0 | 0 | 0.13734 | 322.7317 | 0.069043 | 0 | 0 | 0.13809 | 322.9896 | 0.069602 | 0 | 0 | 0.1392 | 323.1616 | 0.069975 | 0 | 0 | 0.13995 | 323.3335 | 0.070348 | 0 | 0 | 0.1407
2017-03-27 18:00 | 293.1196 | 0.87367 |  | 307.7946 | 0.036644 | 0 | 0 | 0.073289 | 316.4439 | 0.055405 | 0 | 0 | 0.11081 | 323.5207 | 0.070754 | 0 | 0 | 0.14151 | 323.7828 | 0.071323 | 0 | 0 | 0.14265 | 323.9575 | 0.071702 | 0 | 0 | 0.1434 | 324.2196 | 0.07227 | 0 | 0 | 0.14454 | 324.4817 | 0.072839 | 0 | 0 | 0.14568 | 324.7438 | 0.073407 | 0 | 0 | 0.14681 | 325.0933 | 0.074165 | 0 | 0 | 0.14833 | 325.3554 | 0.074734 | 0 | 0 | 0.14947 | 325.5301 | 0.075113 | 0 | 0 | 0.15023 | 325.7922 | 0.075681 | 0 | 0 | 0.15136 | 325.967 | 0.07606 | 0 | 0 | 0.15212 | 326.2291 | 0.076629 | 0 | 0 | 0.15326 | 326.4912 | 0.077197 | 0 | 0 | 0.15439 | 326.6659 | 0.077576 | 0 | 0 | 0.15515 | 326.928 | 0.078145 | 0 | 0 | 0.15629 | 327.1901 | 0.078713 | 0 | 0 | 0.15743 | 327.2775 | 0.078903 | 0 | 0 | 0.15781 | 327.5396 | 0.079471 | 0 | 0 | 0.15894 | 327.8017 | 0.08004 | 0 | 0 | 0.16008 | 327.9764 | 0.080419 | 0 | 0 | 0.16084 | 328.2385 | 0.080987 | 0 | 0 | 0.16197 | 328.4132 | 0.081366 | 0 | 0 | 0.16273 | 328.588 | 0.081745 | 0 | 0 | 0.16349
2017-03-27 19:00 | 300.3687 | 0.89528 |  | 315.4066 | 0.053155 | 0 | 0 | 0.10631 | 324.2698 | 0.072379 | 0 | 0 | 0.14476 | 331.5216 | 0.088108 | 0 | 0 | 0.17622 | 331.7902 | 0.088691 | 0 | 0 | 0.17738 | 331.9692 | 0.089079 | 0 | 0 | 0.17816 | 332.2378 | 0.089662 | 0 | 0 | 0.17932 | 332.5064 | 0.090244 | 0 | 0 | 0.18049 | 332.775 | 0.090827 | 0 | 0 | 0.18165 | 333.1331 | 0.091604 | 0 | 0 | 0.18321 | 333.4017 | 0.092186 | 0 | 0 | 0.18437 | 333.5807 | 0.092575 | 0 | 0 | 0.18515 | 333.8493 | 0.093157 | 0 | 0 | 0.18631 | 334.0284 | 0.093545 | 0 | 0 | 0.18709 | 334.297 | 0.094128 | 0 | 0 | 0.18826 | 334.5655 | 0.094711 | 0 | 0 | 0.18942 | 334.7446 | 0.095099 | 0 | 0 | 0.1902 | 335.0132 | 0.095682 | 0 | 0 | 0.19136 | 335.2818 | 0.096264 | 0 | 0 | 0.19253 | 335.3713 | 0.096458 | 0 | 0 | 0.19292 | 335.6399 | 0.097041 | 0 | 0 | 0.19408 | 335.9085 | 0.097623 | 0 | 0 | 0.19525 | 336.0875 | 0.098012 | 0 | 0 | 0.19602 | 336.3561 | 0.098594 | 0 | 0 | 0.19719 | 336.5352 | 0.098983 | 0 | 0 | 0.19797 | 336.7142 | 0.099371 | 0 | 0 | 0.19874
2017-03-27 20:00 | 299.3032 | 0.8921 |  | 314.2878 | 0.050728 | 0 | 0 | 0.10146 | 323.1196 | 0.069884 | 0 | 0 | 0.13977 | 330.3456 | 0.085558 | 0 | 0 | 0.17112 | 330.6133 | 0.086138 | 0 | 0 | 0.17228 | 330.7917 | 0.086525 | 0 | 0 | 0.17305 | 331.0593 | 0.087106 | 0 | 0 | 0.17421 | 331.3269 | 0.087686 | 0 | 0 | 0.17537 | 331.5946 | 0.088267 | 0 | 0 | 0.17653 | 331.9514 | 0.08904 | 0 | 0 | 0.17808 | 332.219 | 0.089621 | 0 | 0 | 0.17924 | 332.3975 | 0.090008 | 0 | 0 | 0.18002 | 332.6651 | 0.090588 | 0 | 0 | 0.18118 | 332.8435 | 0.090975 | 0 | 0 | 0.18195 | 333.1111 | 0.091556 | 0 | 0 | 0.18311 | 333.3788 | 0.092136 | 0 | 0 | 0.18427 | 333.5572 | 0.092523 | 0 | 0 | 0.18505 | 333.8248 | 0.093104 | 0 | 0 | 0.18621 | 334.0925 | 0.093684 | 0 | 0 | 0.18737 | 334.1817 | 0.093878 | 0 | 0 | 0.18776 | 334.4493 | 0.094458 | 0 | 0 | 0.18892 | 334.7169 | 0.095039 | 0 | 0 | 0.19008 | 334.8953 | 0.095426 | 0 | 0 | 0.19085 | 335.163 | 0.096006 | 0 | 0 | 0.19201 | 335.3414 | 0.096393 | 0 | 0 | 0.19279 | 335.5198 | 0.09678 | 0 | 0 | 0.19356
2017-03-27 21:00 | 298.5353 | 0.88981 |  | 313.4814 | 0.048979 | 0 | 0 | 0.097958 | 322.2905 | 0.068086 | 0 | 0 | 0.13617 | 329.498 | 0.083719 | 0 | 0 | 0.16744 | 329.765 | 0.084298 | 0 | 0 | 0.1686 | 329.9429 | 0.084684 | 0 | 0 | 0.16937 | 330.2099 | 0.085263 | 0 | 0 | 0.17053 | 330.4768 | 0.085842 | 0 | 0 | 0.17168 | 330.7438 | 0.086421 | 0 | 0 | 0.17284 | 331.0997 | 0.087193 | 0 | 0 | 0.17439 | 331.3666 | 0.087772 | 0 | 0 | 0.17554 | 331.5446 | 0.088158 | 0 | 0 | 0.17632 | 331.8115 | 0.088737 | 0 | 0 | 0.17747 | 331.9895 | 0.089123 | 0 | 0 | 0.17825 | 332.2564 | 0.089702 | 0 | 0 | 0.1794 | 332.5234 | 0.090281 | 0 | 0 | 0.18056 | 332.7013 | 0.090667 | 0 | 0 | 0.18133 | 332.9683 | 0.091246 | 0 | 0 | 0.18249 | 333.2352 | 0.091825 | 0 | 0 | 0.18365 | 333.3242 | 0.092018 | 0 | 0 | 0.18404 | 333.5912 | 0.092597 | 0 | 0 | 0.18519 | 333.8581 | 0.093176 | 0 | 0 | 0.18635 | 334.0361 | 0.093562 | 0 | 0 | 0.18712 | 334.303 | 0.094141 | 0 | 0 | 0.18828 | 334.481 | 0.094527 | 0 | 0 | 0.18905 | 334.6589 | 0.094913 | 0 | 0 | 0.18983
2017-03-27 22:00 | 297.1247 | 0.88561 |  | 312.0001 | 0.045766 | 0 | 0 | 0.091532 | 320.7677 | 0.064783 | 0 | 0 | 0.12957 | 327.9411 | 0.080342 | 0 | 0 | 0.16068 | 328.2068 | 0.080918 | 0 | 0 | 0.16184 | 328.3839 | 0.081303 | 0 | 0 | 0.16261 | 328.6496 | 0.081879 | 0 | 0 | 0.16376 | 328.9153 | 0.082455 | 0 | 0 | 0.16491 | 329.181 | 0.083031 | 0 | 0 | 0.16606 | 329.5352 | 0.0838 | 0 | 0 | 0.1676 | 329.8009 | 0.084376 | 0 | 0 | 0.16875 | 329.978 | 0.08476 | 0 | 0 | 0.16952 | 330.2437 | 0.085336 | 0 | 0 | 0.17067 | 330.4208 | 0.085721 | 0 | 0 | 0.17144 | 330.6865 | 0.086297 | 0 | 0 | 0.17259 | 330.9522 | 0.086873 | 0 | 0 | 0.17375 | 331.1293 | 0.087257 | 0 | 0 | 0.17451 | 331.395 | 0.087834 | 0 | 0 | 0.17567 | 331.6607 | 0.08841 | 0 | 0 | 0.17682 | 331.7492 | 0.088602 | 0 | 0 | 0.1772 | 332.0149 | 0.089178 | 0 | 0 | 0.17836 | 332.2806 | 0.089754 | 0 | 0 | 0.17951 | 332.4577 | 0.090139 | 0 | 0 | 0.18028 | 332.7234 | 0.090715 | 0 | 0 | 0.18143 | 332.9005 | 0.091099 | 0 | 0 | 0.1822 | 333.0776 | 0.091483 | 0 | 0 | 0.18297
2017-03-27 23:00 | 289.8499 | 0.86393 |  | 304.3612 | 0.029197 | 0 | 0 | 0.058395 | 312.9141 | 0.047749 | 0 | 0 | 0.095497 | 319.9119 | 0.062927 | 0 | 0 | 0.12585 | 320.171 | 0.063489 | 0 | 0 | 0.12698 | 320.3438 | 0.063864 | 0 | 0 | 0.12773 | 320.603 | 0.064426 | 0 | 0 | 0.12885 | 320.8622 | 0.064988 | 0 | 0 | 0.12998 | 321.1214 | 0.06555 | 0 | 0 | 0.1311 | 321.4669 | 0.0663 | 0 | 0 | 0.1326 | 321.7261 | 0.066862 | 0 | 0 | 0.13372 | 321.8989 | 0.067237 | 0 | 0 | 0.13447 | 322.1581 | 0.067799 | 0 | 0 | 0.1356 | 322.3309 | 0.068174 | 0 | 0 | 0.13635 | 322.59 | 0.068736 | 0 | 0 | 0.13747 | 322.8492 | 0.069298 | 0 | 0 | 0.1386 | 323.022 | 0.069673 | 0 | 0 | 0.13935 | 323.2812 | 0.070235 | 0 | 0 | 0.14047 | 323.5404 | 0.070797 | 0 | 0 | 0.14159 | 323.6267 | 0.070984 | 0 | 0 | 0.14197 | 323.8859 | 0.071546 | 0 | 0 | 0.14309 | 324.1451 | 0.072109 | 0 | 0 | 0.14422 | 324.3179 | 0.072483 | 0 | 0 | 0.14497 | 324.5771 | 0.073046 | 0 | 0 | 0.14609 | 324.7499 | 0.07342 | 0 | 0 | 0.14684 | 324.9226 | 0.073795 | 0 | 0 | 0.14759
2017-03-28 | 289.6688 | 0.86339 |  | 304.171 | 0.028785 | 0 | 0 | 0.057569 | 312.7185 | 0.047324 | 0 | 0 | 0.094649 | 319.7119 | 0.062493 | 0 | 0 | 0.12499 | 319.9709 | 0.063055 | 0 | 0 | 0.12611 | 320.1436 | 0.063429 | 0 | 0 | 0.12686 | 320.4026 | 0.063991 | 0 | 0 | 0.12798 | 320.6617 | 0.064553 | 0 | 0 | 0.12911 | 320.9207 | 0.065115 | 0 | 0 | 0.13023 | 321.266 | 0.065864 | 0 | 0 | 0.13173 | 321.525 | 0.066426 | 0 | 0 | 0.13285 | 321.6977 | 0.0668 | 0 | 0 | 0.1336 | 321.9567 | 0.067362 | 0 | 0 | 0.13472 | 322.1294 | 0.067737 | 0 | 0 | 0.13547 | 322.3884 | 0.068298 | 0 | 0 | 0.1366 | 322.6474 | 0.06886 | 0 | 0 | 0.13772 | 322.8201 | 0.069235 | 0 | 0 | 0.13847 | 323.0791 | 0.069797 | 0 | 0 | 0.13959 | 323.3381 | 0.070358 | 0 | 0 | 0.14072 | 323.4245 | 0.070546 | 0 | 0 | 0.14109 | 323.6835 | 0.071107 | 0 | 0 | 0.14221 | 323.9425 | 0.071669 | 0 | 0 | 0.14334 | 324.1152 | 0.072044 | 0 | 0 | 0.14409 | 324.3742 | 0.072606 | 0 | 0 | 0.14521 | 324.5469 | 0.07298 | 0 | 0 | 0.14596 | 324.7196 | 0.073355 | 0 | 0 | 0.14671
2017-03-28 01:00 | 279.7028 | 0.83368 |  | 293.706 | 0.0060863 | 0 | 0 | 0.012173 | 301.9595 | 0.023988 | 0 | 0 | 0.047976 | 308.7123 | 0.038635 | 0 | 0 | 0.07727 | 308.9624 | 0.039177 | 0 | 0 | 0.078355 | 309.1291 | 0.039539 | 0 | 0 | 0.079078 | 309.3792 | 0.040081 | 0 | 0 | 0.080163 | 309.6293 | 0.040624 | 0 | 0 | 0.081248 | 309.8794 | 0.041166 | 0 | 0 | 0.082333 | 310.2129 | 0.04189 | 0 | 0 | 0.083779 | 310.463 | 0.042432 | 0 | 0 | 0.084864 | 310.6298 | 0.042794 | 0 | 0 | 0.085588 | 310.8799 | 0.043336 | 0 | 0 | 0.086673 | 311.0466 | 0.043698 | 0 | 0 | 0.087396 | 311.2967 | 0.04424 | 0 | 0 | 0.088481 | 311.5468 | 0.044783 | 0 | 0 | 0.089566 | 311.7135 | 0.045145 | 0 | 0 | 0.090289 | 311.9636 | 0.045687 | 0 | 0 | 0.091374 | 312.2137 | 0.04623 | 0 | 0 | 0.092459 | 312.2971 | 0.04641 | 0 | 0 | 0.092821 | 312.5472 | 0.046953 | 0 | 0 | 0.093906 | 312.7973 | 0.047495 | 0 | 0 | 0.094991 | 312.9641 | 0.047857 | 0 | 0 | 0.095714 | 313.2142 | 0.048399 | 0 | 0 | 0.096799 | 313.3809 | 0.048761 | 0 | 0 | 0.097522 | 313.5476 | 0.049123 | 0 | 0 | 0.098245
2017-03-28 02:00 | 285.8482 | 0.852 |  | 300.1591 | 0.020083 | 0 | 0 | 0.040166 | 308.5939 | 0.038378 | 0 | 0 | 0.076756 | 315.4951 | 0.053347 | 0 | 0 | 0.10669 | 315.7507 | 0.053901 | 0 | 0 | 0.1078 | 315.9211 | 0.054271 | 0 | 0 | 0.10854 | 316.1767 | 0.054825 | 0 | 0 | 0.10965 | 316.4323 | 0.055379 | 0 | 0 | 0.11076 | 316.6879 | 0.055934 | 0 | 0 | 0.11187 | 317.0287 | 0.056673 | 0 | 0 | 0.11335 | 317.2843 | 0.057227 | 0 | 0 | 0.11445 | 317.4547 | 0.057597 | 0 | 0 | 0.11519 | 317.7103 | 0.058151 | 0 | 0 | 0.1163 | 317.8807 | 0.058521 | 0 | 0 | 0.11704 | 318.1363 | 0.059075 | 0 | 0 | 0.11815 | 318.3919 | 0.05963 | 0 | 0 | 0.11926 | 318.5623 | 0.059999 | 0 | 0 | 0.12 | 318.8179 | 0.060554 | 0 | 0 | 0.12111 | 319.0735 | 0.061108 | 0 | 0 | 0.12222 | 319.1587 | 0.061293 | 0 | 0 | 0.12259 | 319.4143 | 0.061847 | 0 | 0 | 0.12369 | 319.6699 | 0.062402 | 0 | 0 | 0.1248 | 319.8403 | 0.062771 | 0 | 0 | 0.12554 | 320.0959 | 0.063326 | 0 | 0 | 0.12665 | 320.2663 | 0.063695 | 0 | 0 | 0.12739 | 320.4367 | 0.064065 | 0 | 0 | 0.12813
2017-03-28 03:00 | 280.1424 | 0.83499 |  | 294.1677 | 0.0070876 | 0 | 0 | 0.014175 | 302.4341 | 0.025017 | 0 | 0 | 0.050035 | 309.1975 | 0.039687 | 0 | 0 | 0.079375 | 309.448 | 0.040231 | 0 | 0 | 0.080461 | 309.615 | 0.040593 | 0 | 0 | 0.081186 | 309.8655 | 0.041136 | 0 | 0 | 0.082272 | 310.116 | 0.04168 | 0 | 0 | 0.083359 | 310.3665 | 0.042223 | 0 | 0 | 0.084446 | 310.7005 | 0.042947 | 0 | 0 | 0.085895 | 310.951 | 0.043491 | 0 | 0 | 0.086981 | 311.118 | 0.043853 | 0 | 0 | 0.087706 | 311.3685 | 0.044396 | 0 | 0 | 0.088792 | 311.5355 | 0.044758 | 0 | 0 | 0.089517 | 311.786 | 0.045302 | 0 | 0 | 0.090604 | 312.0365 | 0.045845 | 0 | 0 | 0.09169 | 312.2035 | 0.046207 | 0 | 0 | 0.092415 | 312.454 | 0.046751 | 0 | 0 | 0.093501 | 312.7045 | 0.047294 | 0 | 0 | 0.094588 | 312.788 | 0.047475 | 0 | 0 | 0.09495 | 313.0385 | 0.048018 | 0 | 0 | 0.096037 | 313.289 | 0.048562 | 0 | 0 | 0.097124 | 313.456 | 0.048924 | 0 | 0 | 0.097848 | 313.7065 | 0.049467 | 0 | 0 | 0.098935 | 313.8735 | 0.04983 | 0 | 0 | 0.099659 | 314.0405 | 0.050192 | 0 | 0 | 0.10038
2017-03-28 04:00 | 285.4175 | 0.85071 |  | 299.7068 | 0.019102 | 0 | 0 | 0.038204 | 308.1289 | 0.03737 | 0 | 0 | 0.074739 | 315.0197 | 0.052316 | 0 | 0 | 0.10463 | 315.2749 | 0.052869 | 0 | 0 | 0.10574 | 315.4451 | 0.053238 | 0 | 0 | 0.10648 | 315.7003 | 0.053792 | 0 | 0 | 0.10758 | 315.9555 | 0.054345 | 0 | 0 | 0.10869 | 316.2107 | 0.054899 | 0 | 0 | 0.1098 | 316.551 | 0.055637 | 0 | 0 | 0.11127 | 316.8062 | 0.056191 | 0 | 0 | 0.11238 | 316.9764 | 0.05656 | 0 | 0 | 0.11312 | 317.2316 | 0.057113 | 0 | 0 | 0.11423 | 317.4017 | 0.057482 | 0 | 0 | 0.11496 | 317.6569 | 0.058036 | 0 | 0 | 0.11607 | 317.9121 | 0.058589 | 0 | 0 | 0.11718 | 318.0823 | 0.058958 | 0 | 0 | 0.11792 | 318.3375 | 0.059512 | 0 | 0 | 0.11902 | 318.5927 | 0.060065 | 0 | 0 | 0.12013 | 318.6778 | 0.06025 | 0 | 0 | 0.1205 | 318.933 | 0.060804 | 0 | 0 | 0.12161 | 319.1882 | 0.061357 | 0 | 0 | 0.12271 | 319.3584 | 0.061726 | 0 | 0 | 0.12345 | 319.6136 | 0.06228 | 0 | 0 | 0.12456 | 319.7837 | 0.062649 | 0 | 0 | 0.1253 | 319.9539 | 0.063018 | 0 | 0 | 0.12604
2017-03-28 05:00 | 289.7085 | 0.8635 |  | 304.2127 | 0.028875 | 0 | 0 | 0.057751 | 312.7614 | 0.047417 | 0 | 0 | 0.094835 | 319.7558 | 0.062588 | 0 | 0 | 0.12518 | 320.0148 | 0.06315 | 0 | 0 | 0.1263 | 320.1875 | 0.063525 | 0 | 0 | 0.12705 | 320.4466 | 0.064087 | 0 | 0 | 0.12817 | 320.7057 | 0.064648 | 0 | 0 | 0.1293 | 320.9647 | 0.06521 | 0 | 0 | 0.13042 | 321.3101 | 0.06596 | 0 | 0 | 0.13192 | 321.5692 | 0.066521 | 0 | 0 | 0.13304 | 321.7419 | 0.066896 | 0 | 0 | 0.13379 | 322.0009 | 0.067458 | 0 | 0 | 0.13492 | 322.1736 | 0.067832 | 0 | 0 | 0.13566 | 322.4327 | 0.068394 | 0 | 0 | 0.13679 | 322.6917 | 0.068956 | 0 | 0 | 0.13791 | 322.8644 | 0.069331 | 0 | 0 | 0.13866 | 323.1235 | 0.069893 | 0 | 0 | 0.13979 | 323.3825 | 0.070455 | 0 | 0 | 0.14091 | 323.4689 | 0.070642 | 0 | 0 | 0.14128 | 323.7279 | 0.071204 | 0 | 0 | 0.14241 | 323.987 | 0.071766 | 0 | 0 | 0.14353 | 324.1597 | 0.07214 | 0 | 0 | 0.14428 | 324.4187 | 0.072702 | 0 | 0 | 0.1454 | 324.5914 | 0.073077 | 0 | 0 | 0.14615 | 324.7641 | 0.073451 | 0 | 0 | 0.1469
2017-03-28 06:00 | 293.8445 | 0.87583 |  | 308.5557 | 0.038295 | 0 | 0 | 0.07659 | 317.2264 | 0.057102 | 0 | 0 | 0.1142 | 324.3207 | 0.072489 | 0 | 0 | 0.14498 | 324.5834 | 0.073059 | 0 | 0 | 0.14612 | 324.7586 | 0.073439 | 0 | 0 | 0.14688 | 325.0213 | 0.074009 | 0 | 0 | 0.14802 | 325.2841 | 0.074579 | 0 | 0 | 0.14916 | 325.5468 | 0.075149 | 0 | 0 | 0.1503 | 325.8972 | 0.075909 | 0 | 0 | 0.15182 | 326.1599 | 0.076479 | 0 | 0 | 0.15296 | 326.3351 | 0.076859 | 0 | 0 | 0.15372 | 326.5978 | 0.077429 | 0 | 0 | 0.15486 | 326.773 | 0.077809 | 0 | 0 | 0.15562 | 327.0358 | 0.078378 | 0 | 0 | 0.15676 | 327.2985 | 0.078948 | 0 | 0 | 0.1579 | 327.4737 | 0.079328 | 0 | 0 | 0.15866 | 327.7364 | 0.079898 | 0 | 0 | 0.1598 | 327.9992 | 0.080468 | 0 | 0 | 0.16094 | 328.0868 | 0.080658 | 0 | 0 | 0.16132 | 328.3495 | 0.081228 | 0 | 0 | 0.16246 | 328.6123 | 0.081798 | 0 | 0 | 0.1636 | 328.7874 | 0.082178 | 0 | 0 | 0.16436 | 329.0502 | 0.082748 | 0 | 0 | 0.1655 | 329.2253 | 0.083128 | 0 | 0 | 0.16626 | 329.4005 | 0.083508 | 0 | 0 | 0.16702
2017-03-28 07:00 | 299.8716 | 0.8938 |  | 314.8846 | 0.052023 | 0 | 0 | 0.10405 | 323.7332 | 0.071215 | 0 | 0 | 0.14243 | 330.9729 | 0.086918 | 0 | 0 | 0.17384 | 331.2411 | 0.0875 | 0 | 0 | 0.175 | 331.4198 | 0.087888 | 0 | 0 | 0.17578 | 331.688 | 0.088469 | 0 | 0 | 0.17694 | 331.9561 | 0.089051 | 0 | 0 | 0.1781 | 332.2242 | 0.089632 | 0 | 0 | 0.17926 | 332.5818 | 0.090408 | 0 | 0 | 0.18082 | 332.8499 | 0.090989 | 0 | 0 | 0.18198 | 333.0287 | 0.091377 | 0 | 0 | 0.18275 | 333.2968 | 0.091959 | 0 | 0 | 0.18392 | 333.4756 | 0.092346 | 0 | 0 | 0.18469 | 333.7437 | 0.092928 | 0 | 0 | 0.18586 | 334.0118 | 0.09351 | 0 | 0 | 0.18702 | 334.1906 | 0.093897 | 0 | 0 | 0.18779 | 334.4587 | 0.094479 | 0 | 0 | 0.18896 | 334.7269 | 0.09506 | 0 | 0 | 0.19012 | 334.8163 | 0.095254 | 0 | 0 | 0.19051 | 335.0844 | 0.095836 | 0 | 0 | 0.19167 | 335.3525 | 0.096418 | 0 | 0 | 0.19284 | 335.5313 | 0.096805 | 0 | 0 | 0.19361 | 335.7994 | 0.097387 | 0 | 0 | 0.19477 | 335.9782 | 0.097775 | 0 | 0 | 0.19555 | 336.1569 | 0.098162 | 0 | 0 | 0.19632
2017-03-28 08:00 | 295.3109 | 0.8802 |  | 310.0956 | 0.041635 | 0 | 0 | 0.08327 | 318.8096 | 0.060536 | 0 | 0 | 0.12107 | 325.9392 | 0.076 | 0 | 0 | 0.152 | 326.2033 | 0.076573 | 0 | 0 | 0.15315 | 326.3793 | 0.076955 | 0 | 0 | 0.15391 | 326.6434 | 0.077527 | 0 | 0 | 0.15505 | 326.9074 | 0.0781 | 0 | 0 | 0.1562 | 327.1715 | 0.078673 | 0 | 0 | 0.15735 | 327.5236 | 0.079437 | 0 | 0 | 0.15887 | 327.7876 | 0.080009 | 0 | 0 | 0.16002 | 327.9637 | 0.080391 | 0 | 0 | 0.16078 | 328.2277 | 0.080964 | 0 | 0 | 0.16193 | 328.4038 | 0.081346 | 0 | 0 | 0.16269 | 328.6678 | 0.081918 | 0 | 0 | 0.16384 | 328.9319 | 0.082491 | 0 | 0 | 0.16498 | 329.1079 | 0.082873 | 0 | 0 | 0.16575 | 329.372 | 0.083446 | 0 | 0 | 0.16689 | 329.6361 | 0.084019 | 0 | 0 | 0.16804 | 329.7241 | 0.084209 | 0 | 0 | 0.16842 | 329.9881 | 0.084782 | 0 | 0 | 0.16956 | 330.2522 | 0.085355 | 0 | 0 | 0.17071 | 330.4282 | 0.085737 | 0 | 0 | 0.17147 | 330.6923 | 0.08631 | 0 | 0 | 0.17262 | 330.8684 | 0.086691 | 0 | 0 | 0.17338 | 331.0444 | 0.087073 | 0 | 0 | 0.17415
2017-03-28 09:00 | 298.6932 | 0.89028 |  | 313.6472 | 0.049339 | 0 | 0 | 0.098677 | 322.461 | 0.068456 | 0 | 0 | 0.13691 | 329.6723 | 0.084097 | 0 | 0 | 0.16819 | 329.9394 | 0.084676 | 0 | 0 | 0.16935 | 330.1174 | 0.085063 | 0 | 0 | 0.17013 | 330.3845 | 0.085642 | 0 | 0 | 0.17128 | 330.6516 | 0.086221 | 0 | 0 | 0.17244 | 330.9187 | 0.0868 | 0 | 0 | 0.1736 | 331.2748 | 0.087573 | 0 | 0 | 0.17515 | 331.5419 | 0.088152 | 0 | 0 | 0.1763 | 331.7199 | 0.088538 | 0 | 0 | 0.17708 | 331.987 | 0.089118 | 0 | 0 | 0.17824 | 332.1651 | 0.089504 | 0 | 0 | 0.17901 | 332.4322 | 0.090083 | 0 | 0 | 0.18017 | 332.6992 | 0.090663 | 0 | 0 | 0.18133 | 332.8773 | 0.091049 | 0 | 0 | 0.1821 | 333.1444 | 0.091628 | 0 | 0 | 0.18326 | 333.4115 | 0.092207 | 0 | 0 | 0.18441 | 333.5005 | 0.0924 | 0 | 0 | 0.1848 | 333.7676 | 0.09298 | 0 | 0 | 0.18596 | 334.0347 | 0.093559 | 0 | 0 | 0.18712 | 334.2127 | 0.093945 | 0 | 0 | 0.18789 | 334.4798 | 0.094525 | 0 | 0 | 0.18905 | 334.6579 | 0.094911 | 0 | 0 | 0.18982 | 334.8359 | 0.095297 | 0 | 0 | 0.19059
2017-03-28 10:00 | 298.0015 | 0.88822 |  | 312.9209 | 0.047763 | 0 | 0 | 0.095527 | 321.7143 | 0.066836 | 0 | 0 | 0.13367 | 328.9089 | 0.082441 | 0 | 0 | 0.16488 | 329.1754 | 0.083019 | 0 | 0 | 0.16604 | 329.353 | 0.083405 | 0 | 0 | 0.16681 | 329.6195 | 0.083983 | 0 | 0 | 0.16797 | 329.8859 | 0.08456 | 0 | 0 | 0.16912 | 330.1524 | 0.085138 | 0 | 0 | 0.17028 | 330.5077 | 0.085909 | 0 | 0 | 0.17182 | 330.7742 | 0.086487 | 0 | 0 | 0.17297 | 330.9518 | 0.086872 | 0 | 0 | 0.17374 | 331.2183 | 0.08745 | 0 | 0 | 0.1749 | 331.3959 | 0.087836 | 0 | 0 | 0.17567 | 331.6624 | 0.088414 | 0 | 0 | 0.17683 | 331.9288 | 0.088992 | 0 | 0 | 0.17798 | 332.1065 | 0.089377 | 0 | 0 | 0.17875 | 332.373 | 0.089955 | 0 | 0 | 0.17991 | 332.6394 | 0.090533 | 0 | 0 | 0.18107 | 332.7283 | 0.090725 | 0 | 0 | 0.18145 | 332.9947 | 0.091303 | 0 | 0 | 0.18261 | 333.2612 | 0.091881 | 0 | 0 | 0.18376 | 333.4388 | 0.092267 | 0 | 0 | 0.18453 | 333.7053 | 0.092845 | 0 | 0 | 0.18569 | 333.8829 | 0.09323 | 0 | 0 | 0.18646 | 334.0606 | 0.093615 | 0 | 0 | 0.18723
2017-03-28 11:00 | 266.0707 | 0.79305 |  | 279.3915 | 0 | 0 | 0 | 0 | 287.2427 | 0 | 0 | 0 | 0 | 293.6664 | 0.0060003 | 0 | 0 | 0.012001 | 293.9043 | 0.0065163 | 0 | 0 | 0.013033 | 294.0629 | 0.0068603 | 0 | 0 | 0.013721 | 294.3008 | 0.0073764 | 0 | 0 | 0.014753 | 294.5387 | 0.0078924 | 0 | 0 | 0.015785 | 294.7767 | 0.0084085 | 0 | 0 | 0.016817 | 295.0939 | 0.0090965 | 0 | 0 | 0.018193 | 295.3318 | 0.0096125 | 0 | 0 | 0.019225 | 295.4904 | 0.0099566 | 0 | 0 | 0.019913 | 295.7283 | 0.010473 | 0 | 0 | 0.020945 | 295.8869 | 0.010817 | 0 | 0 | 0.021633 | 296.1248 | 0.011333 | 0 | 0 | 0.022665 | 296.3628 | 0.011849 | 0 | 0 | 0.023697 | 296.5214 | 0.012193 | 0 | 0 | 0.024385 | 296.7593 | 0.012709 | 0 | 0 | 0.025418 | 296.9972 | 0.013225 | 0 | 0 | 0.02645 | 297.0765 | 0.013397 | 0 | 0 | 0.026794 | 297.3144 | 0.013913 | 0 | 0 | 0.027826 | 297.5523 | 0.014429 | 0 | 0 | 0.028858 | 297.7109 | 0.014773 | 0 | 0 | 0.029546 | 297.9489 | 0.015289 | 0 | 0 | 0.030578 | 298.1075 | 0.015633 | 0 | 0 | 0.031266 | 298.2661 | 0.015977 | 0 | 0 | 0.031954
2017-03-28 12:00 | 256.3628 | 0.76411 |  | 269.1975 | 0 | 0 | 0 | 0 | 276.7622 | 0 | 0 | 0 | 0 | 282.9515 | 0 | 0 | 0 | 0 | 283.1808 | 0 | 0 | 0 | 0 | 283.3336 | 0 | 0 | 0 | 0 | 283.5628 | 0 | 0 | 0 | 0 | 283.7921 | 0 | 0 | 0 | 0 | 284.0213 | 0 | 0 | 0 | 0 | 284.3269 | 0 | 0 | 0 | 0 | 284.5562 | 0 | 0 | 0 | 0 | 284.709 | 0 | 0 | 0 | 0 | 284.9382 | 0 | 0 | 0 | 0 | 285.0911 | 0 | 0 | 0 | 0 | 285.3203 | 0 | 0 | 0 | 0 | 285.5495 | 0 | 0 | 0 | 0 | 285.7024 | 0 | 0 | 0 | 0 | 285.9316 | 0 | 0 | 0 | 0 | 286.1608 | 0 | 0 | 0 | 0 | 286.2372 | 0 | 0 | 0 | 0 | 286.4665 | 0 | 0 | 0 | 0 | 286.6957 | 0 | 0 | 0 | 0 | 286.8485 | 0 | 0 | 0 | 0 | 287.0778 | 0 | 0 | 0 | 0 | 287.2306 | 0 | 0 | 0 | 0 | 287.3834 | 0 | 0 | 0 | 0
2017-03-28 13:00 | 247.0018 | 0.73621 |  | 259.3679 | 0 | 0 | 0 | 0 | 266.6564 | 0 | 0 | 0 | 0 | 272.6197 | 0 | 0 | 0 | 0 | 272.8406 | 0 | 0 | 0 | 0 | 272.9878 | 0 | 0 | 0 | 0 | 273.2087 | 0 | 0 | 0 | 0 | 273.4295 | 0 | 0 | 0 | 0 | 273.6504 | 0 | 0 | 0 | 0 | 273.9449 | 0 | 0 | 0 | 0 | 274.1658 | 0 | 0 | 0 | 0 | 274.313 | 0 | 0 | 0 | 0 | 274.5339 | 0 | 0 | 0 | 0 | 274.6811 | 0 | 0 | 0 | 0 | 274.902 | 0 | 0 | 0 | 0 | 275.1228 | 0 | 0 | 0 | 0 | 275.2701 | 0 | 0 | 0 | 0 | 275.4909 | 0 | 0 | 0 | 0 | 275.7118 | 0 | 0 | 0 | 0 | 275.7854 | 0 | 0 | 0 | 0 | 276.0063 | 0 | 0 | 0 | 0 | 276.2271 | 0 | 0 | 0 | 0 | 276.3744 | 0 | 0 | 0 | 0 | 276.5953 | 0 | 0 | 0 | 0 | 276.7425 | 0 | 0 | 0 | 0 | 276.8897 | 0 | 0 | 0 | 0
2017-03-28 14:00 | 264.8632 | 0.78945 |  | 278.1236 | 0 | 0 | 0 | 0 | 285.9391 | 0 | 0 | 0 | 0 | 292.3337 | 0.0031096 | 0 | 0 | 0.0062193 | 292.5705 | 0.0036233 | 0 | 0 | 0.0072466 | 292.7284 | 0.0039658 | 0 | 0 | 0.0079316 | 292.9652 | 0.0044795 | 0 | 0 | 0.008959 | 293.2021 | 0.0049932 | 0 | 0 | 0.0099864 | 293.4389 | 0.0055069 | 0 | 0 | 0.011014 | 293.7547 | 0.0061918 | 0 | 0 | 0.012384 | 293.9915 | 0.0067055 | 0 | 0 | 0.013411 | 294.1494 | 0.007048 | 0 | 0 | 0.014096 | 294.3862 | 0.0075617 | 0 | 0 | 0.015123 | 294.5441 | 0.0079041 | 0 | 0 | 0.015808 | 294.781 | 0.0084178 | 0 | 0 | 0.016836 | 295.0178 | 0.0089315 | 0 | 0 | 0.017863 | 295.1757 | 0.009274 | 0 | 0 | 0.018548 | 295.4125 | 0.0097877 | 0 | 0 | 0.019575 | 295.6494 | 0.010301 | 0 | 0 | 0.020603 | 295.7283 | 0.010473 | 0 | 0 | 0.020945 | 295.9651 | 0.010986 | 0 | 0 | 0.021973 | 296.202 | 0.0115 | 0 | 0 | 0.023 | 296.3599 | 0.011842 | 0 | 0 | 0.023685 | 296.5967 | 0.012356 | 0 | 0 | 0.024712 | 296.7546 | 0.012699 | 0 | 0 | 0.025397 | 296.9125 | 0.013041 | 0 | 0 | 0.026082
2017-03-28 15:00 | 286.9931 | 0.85541 |  | 301.3613 | 0.022691 | 0 | 0 | 0.045381 | 309.8299 | 0.041059 | 0 | 0 | 0.082118 | 316.7587 | 0.056088 | 0 | 0 | 0.11218 | 317.0153 | 0.056644 | 0 | 0 | 0.11329 | 317.1864 | 0.057015 | 0 | 0 | 0.11403 | 317.443 | 0.057572 | 0 | 0 | 0.11514 | 317.6997 | 0.058128 | 0 | 0 | 0.11626 | 317.9563 | 0.058685 | 0 | 0 | 0.11737 | 318.2985 | 0.059427 | 0 | 0 | 0.11885 | 318.5551 | 0.059984 | 0 | 0 | 0.11997 | 318.7262 | 0.060355 | 0 | 0 | 0.12071 | 318.9828 | 0.060912 | 0 | 0 | 0.12182 | 319.1539 | 0.061283 | 0 | 0 | 0.12257 | 319.4105 | 0.061839 | 0 | 0 | 0.12368 | 319.6671 | 0.062396 | 0 | 0 | 0.12479 | 319.8382 | 0.062767 | 0 | 0 | 0.12553 | 320.0948 | 0.063324 | 0 | 0 | 0.12665 | 320.3514 | 0.06388 | 0 | 0 | 0.12776 | 320.437 | 0.064066 | 0 | 0 | 0.12813 | 320.6936 | 0.064622 | 0 | 0 | 0.12924 | 320.9502 | 0.065179 | 0 | 0 | 0.13036 | 321.1213 | 0.06555 | 0 | 0 | 0.1311 | 321.3779 | 0.066107 | 0 | 0 | 0.13221 | 321.549 | 0.066478 | 0 | 0 | 0.13296 | 321.7201 | 0.066849 | 0 | 0 | 0.1337
2017-03-28 16:00 | 275.7306 | 0.82184 |  | 289.535 | 0 | 0 | 0 | 0 | 297.6712 | 0.014687 | 0 | 0 | 0.029373 | 304.3281 | 0.029126 | 0 | 0 | 0.058251 | 304.5747 | 0.02966 | 0 | 0 | 0.059321 | 304.739 | 0.030017 | 0 | 0 | 0.060034 | 304.9856 | 0.030552 | 0 | 0 | 0.061103 | 305.2322 | 0.031086 | 0 | 0 | 0.062173 | 305.4787 | 0.031621 | 0 | 0 | 0.063242 | 305.8074 | 0.032334 | 0 | 0 | 0.064668 | 306.054 | 0.032869 | 0 | 0 | 0.065738 | 306.2184 | 0.033226 | 0 | 0 | 0.066451 | 306.4649 | 0.03376 | 0 | 0 | 0.067521 | 306.6293 | 0.034117 | 0 | 0 | 0.068234 | 306.8758 | 0.034652 | 0 | 0 | 0.069303 | 307.1224 | 0.035186 | 0 | 0 | 0.070373 | 307.2868 | 0.035543 | 0 | 0 | 0.071086 | 307.5333 | 0.036078 | 0 | 0 | 0.072155 | 307.7799 | 0.036612 | 0 | 0 | 0.073225 | 307.862 | 0.036791 | 0 | 0 | 0.073581 | 308.1086 | 0.037325 | 0 | 0 | 0.074651 | 308.3552 | 0.03786 | 0 | 0 | 0.07572 | 308.5195 | 0.038217 | 0 | 0 | 0.076433 | 308.7661 | 0.038752 | 0 | 0 | 0.077503 | 308.9304 | 0.039108 | 0 | 0 | 0.078216 | 309.0948 | 0.039465 | 0 | 0 | 0.078929
2017-03-28 17:00 | 282.9689 | 0.84342 |  | 297.1357 | 0.013525 | 0 | 0 | 0.027051 | 305.4855 | 0.031636 | 0 | 0 | 0.063272 | 312.3172 | 0.046454 | 0 | 0 | 0.092908 | 312.5702 | 0.047003 | 0 | 0 | 0.094005 | 312.7389 | 0.047369 | 0 | 0 | 0.094737 | 312.9919 | 0.047917 | 0 | 0 | 0.095835 | 313.245 | 0.048466 | 0 | 0 | 0.096932 | 313.498 | 0.049015 | 0 | 0 | 0.09803 | 313.8354 | 0.049747 | 0 | 0 | 0.099494 | 314.0884 | 0.050296 | 0 | 0 | 0.10059 | 314.2571 | 0.050661 | 0 | 0 | 0.10132 | 314.5101 | 0.05121 | 0 | 0 | 0.10242 | 314.6788 | 0.051576 | 0 | 0 | 0.10315 | 314.9318 | 0.052125 | 0 | 0 | 0.10425 | 315.1848 | 0.052674 | 0 | 0 | 0.10535 | 315.3535 | 0.05304 | 0 | 0 | 0.10608 | 315.6065 | 0.053588 | 0 | 0 | 0.10718 | 315.8596 | 0.054137 | 0 | 0 | 0.10827 | 315.9439 | 0.05432 | 0 | 0 | 0.10864 | 316.1969 | 0.054869 | 0 | 0 | 0.10974 | 316.45 | 0.055418 | 0 | 0 | 0.11084 | 316.6186 | 0.055784 | 0 | 0 | 0.11157 | 316.8717 | 0.056333 | 0 | 0 | 0.11267 | 317.0403 | 0.056698 | 0 | 0 | 0.1134 | 317.209 | 0.057064 | 0 | 0 | 0.11413
2017-03-28 18:00 | 286.5901 | 0.85421 |  | 300.9381 | 0.021773 | 0 | 0 | 0.043545 | 309.3948 | 0.040115 | 0 | 0 | 0.080231 | 316.3139 | 0.055123 | 0 | 0 | 0.11025 | 316.5702 | 0.055679 | 0 | 0 | 0.11136 | 316.741 | 0.056049 | 0 | 0 | 0.1121 | 316.9973 | 0.056605 | 0 | 0 | 0.11321 | 317.2536 | 0.057161 | 0 | 0 | 0.11432 | 317.5098 | 0.057717 | 0 | 0 | 0.11543 | 317.8515 | 0.058458 | 0 | 0 | 0.11692 | 318.1078 | 0.059014 | 0 | 0 | 0.11803 | 318.2786 | 0.059384 | 0 | 0 | 0.11877 | 318.5349 | 0.05994 | 0 | 0 | 0.11988 | 318.7057 | 0.060311 | 0 | 0 | 0.12062 | 318.962 | 0.060866 | 0 | 0 | 0.12173 | 319.2182 | 0.061422 | 0 | 0 | 0.12284 | 319.3891 | 0.061793 | 0 | 0 | 0.12359 | 319.6453 | 0.062349 | 0 | 0 | 0.1247 | 319.9016 | 0.062904 | 0 | 0 | 0.12581 | 319.987 | 0.06309 | 0 | 0 | 0.12618 | 320.2433 | 0.063646 | 0 | 0 | 0.12729 | 320.4995 | 0.064201 | 0 | 0 | 0.1284 | 320.6704 | 0.064572 | 0 | 0 | 0.12914 | 320.9267 | 0.065128 | 0 | 0 | 0.13026 | 321.0975 | 0.065498 | 0 | 0 | 0.131 | 321.2683 | 0.065869 | 0 | 0 | 0.13174
2017-03-28 19:00 | 280.2068 | 0.83518 |  | 294.2353 | 0.0072342 | 0 | 0 | 0.014468 | 302.5036 | 0.025168 | 0 | 0 | 0.050336 | 309.2686 | 0.039841 | 0 | 0 | 0.079683 | 309.5191 | 0.040385 | 0 | 0 | 0.08077 | 309.6862 | 0.040747 | 0 | 0 | 0.081494 | 309.9367 | 0.041291 | 0 | 0 | 0.082581 | 310.1873 | 0.041834 | 0 | 0 | 0.083668 | 310.4378 | 0.042378 | 0 | 0 | 0.084755 | 310.7719 | 0.043102 | 0 | 0 | 0.086204 | 311.0225 | 0.043646 | 0 | 0 | 0.087291 | 311.1895 | 0.044008 | 0 | 0 | 0.088016 | 311.4401 | 0.044551 | 0 | 0 | 0.089103 | 311.6071 | 0.044914 | 0 | 0 | 0.089827 | 311.8577 | 0.045457 | 0 | 0 | 0.090914 | 312.1082 | 0.046001 | 0 | 0 | 0.092001 | 312.2753 | 0.046363 | 0 | 0 | 0.092726 | 312.5258 | 0.046906 | 0 | 0 | 0.093813 | 312.7764 | 0.04745 | 0 | 0 | 0.0949 | 312.8599 | 0.047631 | 0 | 0 | 0.095262 | 313.1104 | 0.048174 | 0 | 0 | 0.096349 | 313.361 | 0.048718 | 0 | 0 | 0.097436 | 313.528 | 0.04908 | 0 | 0 | 0.09816 | 313.7786 | 0.049624 | 0 | 0 | 0.099247 | 313.9456 | 0.049986 | 0 | 0 | 0.099972 | 314.1127 | 0.050348 | 0 | 0 | 0.1007
2017-03-28 20:00 | 278.7592 | 0.83087 |  | 292.7152 | 0.0039372 | 0 | 0 | 0.0078745 | 300.9408 | 0.021779 | 0 | 0 | 0.043557 | 307.6709 | 0.036376 | 0 | 0 | 0.072752 | 307.9201 | 0.036917 | 0 | 0 | 0.073833 | 308.0863 | 0.037277 | 0 | 0 | 0.074554 | 308.3356 | 0.037818 | 0 | 0 | 0.075635 | 308.5848 | 0.038358 | 0 | 0 | 0.076717 | 308.8341 | 0.038899 | 0 | 0 | 0.077798 | 309.1664 | 0.03962 | 0 | 0 | 0.07924 | 309.4157 | 0.040161 | 0 | 0 | 0.080321 | 309.5819 | 0.040521 | 0 | 0 | 0.081042 | 309.8311 | 0.041062 | 0 | 0 | 0.082123 | 309.9973 | 0.041422 | 0 | 0 | 0.082844 | 310.2466 | 0.041963 | 0 | 0 | 0.083925 | 310.4958 | 0.042503 | 0 | 0 | 0.085007 | 310.662 | 0.042864 | 0 | 0 | 0.085728 | 310.9113 | 0.043404 | 0 | 0 | 0.086809 | 311.1605 | 0.043945 | 0 | 0 | 0.08789 | 311.2436 | 0.044125 | 0 | 0 | 0.088251 | 311.4929 | 0.044666 | 0 | 0 | 0.089332 | 311.7421 | 0.045207 | 0 | 0 | 0.090413 | 311.9083 | 0.045567 | 0 | 0 | 0.091134 | 312.1576 | 0.046108 | 0 | 0 | 0.092215 | 312.3237 | 0.046468 | 0 | 0 | 0.092936 | 312.4899 | 0.046829 | 0 | 0 | 0.093657
2017-03-28 21:00 | 286.5006 | 0.85394 |  | 300.8441 | 0.021569 | 0 | 0 | 0.043138 | 309.2982 | 0.039906 | 0 | 0 | 0.079811 | 316.2151 | 0.054908 | 0 | 0 | 0.10982 | 316.4713 | 0.055464 | 0 | 0 | 0.11093 | 316.6421 | 0.055835 | 0 | 0 | 0.11167 | 316.8983 | 0.05639 | 0 | 0 | 0.11278 | 317.1544 | 0.056946 | 0 | 0 | 0.11389 | 317.4106 | 0.057502 | 0 | 0 | 0.115 | 317.7522 | 0.058242 | 0 | 0 | 0.11648 | 318.0084 | 0.058798 | 0 | 0 | 0.1176 | 318.1792 | 0.059169 | 0 | 0 | 0.11834 | 318.4354 | 0.059724 | 0 | 0 | 0.11945 | 318.6062 | 0.060095 | 0 | 0 | 0.12019 | 318.8623 | 0.06065 | 0 | 0 | 0.1213 | 319.1185 | 0.061206 | 0 | 0 | 0.12241 | 319.2893 | 0.061576 | 0 | 0 | 0.12315 | 319.5455 | 0.062132 | 0 | 0 | 0.12426 | 319.8017 | 0.062688 | 0 | 0 | 0.12538 | 319.8871 | 0.062873 | 0 | 0 | 0.12575 | 320.1432 | 0.063429 | 0 | 0 | 0.12686 | 320.3994 | 0.063984 | 0 | 0 | 0.12797 | 320.5702 | 0.064355 | 0 | 0 | 0.12871 | 320.8264 | 0.06491 | 0 | 0 | 0.12982 | 320.9972 | 0.065281 | 0 | 0 | 0.13056 | 321.168 | 0.065651 | 0 | 0 | 0.1313
2017-03-28 22:00 | 283.9521 | 0.84635 |  | 298.1681 | 0.015765 | 0 | 0 | 0.031529 | 306.5469 | 0.033938 | 0 | 0 | 0.067876 | 313.4024 | 0.048808 | 0 | 0 | 0.097615 | 313.6563 | 0.049358 | 0 | 0 | 0.098717 | 313.8255 | 0.049725 | 0 | 0 | 0.099451 | 314.0794 | 0.050276 | 0 | 0 | 0.10055 | 314.3333 | 0.050827 | 0 | 0 | 0.10165 | 314.5872 | 0.051378 | 0 | 0 | 0.10276 | 314.9258 | 0.052112 | 0 | 0 | 0.10422 | 315.1797 | 0.052663 | 0 | 0 | 0.10533 | 315.349 | 0.05303 | 0 | 0 | 0.10606 | 315.6029 | 0.053581 | 0 | 0 | 0.10716 | 315.7721 | 0.053948 | 0 | 0 | 0.1079 | 316.026 | 0.054498 | 0 | 0 | 0.109 | 316.2799 | 0.055049 | 0 | 0 | 0.1101 | 316.4492 | 0.055416 | 0 | 0 | 0.11083 | 316.7031 | 0.055967 | 0 | 0 | 0.11193 | 316.957 | 0.056518 | 0 | 0 | 0.11304 | 317.0417 | 0.056701 | 0 | 0 | 0.1134 | 317.2956 | 0.057252 | 0 | 0 | 0.1145 | 317.5495 | 0.057803 | 0 | 0 | 0.11561 | 317.7187 | 0.05817 | 0 | 0 | 0.11634 | 317.9726 | 0.058721 | 0 | 0 | 0.11744 | 318.1419 | 0.059088 | 0 | 0 | 0.11818 | 318.3112 | 0.059455 | 0 | 0 | 0.11891
2017-03-28 23:00 | 283.366 | 0.8446 |  | 297.5527 | 0.01443 | 0 | 0 | 0.028859 | 305.9142 | 0.032566 | 0 | 0 | 0.065132 | 312.7555 | 0.047404 | 0 | 0 | 0.094809 | 313.0088 | 0.047954 | 0 | 0 | 0.095908 | 313.1778 | 0.04832 | 0 | 0 | 0.096641 | 313.4311 | 0.04887 | 0 | 0 | 0.09774 | 313.6845 | 0.04942 | 0 | 0 | 0.098839 | 313.9379 | 0.049969 | 0 | 0 | 0.099938 | 314.2757 | 0.050702 | 0 | 0 | 0.1014 | 314.5291 | 0.051252 | 0 | 0 | 0.1025 | 314.698 | 0.051618 | 0 | 0 | 0.10324 | 314.9514 | 0.052168 | 0 | 0 | 0.10434 | 315.1203 | 0.052534 | 0 | 0 | 0.10507 | 315.3737 | 0.053083 | 0 | 0 | 0.10617 | 315.6271 | 0.053633 | 0 | 0 | 0.10727 | 315.796 | 0.053999 | 0 | 0 | 0.108 | 316.0494 | 0.054549 | 0 | 0 | 0.1091 | 316.3028 | 0.055099 | 0 | 0 | 0.1102 | 316.3872 | 0.055282 | 0 | 0 | 0.11056 | 316.6406 | 0.055831 | 0 | 0 | 0.11166 | 316.894 | 0.056381 | 0 | 0 | 0.11276 | 317.0629 | 0.056747 | 0 | 0 | 0.11349 | 317.3163 | 0.057297 | 0 | 0 | 0.11459 | 317.4852 | 0.057663 | 0 | 0 | 0.11533 | 317.6541 | 0.05803 | 0 | 0 | 0.11606
2017-03-29 | 290.3029 | 0.86528 |  | 304.8369 | 0.030229 | 0 | 0 | 0.060458 | 313.4031 | 0.048809 | 0 | 0 | 0.097618 | 320.4118 | 0.064011 | 0 | 0 | 0.12802 | 320.6714 | 0.064574 | 0 | 0 | 0.12915 | 320.8445 | 0.06495 | 0 | 0 | 0.1299 | 321.1041 | 0.065513 | 0 | 0 | 0.13103 | 321.3636 | 0.066076 | 0 | 0 | 0.13215 | 321.6232 | 0.066639 | 0 | 0 | 0.13328 | 321.9693 | 0.067389 | 0 | 0 | 0.13478 | 322.2289 | 0.067952 | 0 | 0 | 0.1359 | 322.402 | 0.068328 | 0 | 0 | 0.13666 | 322.6616 | 0.068891 | 0 | 0 | 0.13778 | 322.8346 | 0.069266 | 0 | 0 | 0.13853 | 323.0942 | 0.069829 | 0 | 0 | 0.13966 | 323.3538 | 0.070392 | 0 | 0 | 0.14078 | 323.5268 | 0.070768 | 0 | 0 | 0.14154 | 323.7864 | 0.071331 | 0 | 0 | 0.14266 | 324.046 | 0.071894 | 0 | 0 | 0.14379 | 324.1325 | 0.072081 | 0 | 0 | 0.14416 | 324.3921 | 0.072644 | 0 | 0 | 0.14529 | 324.6517 | 0.073207 | 0 | 0 | 0.14641 | 324.8247 | 0.073583 | 0 | 0 | 0.14717 | 325.0843 | 0.074146 | 0 | 0 | 0.14829 | 325.2574 | 0.074521 | 0 | 0 | 0.14904 | 325.4304 | 0.074897 | 0 | 0 | 0.14979
2017-03-29 01:00 | 293.5514 | 0.87496 |  | 308.2479 | 0.037628 | 0 | 0 | 0.075255 | 316.91 | 0.056416 | 0 | 0 | 0.11283 | 323.9972 | 0.071788 | 0 | 0 | 0.14358 | 324.2597 | 0.072357 | 0 | 0 | 0.14471 | 324.4347 | 0.072737 | 0 | 0 | 0.14547 | 324.6971 | 0.073306 | 0 | 0 | 0.14661 | 324.9596 | 0.073875 | 0 | 0 | 0.14775 | 325.2221 | 0.074445 | 0 | 0 | 0.14889 | 325.5721 | 0.075204 | 0 | 0 | 0.15041 | 325.8346 | 0.075773 | 0 | 0 | 0.15155 | 326.0096 | 0.076153 | 0 | 0 | 0.15231 | 326.2721 | 0.076722 | 0 | 0 | 0.15344 | 326.4471 | 0.077102 | 0 | 0 | 0.1542 | 326.7095 | 0.077671 | 0 | 0 | 0.15534 | 326.972 | 0.07824 | 0 | 0 | 0.15648 | 327.147 | 0.07862 | 0 | 0 | 0.15724 | 327.4095 | 0.079189 | 0 | 0 | 0.15838 | 327.672 | 0.079758 | 0 | 0 | 0.15952 | 327.7595 | 0.079948 | 0 | 0 | 0.1599 | 328.022 | 0.080518 | 0 | 0 | 0.16104 | 328.2845 | 0.081087 | 0 | 0 | 0.16217 | 328.4595 | 0.081466 | 0 | 0 | 0.16293 | 328.722 | 0.082036 | 0 | 0 | 0.16407 | 328.8969 | 0.082415 | 0 | 0 | 0.16483 | 329.0719 | 0.082795 | 0 | 0 | 0.16559
2017-03-29 02:00 | 294.8707 | 0.87889 |  | 309.6333 | 0.040633 | 0 | 0 | 0.081265 | 318.3344 | 0.059505 | 0 | 0 | 0.11901 | 325.4534 | 0.074946 | 0 | 0 | 0.14989 | 325.7171 | 0.075518 | 0 | 0 | 0.15104 | 325.8928 | 0.075899 | 0 | 0 | 0.1518 | 326.1565 | 0.076471 | 0 | 0 | 0.15294 | 326.4202 | 0.077043 | 0 | 0 | 0.15409 | 326.6838 | 0.077615 | 0 | 0 | 0.15523 | 327.0354 | 0.078378 | 0 | 0 | 0.15676 | 327.2991 | 0.07895 | 0 | 0 | 0.1579 | 327.4748 | 0.079331 | 0 | 0 | 0.15866 | 327.7385 | 0.079903 | 0 | 0 | 0.15981 | 327.9143 | 0.080284 | 0 | 0 | 0.16057 | 328.178 | 0.080856 | 0 | 0 | 0.16171 | 328.4416 | 0.081428 | 0 | 0 | 0.16286 | 328.6174 | 0.081809 | 0 | 0 | 0.16362 | 328.8811 | 0.082381 | 0 | 0 | 0.16476 | 329.1447 | 0.082953 | 0 | 0 | 0.16591 | 329.2326 | 0.083143 | 0 | 0 | 0.16629 | 329.4963 | 0.083715 | 0 | 0 | 0.16743 | 329.76 | 0.084287 | 0 | 0 | 0.16857 | 329.9357 | 0.084669 | 0 | 0 | 0.16934 | 330.1994 | 0.08524 | 0 | 0 | 0.17048 | 330.3752 | 0.085622 | 0 | 0 | 0.17124 | 330.551 | 0.086003 | 0 | 0 | 0.17201
2017-03-29 03:00 | 295.9003 | 0.88196 |  | 310.7145 | 0.042978 | 0 | 0 | 0.085955 | 319.4459 | 0.061916 | 0 | 0 | 0.12383 | 326.5897 | 0.077411 | 0 | 0 | 0.15482 | 326.8543 | 0.077985 | 0 | 0 | 0.15597 | 327.0307 | 0.078368 | 0 | 0 | 0.15674 | 327.2953 | 0.078941 | 0 | 0 | 0.15788 | 327.5599 | 0.079515 | 0 | 0 | 0.15903 | 327.8245 | 0.080089 | 0 | 0 | 0.16018 | 328.1773 | 0.080854 | 0 | 0 | 0.16171 | 328.4419 | 0.081428 | 0 | 0 | 0.16286 | 328.6182 | 0.081811 | 0 | 0 | 0.16362 | 328.8828 | 0.082385 | 0 | 0 | 0.16477 | 329.0592 | 0.082767 | 0 | 0 | 0.16553 | 329.3238 | 0.083341 | 0 | 0 | 0.16668 | 329.5884 | 0.083915 | 0 | 0 | 0.16783 | 329.7648 | 0.084298 | 0 | 0 | 0.1686 | 330.0294 | 0.084872 | 0 | 0 | 0.16974 | 330.294 | 0.085446 | 0 | 0 | 0.17089 | 330.3822 | 0.085637 | 0 | 0 | 0.17127 | 330.6468 | 0.086211 | 0 | 0 | 0.17242 | 330.9113 | 0.086785 | 0 | 0 | 0.17357 | 331.0877 | 0.087167 | 0 | 0 | 0.17433 | 331.3523 | 0.087741 | 0 | 0 | 0.17548 | 331.5287 | 0.088124 | 0 | 0 | 0.17625 | 331.7051 | 0.088506 | 0 | 0 | 0.17701
2017-03-29 04:00 | 287.128 | 0.85581 |  | 301.503 | 0.022998 | 0 | 0 | 0.045996 | 309.9755 | 0.041375 | 0 | 0 | 0.08275 | 316.9076 | 0.05641 | 0 | 0 | 0.11282 | 317.1643 | 0.056967 | 0 | 0 | 0.11393 | 317.3355 | 0.057339 | 0 | 0 | 0.11468 | 317.5922 | 0.057895 | 0 | 0 | 0.11579 | 317.849 | 0.058452 | 0 | 0 | 0.1169 | 318.1057 | 0.059009 | 0 | 0 | 0.11802 | 318.4481 | 0.059752 | 0 | 0 | 0.1195 | 318.7048 | 0.060309 | 0 | 0 | 0.12062 | 318.876 | 0.06068 | 0 | 0 | 0.12136 | 319.1327 | 0.061237 | 0 | 0 | 0.12247 | 319.3039 | 0.061608 | 0 | 0 | 0.12322 | 319.5606 | 0.062165 | 0 | 0 | 0.12433 | 319.8174 | 0.062722 | 0 | 0 | 0.12544 | 319.9885 | 0.063093 | 0 | 0 | 0.12619 | 320.2453 | 0.06365 | 0 | 0 | 0.1273 | 320.502 | 0.064207 | 0 | 0 | 0.12841 | 320.5876 | 0.064392 | 0 | 0 | 0.12878 | 320.8443 | 0.064949 | 0 | 0 | 0.1299 | 321.1011 | 0.065506 | 0 | 0 | 0.13101 | 321.2722 | 0.065877 | 0 | 0 | 0.13175 | 321.529 | 0.066434 | 0 | 0 | 0.13287 | 321.7001 | 0.066806 | 0 | 0 | 0.13361 | 321.8713 | 0.067177 | 0 | 0 | 0.13435
2017-03-29 05:00 | 292.1602 | 0.87081 |  | 306.7871 | 0.034459 | 0 | 0 | 0.068918 | 315.4081 | 0.053158 | 0 | 0 | 0.10632 | 322.4617 | 0.068457 | 0 | 0 | 0.13691 | 322.723 | 0.069024 | 0 | 0 | 0.13805 | 322.8971 | 0.069402 | 0 | 0 | 0.1388 | 323.1584 | 0.069968 | 0 | 0 | 0.13994 | 323.4196 | 0.070535 | 0 | 0 | 0.14107 | 323.6808 | 0.071102 | 0 | 0 | 0.1422 | 324.0292 | 0.071857 | 0 | 0 | 0.14371 | 324.2904 | 0.072424 | 0 | 0 | 0.14485 | 324.4646 | 0.072802 | 0 | 0 | 0.1456 | 324.7258 | 0.073368 | 0 | 0 | 0.14674 | 324.9 | 0.073746 | 0 | 0 | 0.14749 | 325.1612 | 0.074313 | 0 | 0 | 0.14863 | 325.4225 | 0.074879 | 0 | 0 | 0.14976 | 325.5966 | 0.075257 | 0 | 0 | 0.15051 | 325.8579 | 0.075824 | 0 | 0 | 0.15165 | 326.1191 | 0.07639 | 0 | 0 | 0.15278 | 326.2062 | 0.076579 | 0 | 0 | 0.15316 | 326.4674 | 0.077146 | 0 | 0 | 0.15429 | 326.7287 | 0.077712 | 0 | 0 | 0.15542 | 326.9028 | 0.07809 | 0 | 0 | 0.15618 | 327.1641 | 0.078657 | 0 | 0 | 0.15731 | 327.3383 | 0.079035 | 0 | 0 | 0.15807 | 327.5124 | 0.079412 | 0 | 0 | 0.15882
2017-03-29 06:00 | 299.7312 | 0.89338 |  | 314.7372 | 0.051703 | 0 | 0 | 0.10341 | 323.5816 | 0.070886 | 0 | 0 | 0.14177 | 330.818 | 0.086582 | 0 | 0 | 0.17316 | 331.086 | 0.087163 | 0 | 0 | 0.17433 | 331.2647 | 0.087551 | 0 | 0 | 0.1751 | 331.5327 | 0.088132 | 0 | 0 | 0.17626 | 331.8007 | 0.088714 | 0 | 0 | 0.17743 | 332.0687 | 0.089295 | 0 | 0 | 0.17859 | 332.4261 | 0.09007 | 0 | 0 | 0.18014 | 332.6941 | 0.090651 | 0 | 0 | 0.1813 | 332.8728 | 0.091039 | 0 | 0 | 0.18208 | 333.1408 | 0.09162 | 0 | 0 | 0.18324 | 333.3194 | 0.092008 | 0 | 0 | 0.18402 | 333.5875 | 0.092589 | 0 | 0 | 0.18518 | 333.8555 | 0.09317 | 0 | 0 | 0.18634 | 334.0341 | 0.093558 | 0 | 0 | 0.18712 | 334.3022 | 0.094139 | 0 | 0 | 0.18828 | 334.5702 | 0.094721 | 0 | 0 | 0.18944 | 334.6595 | 0.094914 | 0 | 0 | 0.18983 | 334.9275 | 0.095496 | 0 | 0 | 0.19099 | 335.1955 | 0.096077 | 0 | 0 | 0.19215 | 335.3742 | 0.096465 | 0 | 0 | 0.19293 | 335.6422 | 0.097046 | 0 | 0 | 0.19409 | 335.8209 | 0.097433 | 0 | 0 | 0.19487 | 335.9996 | 0.097821 | 0 | 0 | 0.19564
2017-03-29 07:00 | 298.0304 | 0.88831 |  | 312.9512 | 0.047829 | 0 | 0 | 0.095658 | 321.7455 | 0.066904 | 0 | 0 | 0.13381 | 328.9408 | 0.08251 | 0 | 0 | 0.16502 | 329.2073 | 0.083088 | 0 | 0 | 0.16618 | 329.3849 | 0.083474 | 0 | 0 | 0.16695 | 329.6514 | 0.084052 | 0 | 0 | 0.1681 | 329.9179 | 0.08463 | 0 | 0 | 0.16926 | 330.1844 | 0.085208 | 0 | 0 | 0.17042 | 330.5397 | 0.085979 | 0 | 0 | 0.17196 | 330.8062 | 0.086557 | 0 | 0 | 0.17311 | 330.9839 | 0.086942 | 0 | 0 | 0.17388 | 331.2504 | 0.08752 | 0 | 0 | 0.17504 | 331.428 | 0.087905 | 0 | 0 | 0.17581 | 331.6945 | 0.088483 | 0 | 0 | 0.17697 | 331.961 | 0.089061 | 0 | 0 | 0.17812 | 332.1387 | 0.089447 | 0 | 0 | 0.17889 | 332.4052 | 0.090025 | 0 | 0 | 0.18005 | 332.6717 | 0.090603 | 0 | 0 | 0.18121 | 332.7605 | 0.090795 | 0 | 0 | 0.18159 | 333.027 | 0.091373 | 0 | 0 | 0.18275 | 333.2935 | 0.091951 | 0 | 0 | 0.1839 | 333.4711 | 0.092337 | 0 | 0 | 0.18467 | 333.7376 | 0.092915 | 0 | 0 | 0.18583 | 333.9153 | 0.0933 | 0 | 0 | 0.1866 | 334.093 | 0.093686 | 0 | 0 | 0.18737
2017-03-29 08:00 | 295.5469 | 0.88091 |  | 310.3433 | 0.042173 | 0 | 0 | 0.084345 | 319.0643 | 0.061088 | 0 | 0 | 0.12218 | 326.1996 | 0.076565 | 0 | 0 | 0.15313 | 326.4639 | 0.077138 | 0 | 0 | 0.15428 | 326.6401 | 0.07752 | 0 | 0 | 0.15504 | 326.9044 | 0.078093 | 0 | 0 | 0.15619 | 327.1686 | 0.078667 | 0 | 0 | 0.15733 | 327.4329 | 0.07924 | 0 | 0 | 0.15848 | 327.7853 | 0.080004 | 0 | 0 | 0.16001 | 328.0496 | 0.080577 | 0 | 0 | 0.16115 | 328.2257 | 0.08096 | 0 | 0 | 0.16192 | 328.49 | 0.081533 | 0 | 0 | 0.16307 | 328.6662 | 0.081915 | 0 | 0 | 0.16383 | 328.9305 | 0.082488 | 0 | 0 | 0.16498 | 329.1947 | 0.083061 | 0 | 0 | 0.16612 | 329.3709 | 0.083443 | 0 | 0 | 0.16689 | 329.6352 | 0.084017 | 0 | 0 | 0.16803 | 329.8995 | 0.08459 | 0 | 0 | 0.16918 | 329.9875 | 0.084781 | 0 | 0 | 0.16956 | 330.2518 | 0.085354 | 0 | 0 | 0.17071 | 330.5161 | 0.085927 | 0 | 0 | 0.17185 | 330.6923 | 0.086309 | 0 | 0 | 0.17262 | 330.9565 | 0.086883 | 0 | 0 | 0.17377 | 331.1327 | 0.087265 | 0 | 0 | 0.17453 | 331.3089 | 0.087647 | 0 | 0 | 0.17529
2017-03-29 09:00 | 304.0603 | 0.90628 |  | 319.283 | 0.061563 | 0 | 0 | 0.12313 | 328.2551 | 0.081023 | 0 | 0 | 0.16205 | 335.596 | 0.096946 | 0 | 0 | 0.19389 | 335.8679 | 0.097535 | 0 | 0 | 0.19507 | 336.0492 | 0.097929 | 0 | 0 | 0.19586 | 336.321 | 0.098518 | 0 | 0 | 0.19704 | 336.5929 | 0.099108 | 0 | 0 | 0.19822 | 336.8648 | 0.099698 | 0 | 0 | 0.1994 | 337.2273 | 0.10048 | 0 | 0 | 0.20097 | 337.4992 | 0.10107 | 0 | 0 | 0.20215 | 337.6805 | 0.10147 | 0 | 0 | 0.20293 | 337.9523 | 0.10206 | 0 | 0 | 0.20411 | 338.1336 | 0.10245 | 0 | 0 | 0.2049 | 338.4055 | 0.10304 | 0 | 0 | 0.20608 | 338.6774 | 0.10363 | 0 | 0 | 0.20726 | 338.8586 | 0.10402 | 0 | 0 | 0.20804 | 339.1305 | 0.10461 | 0 | 0 | 0.20922 | 339.4024 | 0.1052 | 0 | 0 | 0.2104 | 339.493 | 0.1054 | 0 | 0 | 0.2108 | 339.7649 | 0.10599 | 0 | 0 | 0.21198 | 340.0368 | 0.10658 | 0 | 0 | 0.21316 | 340.2181 | 0.10697 | 0 | 0 | 0.21394 | 340.4899 | 0.10756 | 0 | 0 | 0.21512 | 340.6712 | 0.10795 | 0 | 0 | 0.21591 | 340.8524 | 0.10835 | 0 | 0 | 0.21669
2017-03-29 10:00 | 266.8774 | 0.79545 |  | 280.2385 | 0 | 0 | 0 | 0 | 288.1135 | 0 | 0 | 0 | 0 | 294.5567 | 0.0079314 | 0 | 0 | 0.015863 | 294.7953 | 0.008449 | 0 | 0 | 0.016898 | 294.9544 | 0.008794 | 0 | 0 | 0.017588 | 295.193 | 0.0093116 | 0 | 0 | 0.018623 | 295.4317 | 0.0098292 | 0 | 0 | 0.019658 | 295.6703 | 0.010347 | 0 | 0 | 0.020694 | 295.9885 | 0.011037 | 0 | 0 | 0.022074 | 296.2271 | 0.011555 | 0 | 0 | 0.023109 | 296.3862 | 0.0119 | 0 | 0 | 0.023799 | 296.6249 | 0.012417 | 0 | 0 | 0.024834 | 296.784 | 0.012762 | 0 | 0 | 0.025525 | 297.0226 | 0.01328 | 0 | 0 | 0.02656 | 297.2612 | 0.013798 | 0 | 0 | 0.027595 | 297.4203 | 0.014143 | 0 | 0 | 0.028285 | 297.659 | 0.01466 | 0 | 0 | 0.02932 | 297.8976 | 0.015178 | 0 | 0 | 0.030356 | 297.9771 | 0.01535 | 0 | 0 | 0.030701 | 298.2158 | 0.015868 | 0 | 0 | 0.031736 | 298.4544 | 0.016386 | 0 | 0 | 0.032771 | 298.6135 | 0.016731 | 0 | 0 | 0.033461 | 298.8521 | 0.017248 | 0 | 0 | 0.034496 | 299.0112 | 0.017593 | 0 | 0 | 0.035187 | 299.1703 | 0.017938 | 0 | 0 | 0.035877
2017-03-29 11:00 | 271.6657 | 0.80973 |  | 285.2666 | 0 | 0 | 0 | 0 | 293.2829 | 0.0051685 | 0 | 0 | 0.010337 | 299.8417 | 0.019394 | 0 | 0 | 0.038789 | 300.0846 | 0.019921 | 0 | 0 | 0.039843 | 300.2465 | 0.020273 | 0 | 0 | 0.040545 | 300.4894 | 0.0208 | 0 | 0 | 0.041599 | 300.7324 | 0.021326 | 0 | 0 | 0.042653 | 300.9753 | 0.021853 | 0 | 0 | 0.043707 | 301.2992 | 0.022556 | 0 | 0 | 0.045112 | 301.5421 | 0.023083 | 0 | 0 | 0.046165 | 301.704 | 0.023434 | 0 | 0 | 0.046868 | 301.947 | 0.023961 | 0 | 0 | 0.047922 | 302.1089 | 0.024312 | 0 | 0 | 0.048624 | 302.3518 | 0.024839 | 0 | 0 | 0.049678 | 302.5947 | 0.025366 | 0 | 0 | 0.050732 | 302.7567 | 0.025717 | 0 | 0 | 0.051434 | 302.9996 | 0.026244 | 0 | 0 | 0.052488 | 303.2425 | 0.026771 | 0 | 0 | 0.053542 | 303.3235 | 0.026947 | 0 | 0 | 0.053893 | 303.5664 | 0.027473 | 0 | 0 | 0.054947 | 303.8093 | 0.028 | 0 | 0 | 0.056001 | 303.9713 | 0.028352 | 0 | 0 | 0.056703 | 304.2142 | 0.028878 | 0 | 0 | 0.057757 | 304.3761 | 0.02923 | 0 | 0 | 0.058459 | 304.5381 | 0.029581 | 0 | 0 | 0.059162
2017-03-29 12:00 | 294.0642 | 0.87649 |  | 308.7865 | 0.038796 | 0 | 0 | 0.077592 | 317.4637 | 0.057617 | 0 | 0 | 0.11523 | 324.5632 | 0.073016 | 0 | 0 | 0.14603 | 324.8262 | 0.073586 | 0 | 0 | 0.14717 | 325.0015 | 0.073966 | 0 | 0 | 0.14793 | 325.2644 | 0.074536 | 0 | 0 | 0.14907 | 325.5274 | 0.075107 | 0 | 0 | 0.15021 | 325.7903 | 0.075677 | 0 | 0 | 0.15135 | 326.1409 | 0.076438 | 0 | 0 | 0.15288 | 326.4039 | 0.077008 | 0 | 0 | 0.15402 | 326.5792 | 0.077388 | 0 | 0 | 0.15478 | 326.8421 | 0.077958 | 0 | 0 | 0.15592 | 327.0174 | 0.078339 | 0 | 0 | 0.15668 | 327.2804 | 0.078909 | 0 | 0 | 0.15782 | 327.5433 | 0.079479 | 0 | 0 | 0.15896 | 327.7186 | 0.07986 | 0 | 0 | 0.15972 | 327.9815 | 0.08043 | 0 | 0 | 0.16086 | 328.2445 | 0.081 | 0 | 0 | 0.162 | 328.3321 | 0.08119 | 0 | 0 | 0.16238 | 328.5951 | 0.081761 | 0 | 0 | 0.16352 | 328.858 | 0.082331 | 0 | 0 | 0.16466 | 329.0333 | 0.082711 | 0 | 0 | 0.16542 | 329.2963 | 0.083282 | 0 | 0 | 0.16656 | 329.4716 | 0.083662 | 0 | 0 | 0.16732 | 329.6469 | 0.084042 | 0 | 0 | 0.16808
2017-03-29 13:00 | 296.238 | 0.88297 |  | 311.0691 | 0.043747 | 0 | 0 | 0.087493 | 319.8104 | 0.062707 | 0 | 0 | 0.12541 | 326.9625 | 0.078219 | 0 | 0 | 0.15644 | 327.2273 | 0.078794 | 0 | 0 | 0.15759 | 327.4039 | 0.079177 | 0 | 0 | 0.15835 | 327.6688 | 0.079752 | 0 | 0 | 0.1595 | 327.9337 | 0.080326 | 0 | 0 | 0.16065 | 328.1986 | 0.080901 | 0 | 0 | 0.1618 | 328.5518 | 0.081667 | 0 | 0 | 0.16333 | 328.8167 | 0.082241 | 0 | 0 | 0.16448 | 328.9933 | 0.082624 | 0 | 0 | 0.16525 | 329.2582 | 0.083199 | 0 | 0 | 0.1664 | 329.4348 | 0.083582 | 0 | 0 | 0.16716 | 329.6996 | 0.084156 | 0 | 0 | 0.16831 | 329.9645 | 0.084731 | 0 | 0 | 0.16946 | 330.1411 | 0.085114 | 0 | 0 | 0.17023 | 330.406 | 0.085689 | 0 | 0 | 0.17138 | 330.6709 | 0.086263 | 0 | 0 | 0.17253 | 330.7592 | 0.086455 | 0 | 0 | 0.17291 | 331.0241 | 0.087029 | 0 | 0 | 0.17406 | 331.289 | 0.087604 | 0 | 0 | 0.17521 | 331.4656 | 0.087987 | 0 | 0 | 0.17597 | 331.7305 | 0.088561 | 0 | 0 | 0.17712 | 331.9071 | 0.088944 | 0 | 0 | 0.17789 | 332.0837 | 0.089327 | 0 | 0 | 0.17865
2017-03-29 14:00 | 291.9394 | 0.87015 |  | 306.5552 | 0.033956 | 0 | 0 | 0.067912 | 315.1697 | 0.052641 | 0 | 0 | 0.10528 | 322.218 | 0.067929 | 0 | 0 | 0.13586 | 322.479 | 0.068495 | 0 | 0 | 0.13699 | 322.6531 | 0.068872 | 0 | 0 | 0.13774 | 322.9141 | 0.069439 | 0 | 0 | 0.13888 | 323.1752 | 0.070005 | 0 | 0 | 0.14001 | 323.4362 | 0.070571 | 0 | 0 | 0.14114 | 323.7843 | 0.071326 | 0 | 0 | 0.14265 | 324.0453 | 0.071892 | 0 | 0 | 0.14378 | 324.2193 | 0.07227 | 0 | 0 | 0.14454 | 324.4804 | 0.072836 | 0 | 0 | 0.14567 | 324.6544 | 0.073213 | 0 | 0 | 0.14643 | 324.9155 | 0.07378 | 0 | 0 | 0.14756 | 325.1765 | 0.074346 | 0 | 0 | 0.14869 | 325.3505 | 0.074723 | 0 | 0 | 0.14945 | 325.6116 | 0.075289 | 0 | 0 | 0.15058 | 325.8726 | 0.075856 | 0 | 0 | 0.15171 | 325.9596 | 0.076044 | 0 | 0 | 0.15209 | 326.2207 | 0.076611 | 0 | 0 | 0.15322 | 326.4817 | 0.077177 | 0 | 0 | 0.15435 | 326.6558 | 0.077554 | 0 | 0 | 0.15511 | 326.9168 | 0.07812 | 0 | 0 | 0.15624 | 327.0908 | 0.078498 | 0 | 0 | 0.157 | 327.2649 | 0.078875 | 0 | 0 | 0.15775
2017-03-29 15:00 | 286.6633 | 0.85443 |  | 301.015 | 0.021939 | 0 | 0 | 0.043879 | 309.4738 | 0.040287 | 0 | 0 | 0.080573 | 316.3947 | 0.055298 | 0 | 0 | 0.1106 | 316.651 | 0.055854 | 0 | 0 | 0.11171 | 316.8219 | 0.056225 | 0 | 0 | 0.11245 | 317.0782 | 0.056781 | 0 | 0 | 0.11356 | 317.3346 | 0.057337 | 0 | 0 | 0.11467 | 317.5909 | 0.057893 | 0 | 0 | 0.11579 | 317.9327 | 0.058634 | 0 | 0 | 0.11727 | 318.189 | 0.05919 | 0 | 0 | 0.11838 | 318.3599 | 0.05956 | 0 | 0 | 0.11912 | 318.6162 | 0.060116 | 0 | 0 | 0.12023 | 318.7871 | 0.060487 | 0 | 0 | 0.12097 | 319.0434 | 0.061043 | 0 | 0 | 0.12209 | 319.2997 | 0.061599 | 0 | 0 | 0.1232 | 319.4706 | 0.06197 | 0 | 0 | 0.12394 | 319.727 | 0.062526 | 0 | 0 | 0.12505 | 319.9833 | 0.063082 | 0 | 0 | 0.12616 | 320.0687 | 0.063267 | 0 | 0 | 0.12653 | 320.3251 | 0.063823 | 0 | 0 | 0.12765 | 320.5814 | 0.064379 | 0 | 0 | 0.12876 | 320.7523 | 0.06475 | 0 | 0 | 0.1295 | 321.0086 | 0.065306 | 0 | 0 | 0.13061 | 321.1795 | 0.065676 | 0 | 0 | 0.13135 | 321.3504 | 0.066047 | 0 | 0 | 0.13209
2017-03-29 16:00 | 264.6063 | 0.78868 |  | 277.8537 | 0 | 0 | 0 | 0 | 285.6617 | 0 | 0 | 0 | 0 | 292.0501 | 0.0024945 | 0 | 0 | 0.0049889 | 292.2867 | 0.0030077 | 0 | 0 | 0.0060153 | 292.4444 | 0.0033498 | 0 | 0 | 0.0066996 | 292.681 | 0.003863 | 0 | 0 | 0.007726 | 292.9176 | 0.0043762 | 0 | 0 | 0.0087524 | 293.1542 | 0.0048894 | 0 | 0 | 0.0097788 | 293.4697 | 0.0055736 | 0 | 0 | 0.011147 | 293.7063 | 0.0060868 | 0 | 0 | 0.012174 | 293.864 | 0.006429 | 0 | 0 | 0.012858 | 294.1006 | 0.0069422 | 0 | 0 | 0.013884 | 294.2584 | 0.0072843 | 0 | 0 | 0.014569 | 294.495 | 0.0077975 | 0 | 0 | 0.015595 | 294.7316 | 0.0083107 | 0 | 0 | 0.016621 | 294.8893 | 0.0086528 | 0 | 0 | 0.017306 | 295.1259 | 0.009166 | 0 | 0 | 0.018332 | 295.3625 | 0.0096792 | 0 | 0 | 0.019358 | 295.4414 | 0.0098503 | 0 | 0 | 0.019701 | 295.678 | 0.010363 | 0 | 0 | 0.020727 | 295.9146 | 0.010877 | 0 | 0 | 0.021753 | 296.0723 | 0.011219 | 0 | 0 | 0.022438 | 296.309 | 0.011732 | 0 | 0 | 0.023464 | 296.4667 | 0.012074 | 0 | 0 | 0.024148 | 296.6244 | 0.012416 | 0 | 0 | 0.024833
2017-03-29 17:00 | 284.6605 | 0.84846 |  | 298.9119 | 0.017378 | 0 | 0 | 0.034756 | 307.3116 | 0.035597 | 0 | 0 | 0.071194 | 314.1842 | 0.050503 | 0 | 0 | 0.10101 | 314.4387 | 0.051055 | 0 | 0 | 0.10211 | 314.6084 | 0.051423 | 0 | 0 | 0.10285 | 314.8629 | 0.051976 | 0 | 0 | 0.10395 | 315.1175 | 0.052528 | 0 | 0 | 0.10506 | 315.372 | 0.05308 | 0 | 0 | 0.10616 | 315.7114 | 0.053816 | 0 | 0 | 0.10763 | 315.9659 | 0.054368 | 0 | 0 | 0.10874 | 316.1356 | 0.054736 | 0 | 0 | 0.10947 | 316.3901 | 0.055288 | 0 | 0 | 0.11058 | 316.5598 | 0.055656 | 0 | 0 | 0.11131 | 316.8144 | 0.056208 | 0 | 0 | 0.11242 | 317.0689 | 0.05676 | 0 | 0 | 0.11352 | 317.2386 | 0.057128 | 0 | 0 | 0.11426 | 317.4931 | 0.057681 | 0 | 0 | 0.11536 | 317.7477 | 0.058233 | 0 | 0 | 0.11647 | 317.8325 | 0.058417 | 0 | 0 | 0.11683 | 318.0871 | 0.058969 | 0 | 0 | 0.11794 | 318.3416 | 0.059521 | 0 | 0 | 0.11904 | 318.5113 | 0.059889 | 0 | 0 | 0.11978 | 318.7658 | 0.060441 | 0 | 0 | 0.12088 | 318.9355 | 0.060809 | 0 | 0 | 0.12162 | 319.1052 | 0.061177 | 0 | 0 | 0.12235
2017-03-29 18:00 | 284.2453 | 0.84722 |  | 298.476 | 0.016432 | 0 | 0 | 0.032865 | 306.8635 | 0.034625 | 0 | 0 | 0.06925 | 313.726 | 0.04951 | 0 | 0 | 0.099019 | 313.9801 | 0.050061 | 0 | 0 | 0.10012 | 314.1496 | 0.050428 | 0 | 0 | 0.10086 | 314.4038 | 0.05098 | 0 | 0 | 0.10196 | 314.6579 | 0.051531 | 0 | 0 | 0.10306 | 314.9121 | 0.052082 | 0 | 0 | 0.10416 | 315.251 | 0.052817 | 0 | 0 | 0.10563 | 315.5051 | 0.053369 | 0 | 0 | 0.10674 | 315.6746 | 0.053736 | 0 | 0 | 0.10747 | 315.9288 | 0.054287 | 0 | 0 | 0.10857 | 316.0982 | 0.054655 | 0 | 0 | 0.10931 | 316.3524 | 0.055206 | 0 | 0 | 0.11041 | 316.6065 | 0.055757 | 0 | 0 | 0.11151 | 316.776 | 0.056125 | 0 | 0 | 0.11225 | 317.0301 | 0.056676 | 0 | 0 | 0.11335 | 317.2843 | 0.057228 | 0 | 0 | 0.11446 | 317.369 | 0.057411 | 0 | 0 | 0.11482 | 317.6232 | 0.057963 | 0 | 0 | 0.11593 | 317.8774 | 0.058514 | 0 | 0 | 0.11703 | 318.0468 | 0.058881 | 0 | 0 | 0.11776 | 318.301 | 0.059433 | 0 | 0 | 0.11887 | 318.4704 | 0.0598 | 0 | 0 | 0.1196 | 318.6399 | 0.060168 | 0 | 0 | 0.12034
2017-03-29 19:00 | 281.8648 | 0.84013 |  | 295.9763 | 0.011011 | 0 | 0 | 0.022021 | 304.2936 | 0.029051 | 0 | 0 | 0.058101 | 311.0986 | 0.043811 | 0 | 0 | 0.087621 | 311.3506 | 0.044357 | 0 | 0 | 0.088715 | 311.5187 | 0.044722 | 0 | 0 | 0.089444 | 311.7707 | 0.045269 | 0 | 0 | 0.090537 | 312.0227 | 0.045815 | 0 | 0 | 0.09163 | 312.2748 | 0.046362 | 0 | 0 | 0.092724 | 312.6108 | 0.047091 | 0 | 0 | 0.094182 | 312.8629 | 0.047637 | 0 | 0 | 0.095275 | 313.0309 | 0.048002 | 0 | 0 | 0.096004 | 313.2829 | 0.048549 | 0 | 0 | 0.097097 | 313.4509 | 0.048913 | 0 | 0 | 0.097826 | 313.703 | 0.04946 | 0 | 0 | 0.098919 | 313.955 | 0.050006 | 0 | 0 | 0.10001 | 314.123 | 0.050371 | 0 | 0 | 0.10074 | 314.3751 | 0.050917 | 0 | 0 | 0.10183 | 314.6271 | 0.051464 | 0 | 0 | 0.10293 | 314.7111 | 0.051646 | 0 | 0 | 0.10329 | 314.9632 | 0.052193 | 0 | 0 | 0.10439 | 315.2152 | 0.05274 | 0 | 0 | 0.10548 | 315.3832 | 0.053104 | 0 | 0 | 0.10621 | 315.6353 | 0.053651 | 0 | 0 | 0.1073 | 315.8033 | 0.054015 | 0 | 0 | 0.10803 | 315.9713 | 0.05438 | 0 | 0 | 0.10876
2017-03-29 20:00 | 284.956 | 0.84934 |  | 299.2222 | 0.018051 | 0 | 0 | 0.036102 | 307.6307 | 0.036289 | 0 | 0 | 0.072578 | 314.5103 | 0.051211 | 0 | 0 | 0.10242 | 314.7651 | 0.051764 | 0 | 0 | 0.10353 | 314.935 | 0.052132 | 0 | 0 | 0.10426 | 315.1898 | 0.052685 | 0 | 0 | 0.10537 | 315.4446 | 0.053237 | 0 | 0 | 0.10647 | 315.6994 | 0.05379 | 0 | 0 | 0.10758 | 316.0392 | 0.054527 | 0 | 0 | 0.10905 | 316.294 | 0.055079 | 0 | 0 | 0.11016 | 316.4638 | 0.055448 | 0 | 0 | 0.1109 | 316.7186 | 0.056001 | 0 | 0 | 0.112 | 316.8885 | 0.056369 | 0 | 0 | 0.11274 | 317.1433 | 0.056922 | 0 | 0 | 0.11384 | 317.3981 | 0.057474 | 0 | 0 | 0.11495 | 317.568 | 0.057843 | 0 | 0 | 0.11569 | 317.8228 | 0.058395 | 0 | 0 | 0.11679 | 318.0776 | 0.058948 | 0 | 0 | 0.1179 | 318.1625 | 0.059132 | 0 | 0 | 0.11826 | 318.4173 | 0.059685 | 0 | 0 | 0.11937 | 318.6721 | 0.060238 | 0 | 0 | 0.12048 | 318.842 | 0.060606 | 0 | 0 | 0.12121 | 319.0968 | 0.061159 | 0 | 0 | 0.12232 | 319.2666 | 0.061527 | 0 | 0 | 0.12305 | 319.4365 | 0.061896 | 0 | 0 | 0.12379
2017-03-29 21:00 | 288.9351 | 0.8612 |  | 303.4006 | 0.027114 | 0 | 0 | 0.054228 | 311.9265 | 0.045606 | 0 | 0 | 0.091213 | 318.9022 | 0.060737 | 0 | 0 | 0.12147 | 319.1605 | 0.061297 | 0 | 0 | 0.12259 | 319.3328 | 0.061671 | 0 | 0 | 0.12334 | 319.5911 | 0.062231 | 0 | 0 | 0.12446 | 319.8495 | 0.062791 | 0 | 0 | 0.12558 | 320.1079 | 0.063352 | 0 | 0 | 0.1267 | 320.4523 | 0.064099 | 0 | 0 | 0.1282 | 320.7107 | 0.064659 | 0 | 0 | 0.12932 | 320.8829 | 0.065033 | 0 | 0 | 0.13007 | 321.1413 | 0.065593 | 0 | 0 | 0.13119 | 321.3135 | 0.065967 | 0 | 0 | 0.13193 | 321.5719 | 0.066527 | 0 | 0 | 0.13305 | 321.8303 | 0.067088 | 0 | 0 | 0.13418 | 322.0025 | 0.067461 | 0 | 0 | 0.13492 | 322.2609 | 0.068022 | 0 | 0 | 0.13604 | 322.5192 | 0.068582 | 0 | 0 | 0.13716 | 322.6053 | 0.068769 | 0 | 0 | 0.13754 | 322.8637 | 0.069329 | 0 | 0 | 0.13866 | 323.1221 | 0.06989 | 0 | 0 | 0.13978 | 323.2943 | 0.070263 | 0 | 0 | 0.14053 | 323.5527 | 0.070824 | 0 | 0 | 0.14165 | 323.7249 | 0.071197 | 0 | 0 | 0.14239 | 323.8971 | 0.071571 | 0 | 0 | 0.14314
2017-03-29 22:00 | 292.6476 | 0.87226 |  | 307.2989 | 0.035569 | 0 | 0 | 0.071138 | 315.9343 | 0.054299 | 0 | 0 | 0.1086 | 322.9996 | 0.069624 | 0 | 0 | 0.13925 | 323.2613 | 0.070192 | 0 | 0 | 0.14038 | 323.4358 | 0.07057 | 0 | 0 | 0.14114 | 323.6974 | 0.071138 | 0 | 0 | 0.14228 | 323.9591 | 0.071705 | 0 | 0 | 0.14341 | 324.2208 | 0.072273 | 0 | 0 | 0.14455 | 324.5697 | 0.07303 | 0 | 0 | 0.14606 | 324.8314 | 0.073597 | 0 | 0 | 0.14719 | 325.0058 | 0.073976 | 0 | 0 | 0.14795 | 325.2675 | 0.074543 | 0 | 0 | 0.14909 | 325.442 | 0.074922 | 0 | 0 | 0.14984 | 325.7037 | 0.075489 | 0 | 0 | 0.15098 | 325.9653 | 0.076057 | 0 | 0 | 0.15211 | 326.1398 | 0.076435 | 0 | 0 | 0.15287 | 326.4015 | 0.077003 | 0 | 0 | 0.15401 | 326.6631 | 0.07757 | 0 | 0 | 0.15514 | 326.7504 | 0.077759 | 0 | 0 | 0.15552 | 327.0121 | 0.078327 | 0 | 0 | 0.15665 | 327.2737 | 0.078895 | 0 | 0 | 0.15779 | 327.4482 | 0.079273 | 0 | 0 | 0.15855 | 327.7099 | 0.079841 | 0 | 0 | 0.15968 | 327.8843 | 0.080219 | 0 | 0 | 0.16044 | 328.0588 | 0.080597 | 0 | 0 | 0.16119
2017-03-29 23:00 | 292.1835 | 0.87088 |  | 306.8116 | 0.034512 | 0 | 0 | 0.069024 | 315.4333 | 0.053213 | 0 | 0 | 0.10643 | 322.4874 | 0.068513 | 0 | 0 | 0.13703 | 322.7487 | 0.06908 | 0 | 0 | 0.13816 | 322.9229 | 0.069458 | 0 | 0 | 0.13892 | 323.1841 | 0.070024 | 0 | 0 | 0.14005 | 323.4454 | 0.070591 | 0 | 0 | 0.14118 | 323.7067 | 0.071158 | 0 | 0 | 0.14232 | 324.055 | 0.071913 | 0 | 0 | 0.14383 | 324.3163 | 0.07248 | 0 | 0 | 0.14496 | 324.4905 | 0.072858 | 0 | 0 | 0.14572 | 324.7517 | 0.073424 | 0 | 0 | 0.14685 | 324.9259 | 0.073802 | 0 | 0 | 0.1476 | 325.1872 | 0.074369 | 0 | 0 | 0.14874 | 325.4484 | 0.074936 | 0 | 0 | 0.14987 | 325.6226 | 0.075313 | 0 | 0 | 0.15063 | 325.8839 | 0.07588 | 0 | 0 | 0.15176 | 326.1451 | 0.076447 | 0 | 0 | 0.15289 | 326.2322 | 0.076636 | 0 | 0 | 0.15327 | 326.4935 | 0.077202 | 0 | 0 | 0.1544 | 326.7547 | 0.077769 | 0 | 0 | 0.15554 | 326.9289 | 0.078147 | 0 | 0 | 0.15629 | 327.1902 | 0.078713 | 0 | 0 | 0.15743 | 327.3644 | 0.079091 | 0 | 0 | 0.15818 | 327.5385 | 0.079469 | 0 | 0 | 0.15894
2017-03-30 | 298.461 | 0.88959 |  | 313.4034 | 0.04881 | 0 | 0 | 0.09762 | 322.2103 | 0.067912 | 0 | 0 | 0.13582 | 329.416 | 0.083541 | 0 | 0 | 0.16708 | 329.6829 | 0.08412 | 0 | 0 | 0.16824 | 329.8608 | 0.084506 | 0 | 0 | 0.16901 | 330.1277 | 0.085085 | 0 | 0 | 0.17017 | 330.3946 | 0.085664 | 0 | 0 | 0.17133 | 330.6614 | 0.086243 | 0 | 0 | 0.17249 | 331.0173 | 0.087014 | 0 | 0 | 0.17403 | 331.2842 | 0.087593 | 0 | 0 | 0.17519 | 331.4621 | 0.087979 | 0 | 0 | 0.17596 | 331.729 | 0.088558 | 0 | 0 | 0.17712 | 331.9069 | 0.088944 | 0 | 0 | 0.17789 | 332.1737 | 0.089523 | 0 | 0 | 0.17905 | 332.4406 | 0.090102 | 0 | 0 | 0.1802 | 332.6185 | 0.090488 | 0 | 0 | 0.18098 | 332.8854 | 0.091066 | 0 | 0 | 0.18213 | 333.1523 | 0.091645 | 0 | 0 | 0.18329 | 333.2413 | 0.091838 | 0 | 0 | 0.18368 | 333.5081 | 0.092417 | 0 | 0 | 0.18483 | 333.775 | 0.092996 | 0 | 0 | 0.18599 | 333.9529 | 0.093382 | 0 | 0 | 0.18676 | 334.2198 | 0.093961 | 0 | 0 | 0.18792 | 334.3977 | 0.094347 | 0 | 0 | 0.18869 | 334.5756 | 0.094732 | 0 | 0 | 0.18946
2017-03-30 01:00 | 298.0724 | 0.88843 |  | 312.9953 | 0.047925 | 0 | 0 | 0.095849 | 321.7908 | 0.067002 | 0 | 0 | 0.134 | 328.9871 | 0.082611 | 0 | 0 | 0.16522 | 329.2537 | 0.083189 | 0 | 0 | 0.16638 | 329.4313 | 0.083574 | 0 | 0 | 0.16715 | 329.6979 | 0.084153 | 0 | 0 | 0.16831 | 329.9644 | 0.084731 | 0 | 0 | 0.16946 | 330.2309 | 0.085309 | 0 | 0 | 0.17062 | 330.5863 | 0.08608 | 0 | 0 | 0.17216 | 330.8528 | 0.086658 | 0 | 0 | 0.17332 | 331.0305 | 0.087043 | 0 | 0 | 0.17409 | 331.2971 | 0.087621 | 0 | 0 | 0.17524 | 331.4747 | 0.088007 | 0 | 0 | 0.17601 | 331.7413 | 0.088585 | 0 | 0 | 0.17717 | 332.0078 | 0.089163 | 0 | 0 | 0.17833 | 332.1855 | 0.089548 | 0 | 0 | 0.1791 | 332.452 | 0.090126 | 0 | 0 | 0.18025 | 332.7186 | 0.090704 | 0 | 0 | 0.18141 | 332.8074 | 0.090897 | 0 | 0 | 0.18179 | 333.0739 | 0.091475 | 0 | 0 | 0.18295 | 333.3405 | 0.092053 | 0 | 0 | 0.18411 | 333.5181 | 0.092439 | 0 | 0 | 0.18488 | 333.7847 | 0.093017 | 0 | 0 | 0.18603 | 333.9624 | 0.093402 | 0 | 0 | 0.1868 | 334.14 | 0.093788 | 0 | 0 | 0.18758
2017-03-30 02:00 | 292.9137 | 0.87306 |  | 307.5783 | 0.036175 | 0 | 0 | 0.072351 | 316.2216 | 0.054923 | 0 | 0 | 0.10985 | 323.2934 | 0.070261 | 0 | 0 | 0.14052 | 323.5553 | 0.070829 | 0 | 0 | 0.14166 | 323.7299 | 0.071208 | 0 | 0 | 0.14242 | 323.9918 | 0.071776 | 0 | 0 | 0.14355 | 324.2537 | 0.072344 | 0 | 0 | 0.14469 | 324.5156 | 0.072912 | 0 | 0 | 0.14582 | 324.8649 | 0.07367 | 0 | 0 | 0.14734 | 325.1268 | 0.074238 | 0 | 0 | 0.14848 | 325.3014 | 0.074617 | 0 | 0 | 0.14923 | 325.5633 | 0.075185 | 0 | 0 | 0.15037 | 325.7379 | 0.075563 | 0 | 0 | 0.15113 | 325.9998 | 0.076132 | 0 | 0 | 0.15226 | 326.2617 | 0.0767 | 0 | 0 | 0.1534 | 326.4364 | 0.077078 | 0 | 0 | 0.15416 | 326.6983 | 0.077646 | 0 | 0 | 0.15529 | 326.9602 | 0.078215 | 0 | 0 | 0.15643 | 327.0475 | 0.078404 | 0 | 0 | 0.15681 | 327.3094 | 0.078972 | 0 | 0 | 0.15794 | 327.5713 | 0.07954 | 0 | 0 | 0.15908 | 327.7459 | 0.079919 | 0 | 0 | 0.15984 | 328.0079 | 0.080487 | 0 | 0 | 0.16097 | 328.1825 | 0.080866 | 0 | 0 | 0.16173 | 328.3571 | 0.081244 | 0 | 0 | 0.16249
2017-03-30 03:00 | 295.4689 | 0.88067 |  | 310.2614 | 0.041995 | 0 | 0 | 0.08399 | 318.9801 | 0.060906 | 0 | 0 | 0.12181 | 326.1136 | 0.076378 | 0 | 0 | 0.15276 | 326.3778 | 0.076951 | 0 | 0 | 0.1539 | 326.5539 | 0.077333 | 0 | 0 | 0.15467 | 326.8181 | 0.077906 | 0 | 0 | 0.15581 | 327.0823 | 0.078479 | 0 | 0 | 0.15696 | 327.3465 | 0.079052 | 0 | 0 | 0.1581 | 327.6988 | 0.079817 | 0 | 0 | 0.15963 | 327.963 | 0.08039 | 0 | 0 | 0.16078 | 328.1391 | 0.080772 | 0 | 0 | 0.16154 | 328.4033 | 0.081345 | 0 | 0 | 0.16269 | 328.5794 | 0.081727 | 0 | 0 | 0.16345 | 328.8436 | 0.0823 | 0 | 0 | 0.1646 | 329.1078 | 0.082873 | 0 | 0 | 0.16575 | 329.284 | 0.083255 | 0 | 0 | 0.16651 | 329.5482 | 0.083828 | 0 | 0 | 0.16766 | 329.8124 | 0.084401 | 0 | 0 | 0.1688 | 329.9005 | 0.084592 | 0 | 0 | 0.16918 | 330.1647 | 0.085165 | 0 | 0 | 0.17033 | 330.4289 | 0.085738 | 0 | 0 | 0.17148 | 330.605 | 0.08612 | 0 | 0 | 0.17224 | 330.8692 | 0.086693 | 0 | 0 | 0.17339 | 331.0453 | 0.087075 | 0 | 0 | 0.17415 | 331.2215 | 0.087457 | 0 | 0 | 0.17491
2017-03-30 04:00 | 289.9399 | 0.86419 |  | 304.4557 | 0.029402 | 0 | 0 | 0.058805 | 313.0112 | 0.047959 | 0 | 0 | 0.095919 | 320.0112 | 0.063142 | 0 | 0 | 0.12628 | 320.2705 | 0.063705 | 0 | 0 | 0.12741 | 320.4433 | 0.064079 | 0 | 0 | 0.12816 | 320.7026 | 0.064642 | 0 | 0 | 0.12928 | 320.9618 | 0.065204 | 0 | 0 | 0.13041 | 321.2211 | 0.065766 | 0 | 0 | 0.13153 | 321.5668 | 0.066516 | 0 | 0 | 0.13303 | 321.826 | 0.067079 | 0 | 0 | 0.13416 | 321.9989 | 0.067453 | 0 | 0 | 0.13491 | 322.2581 | 0.068016 | 0 | 0 | 0.13603 | 322.431 | 0.068391 | 0 | 0 | 0.13678 | 322.6902 | 0.068953 | 0 | 0 | 0.13791 | 322.9495 | 0.069515 | 0 | 0 | 0.13903 | 323.1223 | 0.06989 | 0 | 0 | 0.13978 | 323.3816 | 0.070453 | 0 | 0 | 0.14091 | 323.6408 | 0.071015 | 0 | 0 | 0.14203 | 323.7272 | 0.071202 | 0 | 0 | 0.1424 | 323.9865 | 0.071765 | 0 | 0 | 0.14353 | 324.2458 | 0.072327 | 0 | 0 | 0.14465 | 324.4186 | 0.072702 | 0 | 0 | 0.1454 | 324.6779 | 0.073264 | 0 | 0 | 0.14653 | 324.8507 | 0.073639 | 0 | 0 | 0.14728 | 325.0235 | 0.074014 | 0 | 0 | 0.14803
2017-03-30 05:00 | 288.7886 | 0.86076 |  | 303.2467 | 0.02678 | 0 | 0 | 0.05356 | 311.7682 | 0.045263 | 0 | 0 | 0.090526 | 318.7404 | 0.060386 | 0 | 0 | 0.12077 | 318.9986 | 0.060946 | 0 | 0 | 0.12189 | 319.1708 | 0.061319 | 0 | 0 | 0.12264 | 319.429 | 0.061879 | 0 | 0 | 0.12376 | 319.6873 | 0.06244 | 0 | 0 | 0.12488 | 319.9455 | 0.063 | 0 | 0 | 0.126 | 320.2898 | 0.063746 | 0 | 0 | 0.12749 | 320.548 | 0.064307 | 0 | 0 | 0.12861 | 320.7202 | 0.06468 | 0 | 0 | 0.12936 | 320.9784 | 0.06524 | 0 | 0 | 0.13048 | 321.1506 | 0.065613 | 0 | 0 | 0.13123 | 321.4088 | 0.066174 | 0 | 0 | 0.13235 | 321.667 | 0.066734 | 0 | 0 | 0.13347 | 321.8392 | 0.067107 | 0 | 0 | 0.13421 | 322.0974 | 0.067667 | 0 | 0 | 0.13533 | 322.3556 | 0.068227 | 0 | 0 | 0.13645 | 322.4417 | 0.068414 | 0 | 0 | 0.13683 | 322.6999 | 0.068974 | 0 | 0 | 0.13795 | 322.9582 | 0.069534 | 0 | 0 | 0.13907 | 323.1303 | 0.069908 | 0 | 0 | 0.13982 | 323.3885 | 0.070468 | 0 | 0 | 0.14094 | 323.5607 | 0.070841 | 0 | 0 | 0.14168 | 323.7328 | 0.071214 | 0 | 0 | 0.14243
2017-03-30 06:00 | 292.7928 | 0.8727 |  | 307.4514 | 0.0359 | 0 | 0 | 0.0718 | 316.0911 | 0.05464 | 0 | 0 | 0.10928 | 323.16 | 0.069972 | 0 | 0 | 0.13994 | 323.4218 | 0.07054 | 0 | 0 | 0.14108 | 323.5963 | 0.070918 | 0 | 0 | 0.14184 | 323.8581 | 0.071486 | 0 | 0 | 0.14297 | 324.12 | 0.072054 | 0 | 0 | 0.14411 | 324.3818 | 0.072622 | 0 | 0 | 0.14524 | 324.7308 | 0.073379 | 0 | 0 | 0.14676 | 324.9926 | 0.073947 | 0 | 0 | 0.14789 | 325.1672 | 0.074326 | 0 | 0 | 0.14865 | 325.429 | 0.074893 | 0 | 0 | 0.14979 | 325.6035 | 0.075272 | 0 | 0 | 0.15054 | 325.8653 | 0.07584 | 0 | 0 | 0.15168 | 326.1272 | 0.076408 | 0 | 0 | 0.15282 | 326.3017 | 0.076786 | 0 | 0 | 0.15357 | 326.5635 | 0.077354 | 0 | 0 | 0.15471 | 326.8253 | 0.077922 | 0 | 0 | 0.15584 | 326.9126 | 0.078111 | 0 | 0 | 0.15622 | 327.1744 | 0.078679 | 0 | 0 | 0.15736 | 327.4362 | 0.079247 | 0 | 0 | 0.15849 | 327.6107 | 0.079626 | 0 | 0 | 0.15925 | 327.8726 | 0.080193 | 0 | 0 | 0.16039 | 328.0471 | 0.080572 | 0 | 0 | 0.16114 | 328.2216 | 0.080951 | 0 | 0 | 0.1619
2017-03-30 07:00 | 285.0984 | 0.84976 |  | 299.3718 | 0.018375 | 0 | 0 | 0.036751 | 307.7845 | 0.036622 | 0 | 0 | 0.073245 | 314.6675 | 0.051552 | 0 | 0 | 0.1031 | 314.9225 | 0.052105 | 0 | 0 | 0.10421 | 315.0924 | 0.052473 | 0 | 0 | 0.10495 | 315.3474 | 0.053026 | 0 | 0 | 0.10605 | 315.6023 | 0.053579 | 0 | 0 | 0.10716 | 315.8572 | 0.054132 | 0 | 0 | 0.10826 | 316.1971 | 0.054869 | 0 | 0 | 0.10974 | 316.452 | 0.055422 | 0 | 0 | 0.11084 | 316.622 | 0.055791 | 0 | 0 | 0.11158 | 316.8769 | 0.056344 | 0 | 0 | 0.11269 | 317.0469 | 0.056713 | 0 | 0 | 0.11343 | 317.3018 | 0.057266 | 0 | 0 | 0.11453 | 317.5567 | 0.057818 | 0 | 0 | 0.11564 | 317.7267 | 0.058187 | 0 | 0 | 0.11637 | 317.9816 | 0.05874 | 0 | 0 | 0.11748 | 318.2366 | 0.059293 | 0 | 0 | 0.11859 | 318.3215 | 0.059477 | 0 | 0 | 0.11895 | 318.5765 | 0.06003 | 0 | 0 | 0.12006 | 318.8314 | 0.060583 | 0 | 0 | 0.12117 | 319.0013 | 0.060952 | 0 | 0 | 0.1219 | 319.2563 | 0.061505 | 0 | 0 | 0.12301 | 319.4262 | 0.061873 | 0 | 0 | 0.12375 | 319.5962 | 0.062242 | 0 | 0 | 0.12448
2017-03-30 08:00 | 281.0085 | 0.83757 |  | 295.0771 | 0.0090601 | 0 | 0 | 0.01812 | 303.3691 | 0.027045 | 0 | 0 | 0.054091 | 310.1534 | 0.041761 | 0 | 0 | 0.083521 | 310.4047 | 0.042306 | 0 | 0 | 0.084611 | 310.5722 | 0.042669 | 0 | 0 | 0.085338 | 310.8235 | 0.043214 | 0 | 0 | 0.086428 | 311.0748 | 0.043759 | 0 | 0 | 0.087518 | 311.326 | 0.044304 | 0 | 0 | 0.088608 | 311.6611 | 0.045031 | 0 | 0 | 0.090061 | 311.9123 | 0.045576 | 0 | 0 | 0.091151 | 312.0798 | 0.045939 | 0 | 0 | 0.091878 | 312.3311 | 0.046484 | 0 | 0 | 0.092968 | 312.4986 | 0.046847 | 0 | 0 | 0.093695 | 312.7499 | 0.047392 | 0 | 0 | 0.094785 | 313.0012 | 0.047937 | 0 | 0 | 0.095875 | 313.1687 | 0.048301 | 0 | 0 | 0.096602 | 313.42 | 0.048846 | 0 | 0 | 0.097692 | 313.6712 | 0.049391 | 0 | 0 | 0.098782 | 313.755 | 0.049572 | 0 | 0 | 0.099145 | 314.0063 | 0.050117 | 0 | 0 | 0.10023 | 314.2575 | 0.050662 | 0 | 0 | 0.10132 | 314.425 | 0.051026 | 0 | 0 | 0.10205 | 314.6763 | 0.051571 | 0 | 0 | 0.10314 | 314.8438 | 0.051934 | 0 | 0 | 0.10387 | 315.0114 | 0.052298 | 0 | 0 | 0.1046
2017-03-30 09:00 | 280.059 | 0.83474 |  | 294.0801 | 0.0068977 | 0 | 0 | 0.013795 | 302.3441 | 0.024822 | 0 | 0 | 0.049644 | 309.1055 | 0.039488 | 0 | 0 | 0.078975 | 309.3559 | 0.040031 | 0 | 0 | 0.080062 | 309.5229 | 0.040393 | 0 | 0 | 0.080786 | 309.7733 | 0.040936 | 0 | 0 | 0.081872 | 310.0237 | 0.041479 | 0 | 0 | 0.082959 | 310.2741 | 0.042022 | 0 | 0 | 0.084045 | 310.608 | 0.042747 | 0 | 0 | 0.085493 | 310.8584 | 0.04329 | 0 | 0 | 0.08658 | 311.0254 | 0.043652 | 0 | 0 | 0.087304 | 311.2758 | 0.044195 | 0 | 0 | 0.08839 | 311.4428 | 0.044557 | 0 | 0 | 0.089115 | 311.6932 | 0.0451 | 0 | 0 | 0.090201 | 311.9436 | 0.045644 | 0 | 0 | 0.091287 | 312.1106 | 0.046006 | 0 | 0 | 0.092011 | 312.361 | 0.046549 | 0 | 0 | 0.093098 | 312.6114 | 0.047092 | 0 | 0 | 0.094184 | 312.6949 | 0.047273 | 0 | 0 | 0.094546 | 312.9453 | 0.047816 | 0 | 0 | 0.095633 | 313.1957 | 0.048359 | 0 | 0 | 0.096719 | 313.3627 | 0.048722 | 0 | 0 | 0.097443 | 313.6131 | 0.049265 | 0 | 0 | 0.098529 | 313.7801 | 0.049627 | 0 | 0 | 0.099254 | 313.947 | 0.049989 | 0 | 0 | 0.099978
2017-03-30 10:00 | 276.111 | 0.82298 |  | 289.9345 | 0 | 0 | 0 | 0 | 298.0819 | 0.015578 | 0 | 0 | 0.031155 | 304.748 | 0.030036 | 0 | 0 | 0.060073 | 304.9949 | 0.030572 | 0 | 0 | 0.061144 | 305.1595 | 0.030929 | 0 | 0 | 0.061858 | 305.4064 | 0.031464 | 0 | 0 | 0.062929 | 305.6533 | 0.032 | 0 | 0 | 0.064 | 305.9002 | 0.032535 | 0 | 0 | 0.065071 | 306.2294 | 0.033249 | 0 | 0 | 0.066499 | 306.4763 | 0.033785 | 0 | 0 | 0.06757 | 306.6409 | 0.034142 | 0 | 0 | 0.068284 | 306.8878 | 0.034677 | 0 | 0 | 0.069355 | 307.0524 | 0.035034 | 0 | 0 | 0.070069 | 307.2993 | 0.03557 | 0 | 0 | 0.07114 | 307.5462 | 0.036106 | 0 | 0 | 0.072211 | 307.7108 | 0.036463 | 0 | 0 | 0.072925 | 307.9576 | 0.036998 | 0 | 0 | 0.073996 | 308.2045 | 0.037534 | 0 | 0 | 0.075067 | 308.2868 | 0.037712 | 0 | 0 | 0.075424 | 308.5337 | 0.038248 | 0 | 0 | 0.076495 | 308.7806 | 0.038783 | 0 | 0 | 0.077566 | 308.9452 | 0.03914 | 0 | 0 | 0.07828 | 309.1921 | 0.039676 | 0 | 0 | 0.079351 | 309.3567 | 0.040033 | 0 | 0 | 0.080065 | 309.5213 | 0.04039 | 0 | 0 | 0.080779
2017-03-30 11:00 | 265.4725 | 0.79127 |  | 278.7633 | 0 | 0 | 0 | 0 | 286.5968 | 0 | 0 | 0 | 0 | 293.0061 | 0.0045681 | 0 | 0 | 0.0091362 | 293.2435 | 0.005083 | 0 | 0 | 0.010166 | 293.4017 | 0.0054262 | 0 | 0 | 0.010852 | 293.6391 | 0.0059411 | 0 | 0 | 0.011882 | 293.8765 | 0.006456 | 0 | 0 | 0.012912 | 294.1139 | 0.0069709 | 0 | 0 | 0.013942 | 294.4304 | 0.0076574 | 0 | 0 | 0.015315 | 294.6678 | 0.0081723 | 0 | 0 | 0.016345 | 294.826 | 0.0085155 | 0 | 0 | 0.017031 | 295.0634 | 0.0090304 | 0 | 0 | 0.018061 | 295.2216 | 0.0093736 | 0 | 0 | 0.018747 | 295.459 | 0.0098885 | 0 | 0 | 0.019777 | 295.6964 | 0.010403 | 0 | 0 | 0.020807 | 295.8547 | 0.010747 | 0 | 0 | 0.021493 | 296.092 | 0.011262 | 0 | 0 | 0.022523 | 296.3294 | 0.011776 | 0 | 0 | 0.023553 | 296.4085 | 0.011948 | 0 | 0 | 0.023896 | 296.6459 | 0.012463 | 0 | 0 | 0.024926 | 296.8833 | 0.012978 | 0 | 0 | 0.025956 | 297.0416 | 0.013321 | 0 | 0 | 0.026642 | 297.2789 | 0.013836 | 0 | 0 | 0.027672 | 297.4372 | 0.014179 | 0 | 0 | 0.028358 | 297.5954 | 0.014522 | 0 | 0 | 0.029045
2017-03-30 12:00 | 267.7572 | 0.79808 |  | 281.1624 | 0 | 0 | 0 | 0 | 289.0634 | 0 | 0 | 0 | 0 | 295.5278 | 0.010038 | 0 | 0 | 0.020075 | 295.7672 | 0.010557 | 0 | 0 | 0.021114 | 295.9268 | 0.010903 | 0 | 0 | 0.021806 | 296.1662 | 0.011422 | 0 | 0 | 0.022845 | 296.4057 | 0.011942 | 0 | 0 | 0.023884 | 296.6451 | 0.012461 | 0 | 0 | 0.024922 | 296.9643 | 0.013154 | 0 | 0 | 0.026307 | 297.2037 | 0.013673 | 0 | 0 | 0.027346 | 297.3634 | 0.014019 | 0 | 0 | 0.028038 | 297.6028 | 0.014538 | 0 | 0 | 0.029077 | 297.7624 | 0.014885 | 0 | 0 | 0.029769 | 298.0018 | 0.015404 | 0 | 0 | 0.030808 | 298.2412 | 0.015923 | 0 | 0 | 0.031846 | 298.4009 | 0.016269 | 0 | 0 | 0.032539 | 298.6403 | 0.016789 | 0 | 0 | 0.033577 | 298.8797 | 0.017308 | 0 | 0 | 0.034616 | 298.9595 | 0.017481 | 0 | 0 | 0.034962 | 299.1989 | 0.018 | 0 | 0 | 0.036001 | 299.4384 | 0.01852 | 0 | 0 | 0.037039 | 299.598 | 0.018866 | 0 | 0 | 0.037732 | 299.8374 | 0.019385 | 0 | 0 | 0.03877 | 299.997 | 0.019731 | 0 | 0 | 0.039463 | 300.1566 | 0.020078 | 0 | 0 | 0.040155
2017-03-30 13:00 | 269.8952 | 0.80445 |  | 283.4074 | 0 | 0 | 0 | 0 | 291.3715 | 0.0010227 | 0 | 0 | 0.0020453 | 297.8875 | 0.015156 | 0 | 0 | 0.030312 | 298.1289 | 0.015679 | 0 | 0 | 0.031359 | 298.2897 | 0.016028 | 0 | 0 | 0.032057 | 298.5311 | 0.016552 | 0 | 0 | 0.033104 | 298.7724 | 0.017075 | 0 | 0 | 0.034151 | 299.0138 | 0.017599 | 0 | 0 | 0.035197 | 299.3355 | 0.018297 | 0 | 0 | 0.036593 | 299.5769 | 0.01882 | 0 | 0 | 0.03764 | 299.7378 | 0.019169 | 0 | 0 | 0.038338 | 299.9791 | 0.019693 | 0 | 0 | 0.039385 | 300.14 | 0.020042 | 0 | 0 | 0.040083 | 300.3813 | 0.020565 | 0 | 0 | 0.04113 | 300.6227 | 0.021088 | 0 | 0 | 0.042177 | 300.7835 | 0.021437 | 0 | 0 | 0.042875 | 301.0249 | 0.021961 | 0 | 0 | 0.043922 | 301.2662 | 0.022484 | 0 | 0 | 0.044969 | 301.3467 | 0.022659 | 0 | 0 | 0.045318 | 301.588 | 0.023182 | 0 | 0 | 0.046365 | 301.8293 | 0.023706 | 0 | 0 | 0.047411 | 301.9902 | 0.024055 | 0 | 0 | 0.048109 | 302.2316 | 0.024578 | 0 | 0 | 0.049156 | 302.3924 | 0.024927 | 0 | 0 | 0.049854 | 302.5533 | 0.025276 | 0 | 0 | 0.050552
2017-03-30 14:00 | 258.4513 | 0.77034 |  | 271.3906 | 0 | 0 | 0 | 0 | 279.017 | 0 | 0 | 0 | 0 | 285.2567 | 0 | 0 | 0 | 0 | 285.4878 | 0 | 0 | 0 | 0 | 285.6419 | 0 | 0 | 0 | 0 | 285.873 | 0 | 0 | 0 | 0 | 286.1041 | 0 | 0 | 0 | 0 | 286.3352 | 0 | 0 | 0 | 0 | 286.6433 | 0 | 0 | 0 | 0 | 286.8744 | 0 | 0 | 0 | 0 | 287.0285 | 0 | 0 | 0 | 0 | 287.2596 | 0 | 0 | 0 | 0 | 287.4137 | 0 | 0 | 0 | 0 | 287.6448 | 0 | 0 | 0 | 0 | 287.8759 | 0 | 0 | 0 | 0 | 288.03 | 0 | 0 | 0 | 0 | 288.2611 | 0 | 0 | 0 | 0 | 288.4922 | 0 | 0 | 0 | 0 | 288.5692 | 0 | 0 | 0 | 0 | 288.8003 | 0 | 0 | 0 | 0 | 289.0314 | 0 | 0 | 0 | 0 | 289.1855 | 0 | 0 | 0 | 0 | 289.4166 | 0 | 0 | 0 | 0 | 289.5706 | 0 | 0 | 0 | 0 | 289.7247 | 0 | 0 | 0 | 0
2017-03-30 15:00 | 262.848 | 0.78344 |  | 276.0075 | 0 | 0 | 0 | 0 | 283.7636 | 0 | 0 | 0 | 0 | 290.1095 | 0 | 0 | 0 | 0 | 290.3445 | 0 | 0 | 0 | 0 | 290.5012 | 0 | 0 | 0 | 0 | 290.7362 | 0 | 0 | 0 | 0 | 290.9712 | 0.00015452 | 0 | 0 | 0.00030904 | 291.2063 | 0.00066431 | 0 | 0 | 0.0013286 | 291.5197 | 0.001344 | 0 | 0 | 0.002688 | 291.7547 | 0.0018538 | 0 | 0 | 0.0037076 | 291.9114 | 0.0021937 | 0 | 0 | 0.0043873 | 292.1464 | 0.0027035 | 0 | 0 | 0.0054069 | 292.3031 | 0.0030433 | 0 | 0 | 0.0060866 | 292.5381 | 0.0035531 | 0 | 0 | 0.0071062 | 292.7732 | 0.0040629 | 0 | 0 | 0.0081258 | 292.9299 | 0.0044027 | 0 | 0 | 0.0088055 | 293.1649 | 0.0049125 | 0 | 0 | 0.0098251 | 293.3999 | 0.0054223 | 0 | 0 | 0.010845 | 293.4783 | 0.0055923 | 0 | 0 | 0.011185 | 293.7133 | 0.006102 | 0 | 0 | 0.012204 | 293.9483 | 0.0066118 | 0 | 0 | 0.013224 | 294.105 | 0.0069517 | 0 | 0 | 0.013903 | 294.3401 | 0.0074615 | 0 | 0 | 0.014923 | 294.4967 | 0.0078013 | 0 | 0 | 0.015603 | 294.6534 | 0.0081412 | 0 | 0 | 0.016282
2017-03-30 16:00 | 264.0937 | 0.78716 |  | 277.3154 | 0 | 0 | 0 | 0 | 285.1083 | 0 | 0 | 0 | 0 | 291.4843 | 0.0012672 | 0 | 0 | 0.0025345 | 291.7204 | 0.0017794 | 0 | 0 | 0.0035589 | 291.8778 | 0.0021209 | 0 | 0 | 0.0042418 | 292.114 | 0.0026331 | 0 | 0 | 0.0052662 | 292.3501 | 0.0031453 | 0 | 0 | 0.0062906 | 292.5863 | 0.0036575 | 0 | 0 | 0.0073151 | 292.9011 | 0.0043405 | 0 | 0 | 0.0086809 | 293.1373 | 0.0048527 | 0 | 0 | 0.0097053 | 293.2947 | 0.0051941 | 0 | 0 | 0.010388 | 293.5309 | 0.0057063 | 0 | 0 | 0.011413 | 293.6883 | 0.0060478 | 0 | 0 | 0.012096 | 293.9244 | 0.00656 | 0 | 0 | 0.01312 | 294.1606 | 0.0070722 | 0 | 0 | 0.014144 | 294.318 | 0.0074137 | 0 | 0 | 0.014827 | 294.5542 | 0.0079259 | 0 | 0 | 0.015852 | 294.7903 | 0.0084381 | 0 | 0 | 0.016876 | 294.869 | 0.0086088 | 0 | 0 | 0.017218 | 295.1052 | 0.009121 | 0 | 0 | 0.018242 | 295.3413 | 0.0096332 | 0 | 0 | 0.019266 | 295.4988 | 0.0099747 | 0 | 0 | 0.019949 | 295.7349 | 0.010487 | 0 | 0 | 0.020974 | 295.8923 | 0.010828 | 0 | 0 | 0.021657 | 296.0498 | 0.01117 | 0 | 0 | 0.02234
2017-03-30 17:00 | 259.7329 | 0.77416 |  | 272.7364 | 0 | 0 | 0 | 0 | 280.4005 | 0 | 0 | 0 | 0 | 286.6712 | 0 | 0 | 0 | 0 | 286.9035 | 0 | 0 | 0 | 0 | 287.0583 | 0 | 0 | 0 | 0 | 287.2906 | 0 | 0 | 0 | 0 | 287.5228 | 0 | 0 | 0 | 0 | 287.7551 | 0 | 0 | 0 | 0 | 288.0647 | 0 | 0 | 0 | 0 | 288.297 | 0 | 0 | 0 | 0 | 288.4518 | 0 | 0 | 0 | 0 | 288.6841 | 0 | 0 | 0 | 0 | 288.8389 | 0 | 0 | 0 | 0 | 289.0711 | 0 | 0 | 0 | 0 | 289.3034 | 0 | 0 | 0 | 0 | 289.4582 | 0 | 0 | 0 | 0 | 289.6905 | 0 | 0 | 0 | 0 | 289.9227 | 0 | 0 | 0 | 0 | 290.0001 | 0 | 0 | 0 | 0 | 290.2324 | 0 | 0 | 0 | 0 | 290.4646 | 0 | 0 | 0 | 0 | 290.6195 | 0 | 0 | 0 | 0 | 290.8517 | 0 | 0 | 0 | 0 | 291.0065 | 0.00023107 | 0 | 0 | 0.00046214 | 291.1614 | 0.0005669 | 0 | 0 | 0.0011338
2017-03-30 18:00 | 264.6544 | 0.78883 |  | 277.9042 | 0 | 0 | 0 | 0 | 285.7136 | 0 | 0 | 0 | 0 | 292.1031 | 0.0026096 | 0 | 0 | 0.0052192 | 292.3398 | 0.0031229 | 0 | 0 | 0.0062458 | 292.4976 | 0.0034651 | 0 | 0 | 0.0069302 | 292.7342 | 0.0039784 | 0 | 0 | 0.0079568 | 292.9709 | 0.0044917 | 0 | 0 | 0.0089834 | 293.2075 | 0.005005 | 0 | 0 | 0.01001 | 293.523 | 0.0056894 | 0 | 0 | 0.011379 | 293.7597 | 0.0062026 | 0 | 0 | 0.012405 | 293.9174 | 0.0065448 | 0 | 0 | 0.01309 | 294.1541 | 0.0070581 | 0 | 0 | 0.014116 | 294.3119 | 0.0074003 | 0 | 0 | 0.014801 | 294.5485 | 0.0079136 | 0 | 0 | 0.015827 | 294.7852 | 0.0084269 | 0 | 0 | 0.016854 | 294.9429 | 0.0087691 | 0 | 0 | 0.017538 | 295.1796 | 0.0092824 | 0 | 0 | 0.018565 | 295.4162 | 0.0097957 | 0 | 0 | 0.019591 | 295.4951 | 0.0099668 | 0 | 0 | 0.019934 | 295.7318 | 0.01048 | 0 | 0 | 0.02096 | 295.9684 | 0.010993 | 0 | 0 | 0.021987 | 296.1262 | 0.011336 | 0 | 0 | 0.022671 | 296.3628 | 0.011849 | 0 | 0 | 0.023698 | 296.5206 | 0.012191 | 0 | 0 | 0.024382 | 296.6783 | 0.012533 | 0 | 0 | 0.025066
2017-03-30 19:00 | 264.8369 | 0.78937 |  | 278.0958 | 0 | 0 | 0 | 0 | 285.9106 | 0 | 0 | 0 | 0 | 292.3045 | 0.0030465 | 0 | 0 | 0.0060929 | 292.5414 | 0.0035601 | 0 | 0 | 0.0071202 | 292.6992 | 0.0039025 | 0 | 0 | 0.0078051 | 292.936 | 0.0044162 | 0 | 0 | 0.0088323 | 293.1729 | 0.0049298 | 0 | 0 | 0.0098596 | 293.4097 | 0.0054435 | 0 | 0 | 0.010887 | 293.7254 | 0.0061283 | 0 | 0 | 0.012257 | 293.9622 | 0.006642 | 0 | 0 | 0.013284 | 294.1201 | 0.0069844 | 0 | 0 | 0.013969 | 294.3569 | 0.007498 | 0 | 0 | 0.014996 | 294.5148 | 0.0078405 | 0 | 0 | 0.015681 | 294.7516 | 0.0083541 | 0 | 0 | 0.016708 | 294.9884 | 0.0088678 | 0 | 0 | 0.017736 | 295.1463 | 0.0092102 | 0 | 0 | 0.01842 | 295.3831 | 0.0097238 | 0 | 0 | 0.019448 | 295.6199 | 0.010237 | 0 | 0 | 0.020475 | 295.6988 | 0.010409 | 0 | 0 | 0.020817 | 295.9357 | 0.010922 | 0 | 0 | 0.021845 | 296.1725 | 0.011436 | 0 | 0 | 0.022872 | 296.3303 | 0.011778 | 0 | 0 | 0.023557 | 296.5672 | 0.012292 | 0 | 0 | 0.024584 | 296.725 | 0.012634 | 0 | 0 | 0.025269 | 296.8829 | 0.012977 | 0 | 0 | 0.025954
2017-03-30 20:00 | 261.9583 | 0.78079 |  | 275.0731 | 0 | 0 | 0 | 0 | 282.803 | 0 | 0 | 0 | 0 | 289.1274 | 0 | 0 | 0 | 0 | 289.3616 | 0 | 0 | 0 | 0 | 289.5178 | 0 | 0 | 0 | 0 | 289.752 | 0 | 0 | 0 | 0 | 289.9863 | 0 | 0 | 0 | 0 | 290.2205 | 0 | 0 | 0 | 0 | 290.5328 | 0 | 0 | 0 | 0 | 290.7671 | 0 | 0 | 0 | 0 | 290.9232 | 5.0364e-05 | 0 | 0 | 0.00010073 | 291.1575 | 0.00055843 | 0 | 0 | 0.0011169 | 291.3136 | 0.00089713 | 0 | 0 | 0.0017943 | 291.5479 | 0.0014052 | 0 | 0 | 0.0028104 | 291.7821 | 0.0019133 | 0 | 0 | 0.0038265 | 291.9383 | 0.002252 | 0 | 0 | 0.0045039 | 292.1725 | 0.00276 | 0 | 0 | 0.0055201 | 292.4067 | 0.0032681 | 0 | 0 | 0.0065362 | 292.4848 | 0.0034374 | 0 | 0 | 0.0068749 | 292.719 | 0.0039455 | 0 | 0 | 0.007891 | 292.9533 | 0.0044536 | 0 | 0 | 0.0089071 | 293.1094 | 0.0047923 | 0 | 0 | 0.0095845 | 293.3437 | 0.0053003 | 0 | 0 | 0.010601 | 293.4998 | 0.005639 | 0 | 0 | 0.011278 | 293.656 | 0.0059777 | 0 | 0 | 0.011955
2017-03-30 21:00 | 270.3957 | 0.80594 |  | 283.9329 | 0 | 0 | 0 | 0 | 291.9118 | 0.0021945 | 0 | 0 | 0.004389 | 298.4399 | 0.016354 | 0 | 0 | 0.032708 | 298.6817 | 0.016878 | 0 | 0 | 0.033757 | 298.8429 | 0.017228 | 0 | 0 | 0.034456 | 299.0846 | 0.017752 | 0 | 0 | 0.035505 | 299.3264 | 0.018277 | 0 | 0 | 0.036554 | 299.5682 | 0.018801 | 0 | 0 | 0.037603 | 299.8906 | 0.019501 | 0 | 0 | 0.039001 | 300.1324 | 0.020025 | 0 | 0 | 0.04005 | 300.2935 | 0.020375 | 0 | 0 | 0.040749 | 300.5353 | 0.020899 | 0 | 0 | 0.041798 | 300.6965 | 0.021249 | 0 | 0 | 0.042497 | 300.9383 | 0.021773 | 0 | 0 | 0.043546 | 301.1801 | 0.022297 | 0 | 0 | 0.044595 | 301.3413 | 0.022647 | 0 | 0 | 0.045294 | 301.5831 | 0.023172 | 0 | 0 | 0.046343 | 301.8248 | 0.023696 | 0 | 0 | 0.047392 | 301.9054 | 0.023871 | 0 | 0 | 0.047742 | 302.1472 | 0.024395 | 0 | 0 | 0.04879 | 302.389 | 0.02492 | 0 | 0 | 0.049839 | 302.5502 | 0.025269 | 0 | 0 | 0.050538 | 302.792 | 0.025794 | 0 | 0 | 0.051587 | 302.9532 | 0.026143 | 0 | 0 | 0.052287 | 303.1143 | 0.026493 | 0 | 0 | 0.052986
2017-03-30 22:00 | 278.5132 | 0.83014 |  | 292.4569 | 0.0033769 | 0 | 0 | 0.0067538 | 300.6752 | 0.021202 | 0 | 0 | 0.042405 | 307.3993 | 0.035787 | 0 | 0 | 0.071574 | 307.6484 | 0.036327 | 0 | 0 | 0.072654 | 307.8144 | 0.036687 | 0 | 0 | 0.073375 | 308.0634 | 0.037228 | 0 | 0 | 0.074455 | 308.3125 | 0.037768 | 0 | 0 | 0.075535 | 308.5615 | 0.038308 | 0 | 0 | 0.076616 | 308.8936 | 0.039028 | 0 | 0 | 0.078056 | 309.1426 | 0.039568 | 0 | 0 | 0.079136 | 309.3086 | 0.039928 | 0 | 0 | 0.079857 | 309.5577 | 0.040469 | 0 | 0 | 0.080937 | 309.7237 | 0.040829 | 0 | 0 | 0.081657 | 309.9728 | 0.041369 | 0 | 0 | 0.082738 | 310.2218 | 0.041909 | 0 | 0 | 0.083818 | 310.3878 | 0.042269 | 0 | 0 | 0.084538 | 310.6369 | 0.042809 | 0 | 0 | 0.085619 | 310.8859 | 0.043349 | 0 | 0 | 0.086699 | 310.9689 | 0.043529 | 0 | 0 | 0.087059 | 311.218 | 0.04407 | 0 | 0 | 0.088139 | 311.467 | 0.04461 | 0 | 0 | 0.08922 | 311.633 | 0.04497 | 0 | 0 | 0.08994 | 311.8821 | 0.04551 | 0 | 0 | 0.09102 | 312.0481 | 0.04587 | 0 | 0 | 0.09174 | 312.2141 | 0.04623 | 0 | 0 | 0.092461
2017-03-30 23:00 | 277.0583 | 0.8258 |  | 290.9291 | 6.3195e-05 | 0 | 0 | 0.00012639 | 299.1045 | 0.017796 | 0 | 0 | 0.035591 | 305.7935 | 0.032304 | 0 | 0 | 0.064608 | 306.0413 | 0.032841 | 0 | 0 | 0.065683 | 306.2064 | 0.0332 | 0 | 0 | 0.066399 | 306.4542 | 0.033737 | 0 | 0 | 0.067474 | 306.7019 | 0.034274 | 0 | 0 | 0.068549 | 306.9496 | 0.034812 | 0 | 0 | 0.069623 | 307.28 | 0.035528 | 0 | 0 | 0.071056 | 307.5277 | 0.036065 | 0 | 0 | 0.072131 | 307.6929 | 0.036424 | 0 | 0 | 0.072847 | 307.9406 | 0.036961 | 0 | 0 | 0.073922 | 308.1058 | 0.037319 | 0 | 0 | 0.074639 | 308.3535 | 0.037857 | 0 | 0 | 0.075713 | 308.6012 | 0.038394 | 0 | 0 | 0.076788 | 308.7664 | 0.038752 | 0 | 0 | 0.077504 | 309.0141 | 0.03929 | 0 | 0 | 0.078579 | 309.2619 | 0.039827 | 0 | 0 | 0.079654 | 309.3445 | 0.040006 | 0 | 0 | 0.080012 | 309.5922 | 0.040543 | 0 | 0 | 0.081087 | 309.8399 | 0.041081 | 0 | 0 | 0.082161 | 310.0051 | 0.041439 | 0 | 0 | 0.082878 | 310.2528 | 0.041976 | 0 | 0 | 0.083953 | 310.418 | 0.042335 | 0 | 0 | 0.084669 | 310.5832 | 0.042693 | 0 | 0 | 0.085386
2017-03-31 | 269.9968 | 0.80475 |  | 283.5141 | 0 | 0 | 0 | 0 | 291.4811 | 0.0012605 | 0 | 0 | 0.0025209 | 297.9996 | 0.015399 | 0 | 0 | 0.030798 | 298.241 | 0.015923 | 0 | 0 | 0.031845 | 298.402 | 0.016272 | 0 | 0 | 0.032544 | 298.6434 | 0.016795 | 0 | 0 | 0.033591 | 298.8848 | 0.017319 | 0 | 0 | 0.034638 | 299.1263 | 0.017843 | 0 | 0 | 0.035686 | 299.4482 | 0.018541 | 0 | 0 | 0.037082 | 299.6896 | 0.019065 | 0 | 0 | 0.038129 | 299.8505 | 0.019414 | 0 | 0 | 0.038827 | 300.092 | 0.019937 | 0 | 0 | 0.039875 | 300.2529 | 0.020286 | 0 | 0 | 0.040573 | 300.4943 | 0.02081 | 0 | 0 | 0.04162 | 300.7358 | 0.021334 | 0 | 0 | 0.042668 | 300.8967 | 0.021683 | 0 | 0 | 0.043366 | 301.1381 | 0.022207 | 0 | 0 | 0.044413 | 301.3796 | 0.02273 | 0 | 0 | 0.04546 | 301.46 | 0.022905 | 0 | 0 | 0.045809 | 301.7015 | 0.023428 | 0 | 0 | 0.046857 | 301.9429 | 0.023952 | 0 | 0 | 0.047904 | 302.1038 | 0.024301 | 0 | 0 | 0.048602 | 302.3453 | 0.024825 | 0 | 0 | 0.04965 | 302.5062 | 0.025174 | 0 | 0 | 0.050348 | 302.6672 | 0.025523 | 0 | 0 | 0.051046
2017-03-31 01:00 | 266.5971 | 0.79462 |  | 279.9443 | 0 | 0 | 0 | 0 | 287.811 | 0 | 0 | 0 | 0 | 294.2474 | 0.0072605 | 0 | 0 | 0.014521 | 294.4858 | 0.0077776 | 0 | 0 | 0.015555 | 294.6447 | 0.0081223 | 0 | 0 | 0.016245 | 294.8831 | 0.0086393 | 0 | 0 | 0.017279 | 295.1215 | 0.0091564 | 0 | 0 | 0.018313 | 295.3599 | 0.0096734 | 0 | 0 | 0.019347 | 295.6777 | 0.010363 | 0 | 0 | 0.020726 | 295.9161 | 0.01088 | 0 | 0 | 0.02176 | 296.075 | 0.011225 | 0 | 0 | 0.022449 | 296.3134 | 0.011742 | 0 | 0 | 0.023483 | 296.4723 | 0.012086 | 0 | 0 | 0.024173 | 296.7107 | 0.012603 | 0 | 0 | 0.025207 | 296.9491 | 0.01312 | 0 | 0 | 0.026241 | 297.108 | 0.013465 | 0 | 0 | 0.02693 | 297.3464 | 0.013982 | 0 | 0 | 0.027965 | 297.5848 | 0.014499 | 0 | 0 | 0.028999 | 297.6643 | 0.014672 | 0 | 0 | 0.029343 | 297.9026 | 0.015189 | 0 | 0 | 0.030377 | 298.141 | 0.015706 | 0 | 0 | 0.031412 | 298.3 | 0.01605 | 0 | 0 | 0.032101 | 298.5383 | 0.016568 | 0 | 0 | 0.033135 | 298.6973 | 0.016912 | 0 | 0 | 0.033825 | 298.8562 | 0.017257 | 0 | 0 | 0.034514
2017-03-31 02:00 | 275.3411 | 0.82068 |  | 289.126 | 0 | 0 | 0 | 0 | 297.2507 | 0.013775 | 0 | 0 | 0.027549 | 303.8983 | 0.028193 | 0 | 0 | 0.056386 | 304.1445 | 0.028727 | 0 | 0 | 0.057454 | 304.3086 | 0.029083 | 0 | 0 | 0.058166 | 304.5548 | 0.029617 | 0 | 0 | 0.059235 | 304.801 | 0.030151 | 0 | 0 | 0.060303 | 305.0472 | 0.030685 | 0 | 0 | 0.061371 | 305.3755 | 0.031397 | 0 | 0 | 0.062795 | 305.6217 | 0.031931 | 0 | 0 | 0.063863 | 305.7858 | 0.032287 | 0 | 0 | 0.064575 | 306.032 | 0.032821 | 0 | 0 | 0.065643 | 306.1962 | 0.033177 | 0 | 0 | 0.066355 | 306.4424 | 0.033711 | 0 | 0 | 0.067423 | 306.6886 | 0.034245 | 0 | 0 | 0.068491 | 306.8527 | 0.034601 | 0 | 0 | 0.069203 | 307.0989 | 0.035135 | 0 | 0 | 0.070271 | 307.3451 | 0.035669 | 0 | 0 | 0.071339 | 307.4272 | 0.035847 | 0 | 0 | 0.071695 | 307.6734 | 0.036381 | 0 | 0 | 0.072763 | 307.9196 | 0.036915 | 0 | 0 | 0.073831 | 308.0837 | 0.037272 | 0 | 0 | 0.074543 | 308.3299 | 0.037806 | 0 | 0 | 0.075611 | 308.4941 | 0.038162 | 0 | 0 | 0.076323 | 308.6582 | 0.038518 | 0 | 0 | 0.077035
2017-03-31 03:00 | 287.7989 | 0.85781 |  | 302.2075 | 0.024526 | 0 | 0 | 0.049052 | 310.6998 | 0.042946 | 0 | 0 | 0.085892 | 317.6481 | 0.058017 | 0 | 0 | 0.11603 | 317.9054 | 0.058575 | 0 | 0 | 0.11715 | 318.077 | 0.058947 | 0 | 0 | 0.11789 | 318.3343 | 0.059505 | 0 | 0 | 0.11901 | 318.5917 | 0.060063 | 0 | 0 | 0.12013 | 318.849 | 0.060621 | 0 | 0 | 0.12124 | 319.1921 | 0.061366 | 0 | 0 | 0.12273 | 319.4495 | 0.061924 | 0 | 0 | 0.12385 | 319.6211 | 0.062296 | 0 | 0 | 0.12459 | 319.8784 | 0.062854 | 0 | 0 | 0.12571 | 320.05 | 0.063226 | 0 | 0 | 0.12645 | 320.3073 | 0.063784 | 0 | 0 | 0.12757 | 320.5646 | 0.064343 | 0 | 0 | 0.12869 | 320.7362 | 0.064715 | 0 | 0 | 0.12943 | 320.9936 | 0.065273 | 0 | 0 | 0.13055 | 321.2509 | 0.065831 | 0 | 0 | 0.13166 | 321.3367 | 0.066017 | 0 | 0 | 0.13203 | 321.594 | 0.066575 | 0 | 0 | 0.13315 | 321.8514 | 0.067134 | 0 | 0 | 0.13427 | 322.0229 | 0.067506 | 0 | 0 | 0.13501 | 322.2803 | 0.068064 | 0 | 0 | 0.13613 | 322.4518 | 0.068436 | 0 | 0 | 0.13687 | 322.6234 | 0.068808 | 0 | 0 | 0.13762
2017-03-31 04:00 | 295.0904 | 0.87955 |  | 309.8641 | 0.041133 | 0 | 0 | 0.082266 | 318.5716 | 0.06002 | 0 | 0 | 0.12004 | 325.6959 | 0.075472 | 0 | 0 | 0.15094 | 325.9597 | 0.076045 | 0 | 0 | 0.15209 | 326.1357 | 0.076426 | 0 | 0 | 0.15285 | 326.3995 | 0.076998 | 0 | 0 | 0.154 | 326.6634 | 0.077571 | 0 | 0 | 0.15514 | 326.9272 | 0.078143 | 0 | 0 | 0.15629 | 327.2791 | 0.078906 | 0 | 0 | 0.15781 | 327.5429 | 0.079479 | 0 | 0 | 0.15896 | 327.7188 | 0.07986 | 0 | 0 | 0.15972 | 327.9827 | 0.080432 | 0 | 0 | 0.16086 | 328.1586 | 0.080814 | 0 | 0 | 0.16163 | 328.4225 | 0.081386 | 0 | 0 | 0.16277 | 328.6863 | 0.081959 | 0 | 0 | 0.16392 | 328.8622 | 0.08234 | 0 | 0 | 0.16468 | 329.1261 | 0.082912 | 0 | 0 | 0.16582 | 329.39 | 0.083485 | 0 | 0 | 0.16697 | 329.4779 | 0.083676 | 0 | 0 | 0.16735 | 329.7418 | 0.084248 | 0 | 0 | 0.1685 | 330.0057 | 0.08482 | 0 | 0 | 0.16964 | 330.1816 | 0.085202 | 0 | 0 | 0.1704 | 330.4454 | 0.085774 | 0 | 0 | 0.17155 | 330.6213 | 0.086156 | 0 | 0 | 0.17231 | 330.7972 | 0.086537 | 0 | 0 | 0.17307
2017-03-31 05:00 | 299.9633 | 0.89407 |  | 314.9809 | 0.052231 | 0 | 0 | 0.10446 | 323.8322 | 0.07143 | 0 | 0 | 0.14286 | 331.0741 | 0.087138 | 0 | 0 | 0.17428 | 331.3424 | 0.087719 | 0 | 0 | 0.17544 | 331.5212 | 0.088107 | 0 | 0 | 0.17621 | 331.7894 | 0.088689 | 0 | 0 | 0.17738 | 332.0576 | 0.089271 | 0 | 0 | 0.17854 | 332.3258 | 0.089853 | 0 | 0 | 0.17971 | 332.6835 | 0.090628 | 0 | 0 | 0.18126 | 332.9517 | 0.09121 | 0 | 0 | 0.18242 | 333.1305 | 0.091598 | 0 | 0 | 0.1832 | 333.3987 | 0.09218 | 0 | 0 | 0.18436 | 333.5775 | 0.092568 | 0 | 0 | 0.18514 | 333.8458 | 0.093149 | 0 | 0 | 0.1863 | 334.114 | 0.093731 | 0 | 0 | 0.18746 | 334.2928 | 0.094119 | 0 | 0 | 0.18824 | 334.561 | 0.094701 | 0 | 0 | 0.1894 | 334.8292 | 0.095282 | 0 | 0 | 0.19056 | 334.9186 | 0.095476 | 0 | 0 | 0.19095 | 335.1869 | 0.096058 | 0 | 0 | 0.19212 | 335.4551 | 0.09664 | 0 | 0 | 0.19328 | 335.6339 | 0.097028 | 0 | 0 | 0.19406 | 335.9021 | 0.09761 | 0 | 0 | 0.19522 | 336.0809 | 0.097997 | 0 | 0 | 0.19599 | 336.2597 | 0.098385 | 0 | 0 | 0.19677
2017-03-31 06:00 | 298.2699 | 0.88902 |  | 313.2027 | 0.048374 | 0 | 0 | 0.096749 | 322.004 | 0.067465 | 0 | 0 | 0.13493 | 329.2051 | 0.083084 | 0 | 0 | 0.16617 | 329.4718 | 0.083662 | 0 | 0 | 0.16732 | 329.6496 | 0.084048 | 0 | 0 | 0.1681 | 329.9163 | 0.084626 | 0 | 0 | 0.16925 | 330.183 | 0.085205 | 0 | 0 | 0.17041 | 330.4497 | 0.085783 | 0 | 0 | 0.17157 | 330.8053 | 0.086555 | 0 | 0 | 0.17311 | 331.072 | 0.087133 | 0 | 0 | 0.17427 | 331.2498 | 0.087519 | 0 | 0 | 0.17504 | 331.5165 | 0.088097 | 0 | 0 | 0.17619 | 331.6943 | 0.088483 | 0 | 0 | 0.17697 | 331.961 | 0.089061 | 0 | 0 | 0.17812 | 332.2277 | 0.08964 | 0 | 0 | 0.17928 | 332.4056 | 0.090026 | 0 | 0 | 0.18005 | 332.6723 | 0.090604 | 0 | 0 | 0.18121 | 332.939 | 0.091183 | 0 | 0 | 0.18237 | 333.0279 | 0.091375 | 0 | 0 | 0.18275 | 333.2946 | 0.091954 | 0 | 0 | 0.18391 | 333.5613 | 0.092532 | 0 | 0 | 0.18506 | 333.7391 | 0.092918 | 0 | 0 | 0.18584 | 334.0058 | 0.093496 | 0 | 0 | 0.18699 | 334.1836 | 0.093882 | 0 | 0 | 0.18776 | 334.3614 | 0.094268 | 0 | 0 | 0.18854
2017-03-31 07:00 | 300.9283 | 0.89695 |  | 315.9942 | 0.054429 | 0 | 0 | 0.10886 | 324.8739 | 0.073689 | 0 | 0 | 0.14738 | 332.1392 | 0.089448 | 0 | 0 | 0.1789 | 332.4083 | 0.090031 | 0 | 0 | 0.18006 | 332.5877 | 0.090421 | 0 | 0 | 0.18084 | 332.8567 | 0.091004 | 0 | 0 | 0.18201 | 333.1258 | 0.091588 | 0 | 0 | 0.18318 | 333.3949 | 0.092171 | 0 | 0 | 0.18434 | 333.7537 | 0.09295 | 0 | 0 | 0.1859 | 334.0228 | 0.093533 | 0 | 0 | 0.18707 | 334.2022 | 0.093922 | 0 | 0 | 0.18784 | 334.4713 | 0.094506 | 0 | 0 | 0.18901 | 334.6506 | 0.094895 | 0 | 0 | 0.18979 | 334.9197 | 0.095479 | 0 | 0 | 0.19096 | 335.1888 | 0.096062 | 0 | 0 | 0.19212 | 335.3682 | 0.096452 | 0 | 0 | 0.1929 | 335.6373 | 0.097035 | 0 | 0 | 0.19407 | 335.9064 | 0.097619 | 0 | 0 | 0.19524 | 335.9961 | 0.097813 | 0 | 0 | 0.19563 | 336.2651 | 0.098397 | 0 | 0 | 0.19679 | 336.5342 | 0.098981 | 0 | 0 | 0.19796 | 336.7136 | 0.09937 | 0 | 0 | 0.19874 | 336.9827 | 0.099953 | 0 | 0 | 0.19991 | 337.1621 | 0.10034 | 0 | 0 | 0.20068 | 337.3415 | 0.10073 | 0 | 0 | 0.20146
2017-03-31 08:00 | 286.4757 | 0.85387 |  | 300.8181 | 0.021512 | 0 | 0 | 0.043025 | 309.2714 | 0.039847 | 0 | 0 | 0.079695 | 316.1877 | 0.054849 | 0 | 0 | 0.1097 | 316.4439 | 0.055405 | 0 | 0 | 0.11081 | 316.6146 | 0.055775 | 0 | 0 | 0.11155 | 316.8708 | 0.056331 | 0 | 0 | 0.11266 | 317.1269 | 0.056886 | 0 | 0 | 0.11377 | 317.3831 | 0.057442 | 0 | 0 | 0.11488 | 317.7247 | 0.058183 | 0 | 0 | 0.11637 | 317.9808 | 0.058738 | 0 | 0 | 0.11748 | 318.1516 | 0.059109 | 0 | 0 | 0.11822 | 318.4078 | 0.059664 | 0 | 0 | 0.11933 | 318.5785 | 0.060035 | 0 | 0 | 0.12007 | 318.8347 | 0.06059 | 0 | 0 | 0.12118 | 319.0908 | 0.061146 | 0 | 0 | 0.12229 | 319.2616 | 0.061516 | 0 | 0 | 0.12303 | 319.5178 | 0.062072 | 0 | 0 | 0.12414 | 319.7739 | 0.062628 | 0 | 0 | 0.12526 | 319.8593 | 0.062813 | 0 | 0 | 0.12563 | 320.1155 | 0.063368 | 0 | 0 | 0.12674 | 320.3717 | 0.063924 | 0 | 0 | 0.12785 | 320.5424 | 0.064294 | 0 | 0 | 0.12859 | 320.7986 | 0.06485 | 0 | 0 | 0.1297 | 320.9694 | 0.06522 | 0 | 0 | 0.13044 | 321.1401 | 0.065591 | 0 | 0 | 0.13118
2017-03-31 09:00 | 280.7276 | 0.83674 |  | 294.7822 | 0.0084205 | 0 | 0 | 0.016841 | 303.0659 | 0.026388 | 0 | 0 | 0.052776 | 309.8434 | 0.041088 | 0 | 0 | 0.082177 | 310.0945 | 0.041633 | 0 | 0 | 0.083266 | 310.2618 | 0.041996 | 0 | 0 | 0.083992 | 310.5128 | 0.04254 | 0 | 0 | 0.08508 | 310.7638 | 0.043085 | 0 | 0 | 0.086169 | 311.0149 | 0.043629 | 0 | 0 | 0.087258 | 311.3496 | 0.044355 | 0 | 0 | 0.08871 | 311.6006 | 0.0449 | 0 | 0 | 0.089799 | 311.7679 | 0.045263 | 0 | 0 | 0.090525 | 312.0189 | 0.045807 | 0 | 0 | 0.091614 | 312.1863 | 0.04617 | 0 | 0 | 0.09234 | 312.4373 | 0.046714 | 0 | 0 | 0.093429 | 312.6883 | 0.047259 | 0 | 0 | 0.094518 | 312.8557 | 0.047622 | 0 | 0 | 0.095244 | 313.1067 | 0.048166 | 0 | 0 | 0.096333 | 313.3577 | 0.048711 | 0 | 0 | 0.097422 | 313.4414 | 0.048892 | 0 | 0 | 0.097785 | 313.6924 | 0.049437 | 0 | 0 | 0.098874 | 313.9434 | 0.049981 | 0 | 0 | 0.099962 | 314.1108 | 0.050344 | 0 | 0 | 0.10069 | 314.3618 | 0.050889 | 0 | 0 | 0.10178 | 314.5292 | 0.051252 | 0 | 0 | 0.1025 | 314.6965 | 0.051615 | 0 | 0 | 0.10323
2017-03-31 10:00 | 269.9009 | 0.80447 |  | 283.4134 | 0 | 0 | 0 | 0 | 291.3776 | 0.0010359 | 0 | 0 | 0.0020719 | 297.8938 | 0.01517 | 0 | 0 | 0.030339 | 298.1351 | 0.015693 | 0 | 0 | 0.031386 | 298.296 | 0.016042 | 0 | 0 | 0.032084 | 298.5374 | 0.016565 | 0 | 0 | 0.033131 | 298.7787 | 0.017089 | 0 | 0 | 0.034178 | 299.02 | 0.017612 | 0 | 0 | 0.035225 | 299.3418 | 0.01831 | 0 | 0 | 0.036621 | 299.5832 | 0.018834 | 0 | 0 | 0.037668 | 299.7441 | 0.019183 | 0 | 0 | 0.038366 | 299.9854 | 0.019706 | 0 | 0 | 0.039412 | 300.1463 | 0.020055 | 0 | 0 | 0.04011 | 300.3876 | 0.020579 | 0 | 0 | 0.041157 | 300.629 | 0.021102 | 0 | 0 | 0.042204 | 300.7899 | 0.021451 | 0 | 0 | 0.042902 | 301.0312 | 0.021975 | 0 | 0 | 0.043949 | 301.2725 | 0.022498 | 0 | 0 | 0.044996 | 301.353 | 0.022673 | 0 | 0 | 0.045345 | 301.5943 | 0.023196 | 0 | 0 | 0.046392 | 301.8357 | 0.023719 | 0 | 0 | 0.047439 | 301.9966 | 0.024068 | 0 | 0 | 0.048137 | 302.2379 | 0.024592 | 0 | 0 | 0.049184 | 302.3988 | 0.024941 | 0 | 0 | 0.049882 | 302.5597 | 0.02529 | 0 | 0 | 0.05058
2017-03-31 11:00 | 271.2748 | 0.80856 |  | 284.8561 | 0 | 0 | 0 | 0 | 292.8608 | 0.0042531 | 0 | 0 | 0.0085061 | 299.4102 | 0.018459 | 0 | 0 | 0.036917 | 299.6528 | 0.018985 | 0 | 0 | 0.037969 | 299.8145 | 0.019335 | 0 | 0 | 0.038671 | 300.057 | 0.019862 | 0 | 0 | 0.039723 | 300.2996 | 0.020388 | 0 | 0 | 0.040775 | 300.5422 | 0.020914 | 0 | 0 | 0.041828 | 300.8656 | 0.021615 | 0 | 0 | 0.043231 | 301.1082 | 0.022142 | 0 | 0 | 0.044283 | 301.2699 | 0.022492 | 0 | 0 | 0.044985 | 301.5124 | 0.023018 | 0 | 0 | 0.046037 | 301.6742 | 0.023369 | 0 | 0 | 0.046738 | 301.9167 | 0.023895 | 0 | 0 | 0.047791 | 302.1593 | 0.024421 | 0 | 0 | 0.048843 | 302.321 | 0.024772 | 0 | 0 | 0.049544 | 302.5636 | 0.025298 | 0 | 0 | 0.050597 | 302.8061 | 0.025824 | 0 | 0 | 0.051649 | 302.887 | 0.026 | 0 | 0 | 0.052 | 303.1296 | 0.026526 | 0 | 0 | 0.053052 | 303.3721 | 0.027052 | 0 | 0 | 0.054104 | 303.5338 | 0.027403 | 0 | 0 | 0.054806 | 303.7764 | 0.027929 | 0 | 0 | 0.055858 | 303.9381 | 0.02828 | 0 | 0 | 0.056559 | 304.0998 | 0.02863 | 0 | 0 | 0.057261
2017-03-31 12:00 | 247.021 | 0.73627 |  | 259.3881 | 0 | 0 | 0 | 0 | 266.6771 | 0 | 0 | 0 | 0 | 272.6409 | 0 | 0 | 0 | 0 | 272.8618 | 0 | 0 | 0 | 0 | 273.0091 | 0 | 0 | 0 | 0 | 273.2299 | 0 | 0 | 0 | 0 | 273.4508 | 0 | 0 | 0 | 0 | 273.6717 | 0 | 0 | 0 | 0 | 273.9662 | 0 | 0 | 0 | 0 | 274.1871 | 0 | 0 | 0 | 0 | 274.3344 | 0 | 0 | 0 | 0 | 274.5552 | 0 | 0 | 0 | 0 | 274.7025 | 0 | 0 | 0 | 0 | 274.9234 | 0 | 0 | 0 | 0 | 275.1442 | 0 | 0 | 0 | 0 | 275.2915 | 0 | 0 | 0 | 0 | 275.5124 | 0 | 0 | 0 | 0 | 275.7333 | 0 | 0 | 0 | 0 | 275.8069 | 0 | 0 | 0 | 0 | 276.0278 | 0 | 0 | 0 | 0 | 276.2487 | 0 | 0 | 0 | 0 | 276.3959 | 0 | 0 | 0 | 0 | 276.6168 | 0 | 0 | 0 | 0 | 276.764 | 0 | 0 | 0 | 0 | 276.9113 | 0 | 0 | 0 | 0
2017-03-31 13:00 | 238.6291 | 0.71126 |  | 250.576 | 0 | 0 | 0 | 0 | 257.6174 | 0 | 0 | 0 | 0 | 263.3786 | 0 | 0 | 0 | 0 | 263.592 | 0 | 0 | 0 | 0 | 263.7342 | 0 | 0 | 0 | 0 | 263.9476 | 0 | 0 | 0 | 0 | 264.161 | 0 | 0 | 0 | 0 | 264.3744 | 0 | 0 | 0 | 0 | 264.6589 | 0 | 0 | 0 | 0 | 264.8722 | 0 | 0 | 0 | 0 | 265.0145 | 0 | 0 | 0 | 0 | 265.2279 | 0 | 0 | 0 | 0 | 265.3701 | 0 | 0 | 0 | 0 | 265.5835 | 0 | 0 | 0 | 0 | 265.7969 | 0 | 0 | 0 | 0 | 265.9391 | 0 | 0 | 0 | 0 | 266.1525 | 0 | 0 | 0 | 0 | 266.3659 | 0 | 0 | 0 | 0 | 266.437 | 0 | 0 | 0 | 0 | 266.6504 | 0 | 0 | 0 | 0 | 266.8638 | 0 | 0 | 0 | 0 | 267.006 | 0 | 0 | 0 | 0 | 267.2194 | 0 | 0 | 0 | 0 | 267.3616 | 0 | 0 | 0 | 0 | 267.5039 | 0 | 0 | 0 | 0
2017-03-31 14:00 | 241.2554 | 0.71909 |  | 253.3338 | 0 | 0 | 0 | 0 | 260.4528 | 0 | 0 | 0 | 0 | 266.2774 | 0 | 0 | 0 | 0 | 266.4931 | 0 | 0 | 0 | 0 | 266.6369 | 0 | 0 | 0 | 0 | 266.8526 | 0 | 0 | 0 | 0 | 267.0683 | 0 | 0 | 0 | 0 | 267.2841 | 0 | 0 | 0 | 0 | 267.5717 | 0 | 0 | 0 | 0 | 267.7874 | 0 | 0 | 0 | 0 | 267.9313 | 0 | 0 | 0 | 0 | 268.147 | 0 | 0 | 0 | 0 | 268.2908 | 0 | 0 | 0 | 0 | 268.5065 | 0 | 0 | 0 | 0 | 268.7222 | 0 | 0 | 0 | 0 | 268.8661 | 0 | 0 | 0 | 0 | 269.0818 | 0 | 0 | 0 | 0 | 269.2975 | 0 | 0 | 0 | 0 | 269.3694 | 0 | 0 | 0 | 0 | 269.5851 | 0 | 0 | 0 | 0 | 269.8009 | 0 | 0 | 0 | 0 | 269.9447 | 0 | 0 | 0 | 0 | 270.1604 | 0 | 0 | 0 | 0 | 270.3042 | 0 | 0 | 0 | 0 | 270.448 | 0 | 0 | 0 | 0
2017-03-31 15:00 | 249.3648 | 0.74326 |  | 261.8491 | 0 | 0 | 0 | 0 | 269.2074 | 0 | 0 | 0 | 0 | 275.2277 | 0 | 0 | 0 | 0 | 275.4507 | 0 | 0 | 0 | 0 | 275.5994 | 0 | 0 | 0 | 0 | 275.8223 | 0 | 0 | 0 | 0 | 276.0453 | 0 | 0 | 0 | 0 | 276.2683 | 0 | 0 | 0 | 0 | 276.5656 | 0 | 0 | 0 | 0 | 276.7886 | 0 | 0 | 0 | 0 | 276.9372 | 0 | 0 | 0 | 0 | 277.1602 | 0 | 0 | 0 | 0 | 277.3089 | 0 | 0 | 0 | 0 | 277.5318 | 0 | 0 | 0 | 0 | 277.7548 | 0 | 0 | 0 | 0 | 277.9035 | 0 | 0 | 0 | 0 | 278.1264 | 0 | 0 | 0 | 0 | 278.3494 | 0 | 0 | 0 | 0 | 278.4237 | 0 | 0 | 0 | 0 | 278.6467 | 0 | 0 | 0 | 0 | 278.8697 | 0 | 0 | 0 | 0 | 279.0183 | 0 | 0 | 0 | 0 | 279.2413 | 0 | 0 | 0 | 0 | 279.39 | 0 | 0 | 0 | 0 | 279.5386 | 0 | 0 | 0 | 0
2017-03-31 16:00 | 249.03 | 0.74226 |  | 261.4977 | 0 | 0 | 0 | 0 | 268.846 | 0 | 0 | 0 | 0 | 274.8583 | 0 | 0 | 0 | 0 | 275.081 | 0 | 0 | 0 | 0 | 275.2295 | 0 | 0 | 0 | 0 | 275.4521 | 0 | 0 | 0 | 0 | 275.6748 | 0 | 0 | 0 | 0 | 275.8975 | 0 | 0 | 0 | 0 | 276.1944 | 0 | 0 | 0 | 0 | 276.4171 | 0 | 0 | 0 | 0 | 276.5655 | 0 | 0 | 0 | 0 | 276.7882 | 0 | 0 | 0 | 0 | 276.9366 | 0 | 0 | 0 | 0 | 277.1593 | 0 | 0 | 0 | 0 | 277.382 | 0 | 0 | 0 | 0 | 277.5305 | 0 | 0 | 0 | 0 | 277.7531 | 0 | 0 | 0 | 0 | 277.9758 | 0 | 0 | 0 | 0 | 278.05 | 0 | 0 | 0 | 0 | 278.2727 | 0 | 0 | 0 | 0 | 278.4954 | 0 | 0 | 0 | 0 | 278.6438 | 0 | 0 | 0 | 0 | 278.8665 | 0 | 0 | 0 | 0 | 279.015 | 0 | 0 | 0 | 0 | 279.1634 | 0 | 0 | 0 | 0
2017-03-31 17:00 | 238.0728 | 0.7096 |  | 249.9918 | 0 | 0 | 0 | 0 | 257.0168 | 0 | 0 | 0 | 0 | 262.7646 | 0 | 0 | 0 | 0 | 262.9775 | 0 | 0 | 0 | 0 | 263.1194 | 0 | 0 | 0 | 0 | 263.3323 | 0 | 0 | 0 | 0 | 263.5452 | 0 | 0 | 0 | 0 | 263.758 | 0 | 0 | 0 | 0 | 264.0419 | 0 | 0 | 0 | 0 | 264.2547 | 0 | 0 | 0 | 0 | 264.3967 | 0 | 0 | 0 | 0 | 264.6095 | 0 | 0 | 0 | 0 | 264.7515 | 0 | 0 | 0 | 0 | 264.9643 | 0 | 0 | 0 | 0 | 265.1772 | 0 | 0 | 0 | 0 | 265.3191 | 0 | 0 | 0 | 0 | 265.532 | 0 | 0 | 0 | 0 | 265.7449 | 0 | 0 | 0 | 0 | 265.8159 | 0 | 0 | 0 | 0 | 266.0287 | 0 | 0 | 0 | 0 | 266.2416 | 0 | 0 | 0 | 0 | 266.3835 | 0 | 0 | 0 | 0 | 266.5964 | 0 | 0 | 0 | 0 | 266.7383 | 0 | 0 | 0 | 0 | 266.8803 | 0 | 0 | 0 | 0
2017-03-31 18:00 | 238.0556 | 0.70955 |  | 249.9738 | 0 | 0 | 0 | 0 | 256.9983 | 0 | 0 | 0 | 0 | 262.7456 | 0 | 0 | 0 | 0 | 262.9585 | 0 | 0 | 0 | 0 | 263.1004 | 0 | 0 | 0 | 0 | 263.3133 | 0 | 0 | 0 | 0 | 263.5261 | 0 | 0 | 0 | 0 | 263.739 | 0 | 0 | 0 | 0 | 264.0228 | 0 | 0 | 0 | 0 | 264.2357 | 0 | 0 | 0 | 0 | 264.3776 | 0 | 0 | 0 | 0 | 264.5904 | 0 | 0 | 0 | 0 | 264.7323 | 0 | 0 | 0 | 0 | 264.9452 | 0 | 0 | 0 | 0 | 265.1581 | 0 | 0 | 0 | 0 | 265.3 | 0 | 0 | 0 | 0 | 265.5129 | 0 | 0 | 0 | 0 | 265.7257 | 0 | 0 | 0 | 0 | 265.7967 | 0 | 0 | 0 | 0 | 266.0095 | 0 | 0 | 0 | 0 | 266.2224 | 0 | 0 | 0 | 0 | 266.3643 | 0 | 0 | 0 | 0 | 266.5772 | 0 | 0 | 0 | 0 | 266.7191 | 0 | 0 | 0 | 0 | 266.861 | 0 | 0 | 0 | 0
2017-03-31 19:00 | 238.6252 | 0.71125 |  | 250.5719 | 0 | 0 | 0 | 0 | 257.6133 | 0 | 0 | 0 | 0 | 263.3744 | 0 | 0 | 0 | 0 | 263.5877 | 0 | 0 | 0 | 0 | 263.73 | 0 | 0 | 0 | 0 | 263.9434 | 0 | 0 | 0 | 0 | 264.1567 | 0 | 0 | 0 | 0 | 264.3701 | 0 | 0 | 0 | 0 | 264.6546 | 0 | 0 | 0 | 0 | 264.868 | 0 | 0 | 0 | 0 | 265.0102 | 0 | 0 | 0 | 0 | 265.2236 | 0 | 0 | 0 | 0 | 265.3659 | 0 | 0 | 0 | 0 | 265.5792 | 0 | 0 | 0 | 0 | 265.7926 | 0 | 0 | 0 | 0 | 265.9349 | 0 | 0 | 0 | 0 | 266.1482 | 0 | 0 | 0 | 0 | 266.3616 | 0 | 0 | 0 | 0 | 266.4327 | 0 | 0 | 0 | 0 | 266.6461 | 0 | 0 | 0 | 0 | 266.8595 | 0 | 0 | 0 | 0 | 267.0017 | 0 | 0 | 0 | 0 | 267.2151 | 0 | 0 | 0 | 0 | 267.3574 | 0 | 0 | 0 | 0 | 267.4996 | 0 | 0 | 0 | 0
2017-03-31 20:00 | 243.3244 | 0.72525 |  | 255.5064 | 0 | 0 | 0 | 0 | 262.6864 | 0 | 0 | 0 | 0 | 268.5609 | 0 | 0 | 0 | 0 | 268.7785 | 0 | 0 | 0 | 0 | 268.9235 | 0 | 0 | 0 | 0 | 269.1411 | 0 | 0 | 0 | 0 | 269.3587 | 0 | 0 | 0 | 0 | 269.5763 | 0 | 0 | 0 | 0 | 269.8664 | 0 | 0 | 0 | 0 | 270.0839 | 0 | 0 | 0 | 0 | 270.229 | 0 | 0 | 0 | 0 | 270.4466 | 0 | 0 | 0 | 0 | 270.5916 | 0 | 0 | 0 | 0 | 270.8092 | 0 | 0 | 0 | 0 | 271.0268 | 0 | 0 | 0 | 0 | 271.1718 | 0 | 0 | 0 | 0 | 271.3894 | 0 | 0 | 0 | 0 | 271.607 | 0 | 0 | 0 | 0 | 271.6795 | 0 | 0 | 0 | 0 | 271.8971 | 0 | 0 | 0 | 0 | 272.1146 | 0 | 0 | 0 | 0 | 272.2597 | 0 | 0 | 0 | 0 | 272.4773 | 0 | 0 | 0 | 0 | 272.6223 | 0 | 0 | 0 | 0 | 272.7674 | 0 | 0 | 0 | 0
2017-03-31 21:00 | 245.537 | 0.73185 |  | 257.8297 | 0 | 0 | 0 | 0 | 265.075 | 0 | 0 | 0 | 0 | 271.0029 | 0 | 0 | 0 | 0 | 271.2225 | 0 | 0 | 0 | 0 | 271.3689 | 0 | 0 | 0 | 0 | 271.5884 | 0 | 0 | 0 | 0 | 271.808 | 0 | 0 | 0 | 0 | 272.0275 | 0 | 0 | 0 | 0 | 272.3203 | 0 | 0 | 0 | 0 | 272.5398 | 0 | 0 | 0 | 0 | 272.6862 | 0 | 0 | 0 | 0 | 272.9057 | 0 | 0 | 0 | 0 | 273.0521 | 0 | 0 | 0 | 0 | 273.2717 | 0 | 0 | 0 | 0 | 273.4912 | 0 | 0 | 0 | 0 | 273.6376 | 0 | 0 | 0 | 0 | 273.8572 | 0 | 0 | 0 | 0 | 274.0767 | 0 | 0 | 0 | 0 | 274.1499 | 0 | 0 | 0 | 0 | 274.3694 | 0 | 0 | 0 | 0 | 274.589 | 0 | 0 | 0 | 0 | 274.7354 | 0 | 0 | 0 | 0 | 274.9549 | 0 | 0 | 0 | 0 | 275.1013 | 0 | 0 | 0 | 0 | 275.2477 | 0 | 0 | 0 | 0
2017-03-31 22:00 | 264.4583 | 0.78824 |  | 277.6983 | 0 | 0 | 0 | 0 | 285.502 | 0 | 0 | 0 | 0 | 291.8867 | 0.0021402 | 0 | 0 | 0.0042804 | 292.1232 | 0.0026531 | 0 | 0 | 0.0053063 | 292.2809 | 0.0029951 | 0 | 0 | 0.0059901 | 292.5173 | 0.003508 | 0 | 0 | 0.007016 | 292.7538 | 0.0040209 | 0 | 0 | 0.0080418 | 292.9903 | 0.0045338 | 0 | 0 | 0.0090676 | 293.3056 | 0.0052177 | 0 | 0 | 0.010435 | 293.542 | 0.0057306 | 0 | 0 | 0.011461 | 293.6997 | 0.0060725 | 0 | 0 | 0.012145 | 293.9362 | 0.0065854 | 0 | 0 | 0.013171 | 294.0938 | 0.0069274 | 0 | 0 | 0.013855 | 294.3303 | 0.0074403 | 0 | 0 | 0.014881 | 294.5668 | 0.0079532 | 0 | 0 | 0.015906 | 294.7244 | 0.0082951 | 0 | 0 | 0.01659 | 294.9609 | 0.0088081 | 0 | 0 | 0.017616 | 295.1974 | 0.009321 | 0 | 0 | 0.018642 | 295.2762 | 0.0094919 | 0 | 0 | 0.018984 | 295.5127 | 0.010005 | 0 | 0 | 0.02001 | 295.7491 | 0.010518 | 0 | 0 | 0.021036 | 295.9068 | 0.01086 | 0 | 0 | 0.021719 | 296.1433 | 0.011373 | 0 | 0 | 0.022745 | 296.3009 | 0.011715 | 0 | 0 | 0.023429 | 296.4585 | 0.012056 | 0 | 0 | 0.024113
2017-03-31 23:00 | 274.8288 | 0.81915 |  | 288.588 | 0 | 0 | 0 | 0 | 296.6977 | 0.012575 | 0 | 0 | 0.02515 | 303.3328 | 0.026967 | 0 | 0 | 0.053934 | 303.5786 | 0.0275 | 0 | 0 | 0.055 | 303.7424 | 0.027855 | 0 | 0 | 0.05571 | 303.9881 | 0.028388 | 0 | 0 | 0.056776 | 304.2339 | 0.028921 | 0 | 0 | 0.057842 | 304.4796 | 0.029454 | 0 | 0 | 0.058908 | 304.8073 | 0.030165 | 0 | 0 | 0.06033 | 305.053 | 0.030698 | 0 | 0 | 0.061396 | 305.2169 | 0.031053 | 0 | 0 | 0.062107 | 305.4626 | 0.031586 | 0 | 0 | 0.063173 | 305.6264 | 0.031942 | 0 | 0 | 0.063883 | 305.8722 | 0.032475 | 0 | 0 | 0.064949 | 306.1179 | 0.033008 | 0 | 0 | 0.066015 | 306.2818 | 0.033363 | 0 | 0 | 0.066726 | 306.5275 | 0.033896 | 0 | 0 | 0.067792 | 306.7733 | 0.034429 | 0 | 0 | 0.068858 | 306.8552 | 0.034607 | 0 | 0 | 0.069214 | 307.1009 | 0.03514 | 0 | 0 | 0.07028 | 307.3467 | 0.035673 | 0 | 0 | 0.071346 | 307.5105 | 0.036028 | 0 | 0 | 0.072056 | 307.7562 | 0.036561 | 0 | 0 | 0.073122 | 307.9201 | 0.036917 | 0 | 0 | 0.073833 | 308.0839 | 0.037272 | 0 | 0 | 0.074544
2017-04-01 | 278.0673 | 0.82881 |  | 291.9887 | 0.034614 | 0 | 0 | 0.069229 | 300.1939 | 0.052411 | 0 | 0 | 0.10482 | 306.9072 | 0.066973 | 0 | 0 | 0.13395 | 307.1559 | 0.067512 | 0 | 0 | 0.13502 | 307.3216 | 0.067872 | 0 | 0 | 0.13574 | 307.5703 | 0.068411 | 0 | 0 | 0.13682 | 307.8189 | 0.06895 | 0 | 0 | 0.1379 | 308.0675 | 0.069489 | 0 | 0 | 0.13898 | 308.3991 | 0.070209 | 0 | 0 | 0.14042 | 308.6477 | 0.070748 | 0 | 0 | 0.1415 | 308.8135 | 0.071107 | 0 | 0 | 0.14221 | 309.0621 | 0.071647 | 0 | 0 | 0.14329 | 309.2279 | 0.072006 | 0 | 0 | 0.14401 | 309.4765 | 0.072546 | 0 | 0 | 0.14509 | 309.7252 | 0.073085 | 0 | 0 | 0.14617 | 309.8909 | 0.073444 | 0 | 0 | 0.14689 | 310.1396 | 0.073984 | 0 | 0 | 0.14797 | 310.3882 | 0.074523 | 0 | 0 | 0.14905 | 310.4711 | 0.074703 | 0 | 0 | 0.14941 | 310.7197 | 0.075242 | 0 | 0 | 0.15048 | 310.9684 | 0.075781 | 0 | 0 | 0.15156 | 311.1341 | 0.076141 | 0 | 0 | 0.15228 | 311.3828 | 0.07668 | 0 | 0 | 0.15336 | 311.5485 | 0.07704 | 0 | 0 | 0.15408 | 311.7143 | 0.077399 | 0 | 0 | 0.1548
2017-04-01 01:00 | 282.7508 | 0.84277 |  | 296.9067 | 0.045281 | 0 | 0 | 0.090563 | 305.25 | 0.063378 | 0 | 0 | 0.12676 | 312.0765 | 0.078185 | 0 | 0 | 0.15637 | 312.3293 | 0.078733 | 0 | 0 | 0.15747 | 312.4978 | 0.079099 | 0 | 0 | 0.1582 | 312.7507 | 0.079647 | 0 | 0 | 0.15929 | 313.0035 | 0.080196 | 0 | 0 | 0.16039 | 313.2563 | 0.080744 | 0 | 0 | 0.16149 | 313.5934 | 0.081475 | 0 | 0 | 0.16295 | 313.8463 | 0.082023 | 0 | 0 | 0.16405 | 314.0148 | 0.082389 | 0 | 0 | 0.16478 | 314.2676 | 0.082937 | 0 | 0 | 0.16587 | 314.4362 | 0.083303 | 0 | 0 | 0.16661 | 314.689 | 0.083851 | 0 | 0 | 0.1677 | 314.9419 | 0.0844 | 0 | 0 | 0.1688 | 315.1104 | 0.084765 | 0 | 0 | 0.16953 | 315.3632 | 0.085314 | 0 | 0 | 0.17063 | 315.6161 | 0.085862 | 0 | 0 | 0.17172 | 315.7004 | 0.086045 | 0 | 0 | 0.17209 | 315.9532 | 0.086593 | 0 | 0 | 0.17319 | 316.206 | 0.087142 | 0 | 0 | 0.17428 | 316.3746 | 0.087507 | 0 | 0 | 0.17501 | 316.6274 | 0.088056 | 0 | 0 | 0.17611 | 316.7959 | 0.088421 | 0 | 0 | 0.17684 | 316.9645 | 0.088787 | 0 | 0 | 0.17757
2017-04-01 02:00 | 286.8466 | 0.85497 |  | 301.2075 | 0.05461 | 0 | 0 | 0.10922 | 309.6718 | 0.072969 | 0 | 0 | 0.14594 | 316.5971 | 0.08799 | 0 | 0 | 0.17598 | 316.8535 | 0.088546 | 0 | 0 | 0.17709 | 317.0245 | 0.088917 | 0 | 0 | 0.17783 | 317.281 | 0.089473 | 0 | 0 | 0.17895 | 317.5375 | 0.09003 | 0 | 0 | 0.18006 | 317.794 | 0.090586 | 0 | 0 | 0.18117 | 318.136 | 0.091328 | 0 | 0 | 0.18266 | 318.3925 | 0.091884 | 0 | 0 | 0.18377 | 318.5635 | 0.092255 | 0 | 0 | 0.18451 | 318.82 | 0.092811 | 0 | 0 | 0.18562 | 318.991 | 0.093182 | 0 | 0 | 0.18636 | 319.2475 | 0.093739 | 0 | 0 | 0.18748 | 319.504 | 0.094295 | 0 | 0 | 0.18859 | 319.675 | 0.094666 | 0 | 0 | 0.18933 | 319.9315 | 0.095222 | 0 | 0 | 0.19044 | 320.1879 | 0.095779 | 0 | 0 | 0.19156 | 320.2734 | 0.095964 | 0 | 0 | 0.19193 | 320.5299 | 0.09652 | 0 | 0 | 0.19304 | 320.7864 | 0.097077 | 0 | 0 | 0.19415 | 320.9574 | 0.097448 | 0 | 0 | 0.1949 | 321.2139 | 0.098004 | 0 | 0 | 0.19601 | 321.3849 | 0.098375 | 0 | 0 | 0.19675 | 321.5559 | 0.098746 | 0 | 0 | 0.19749
2017-04-01 03:00 | 286.4162 | 0.85369 |  | 300.7556 | 0.05363 | 0 | 0 | 0.10726 | 309.2071 | 0.071961 | 0 | 0 | 0.14392 | 316.122 | 0.08696 | 0 | 0 | 0.17392 | 316.3781 | 0.087515 | 0 | 0 | 0.17503 | 316.5489 | 0.087885 | 0 | 0 | 0.17577 | 316.805 | 0.088441 | 0 | 0 | 0.17688 | 317.0611 | 0.088996 | 0 | 0 | 0.17799 | 317.3172 | 0.089552 | 0 | 0 | 0.1791 | 317.6587 | 0.090293 | 0 | 0 | 0.18059 | 317.9148 | 0.090848 | 0 | 0 | 0.1817 | 318.0855 | 0.091218 | 0 | 0 | 0.18244 | 318.3416 | 0.091774 | 0 | 0 | 0.18355 | 318.5124 | 0.092144 | 0 | 0 | 0.18429 | 318.7685 | 0.0927 | 0 | 0 | 0.1854 | 319.0246 | 0.093255 | 0 | 0 | 0.18651 | 319.1953 | 0.093626 | 0 | 0 | 0.18725 | 319.4514 | 0.094181 | 0 | 0 | 0.18836 | 319.7075 | 0.094737 | 0 | 0 | 0.18947 | 319.7929 | 0.094922 | 0 | 0 | 0.18984 | 320.049 | 0.095477 | 0 | 0 | 0.19095 | 320.3051 | 0.096033 | 0 | 0 | 0.19207 | 320.4759 | 0.096403 | 0 | 0 | 0.19281 | 320.732 | 0.096959 | 0 | 0 | 0.19392 | 320.9027 | 0.097329 | 0 | 0 | 0.19466 | 321.0734 | 0.097699 | 0 | 0 | 0.1954
2017-04-01 04:00 | 287.5435 | 0.85705 |  | 301.9393 | 0.056197 | 0 | 0 | 0.11239 | 310.4241 | 0.074601 | 0 | 0 | 0.1492 | 317.3662 | 0.089658 | 0 | 0 | 0.17932 | 317.6233 | 0.090216 | 0 | 0 | 0.18043 | 317.7948 | 0.090588 | 0 | 0 | 0.18118 | 318.0519 | 0.091145 | 0 | 0 | 0.18229 | 318.309 | 0.091703 | 0 | 0 | 0.18341 | 318.5661 | 0.092261 | 0 | 0 | 0.18452 | 318.9089 | 0.093004 | 0 | 0 | 0.18601 | 319.166 | 0.093562 | 0 | 0 | 0.18712 | 319.3374 | 0.093934 | 0 | 0 | 0.18787 | 319.5946 | 0.094492 | 0 | 0 | 0.18898 | 319.766 | 0.094863 | 0 | 0 | 0.18973 | 320.0231 | 0.095421 | 0 | 0 | 0.19084 | 320.2802 | 0.095979 | 0 | 0 | 0.19196 | 320.4516 | 0.09635 | 0 | 0 | 0.1927 | 320.7087 | 0.096908 | 0 | 0 | 0.19382 | 320.9658 | 0.097466 | 0 | 0 | 0.19493 | 321.0515 | 0.097652 | 0 | 0 | 0.1953 | 321.3087 | 0.098209 | 0 | 0 | 0.19642 | 321.5658 | 0.098767 | 0 | 0 | 0.19753 | 321.7372 | 0.099139 | 0 | 0 | 0.19828 | 321.9943 | 0.099697 | 0 | 0 | 0.19939 | 322.1657 | 0.10007 | 0 | 0 | 0.20014 | 322.3371 | 0.10044 | 0 | 0 | 0.20088
2017-04-01 05:00 | 287.8358 | 0.85792 |  | 302.2462 | 0.056863 | 0 | 0 | 0.11373 | 310.7397 | 0.075285 | 0 | 0 | 0.15057 | 317.6888 | 0.090358 | 0 | 0 | 0.18072 | 317.9462 | 0.090916 | 0 | 0 | 0.18183 | 318.1178 | 0.091288 | 0 | 0 | 0.18258 | 318.3752 | 0.091847 | 0 | 0 | 0.18369 | 318.6326 | 0.092405 | 0 | 0 | 0.18481 | 318.8899 | 0.092963 | 0 | 0 | 0.18593 | 319.2331 | 0.093708 | 0 | 0 | 0.18742 | 319.4905 | 0.094266 | 0 | 0 | 0.18853 | 319.6621 | 0.094638 | 0 | 0 | 0.18928 | 319.9194 | 0.095196 | 0 | 0 | 0.19039 | 320.091 | 0.095568 | 0 | 0 | 0.19114 | 320.3484 | 0.096127 | 0 | 0 | 0.19225 | 320.6058 | 0.096685 | 0 | 0 | 0.19337 | 320.7774 | 0.097057 | 0 | 0 | 0.19411 | 321.0347 | 0.097615 | 0 | 0 | 0.19523 | 321.2921 | 0.098174 | 0 | 0 | 0.19635 | 321.3779 | 0.09836 | 0 | 0 | 0.19672 | 321.6353 | 0.098918 | 0 | 0 | 0.19784 | 321.8927 | 0.099476 | 0 | 0 | 0.19895 | 322.0643 | 0.099848 | 0 | 0 | 0.1997 | 322.3216 | 0.10041 | 0 | 0 | 0.20081 | 322.4932 | 0.10078 | 0 | 0 | 0.20156 | 322.6648 | 0.10115 | 0 | 0 | 0.2023
2017-04-01 06:00 | 292.2385 | 0.87105 |  | 306.8694 | 0.066891 | 0 | 0 | 0.13378 | 315.4927 | 0.085595 | 0 | 0 | 0.17119 | 322.5482 | 0.1009 | 0 | 0 | 0.2018 | 322.8095 | 0.10146 | 0 | 0 | 0.20293 | 322.9837 | 0.10184 | 0 | 0 | 0.20369 | 323.245 | 0.10241 | 0 | 0 | 0.20482 | 323.5064 | 0.10298 | 0 | 0 | 0.20595 | 323.7677 | 0.10354 | 0 | 0 | 0.20709 | 324.1161 | 0.1043 | 0 | 0 | 0.2086 | 324.3774 | 0.10487 | 0 | 0 | 0.20973 | 324.5516 | 0.10524 | 0 | 0 | 0.21049 | 324.8129 | 0.10581 | 0 | 0 | 0.21162 | 324.9871 | 0.10619 | 0 | 0 | 0.21238 | 325.2484 | 0.10675 | 0 | 0 | 0.21351 | 325.5098 | 0.10732 | 0 | 0 | 0.21464 | 325.684 | 0.1077 | 0 | 0 | 0.2154 | 325.9453 | 0.10827 | 0 | 0 | 0.21653 | 326.2066 | 0.10883 | 0 | 0 | 0.21767 | 326.2937 | 0.10902 | 0 | 0 | 0.21804 | 326.555 | 0.10959 | 0 | 0 | 0.21918 | 326.8163 | 0.11016 | 0 | 0 | 0.22031 | 326.9905 | 0.11053 | 0 | 0 | 0.22107 | 327.2519 | 0.1111 | 0 | 0 | 0.2222 | 327.4261 | 0.11148 | 0 | 0 | 0.22296 | 327.6003 | 0.11186 | 0 | 0 | 0.22371
2017-04-01 07:00 | 293.5508 | 0.87496 |  | 308.2473 | 0.069879 | 0 | 0 | 0.13976 | 316.9094 | 0.088667 | 0 | 0 | 0.17733 | 323.9965 | 0.10404 | 0 | 0 | 0.20808 | 324.259 | 0.10461 | 0 | 0 | 0.20922 | 324.434 | 0.10499 | 0 | 0 | 0.20998 | 324.6965 | 0.10556 | 0 | 0 | 0.21112 | 324.959 | 0.10613 | 0 | 0 | 0.21225 | 325.2215 | 0.1067 | 0 | 0 | 0.21339 | 325.5715 | 0.10746 | 0 | 0 | 0.21491 | 325.8339 | 0.10802 | 0 | 0 | 0.21605 | 326.0089 | 0.1084 | 0 | 0 | 0.21681 | 326.2714 | 0.10897 | 0 | 0 | 0.21795 | 326.4464 | 0.10935 | 0 | 0 | 0.21871 | 326.7089 | 0.10992 | 0 | 0 | 0.21985 | 326.9714 | 0.11049 | 0 | 0 | 0.22098 | 327.1464 | 0.11087 | 0 | 0 | 0.22174 | 327.4089 | 0.11144 | 0 | 0 | 0.22288 | 327.6713 | 0.11201 | 0 | 0 | 0.22402 | 327.7588 | 0.1122 | 0 | 0 | 0.2244 | 328.0213 | 0.11277 | 0 | 0 | 0.22554 | 328.2838 | 0.11334 | 0 | 0 | 0.22668 | 328.4588 | 0.11372 | 0 | 0 | 0.22744 | 328.7213 | 0.11429 | 0 | 0 | 0.22857 | 328.8963 | 0.11467 | 0 | 0 | 0.22933 | 329.0713 | 0.11505 | 0 | 0 | 0.23009
2017-04-01 08:00 | 295.8957 | 0.88195 |  | 310.7096 | 0.07522 | 0 | 0 | 0.15044 | 319.4409 | 0.094158 | 0 | 0 | 0.18832 | 326.5846 | 0.10965 | 0 | 0 | 0.21931 | 326.8492 | 0.11023 | 0 | 0 | 0.22045 | 327.0256 | 0.11061 | 0 | 0 | 0.22122 | 327.2902 | 0.11118 | 0 | 0 | 0.22237 | 327.5548 | 0.11176 | 0 | 0 | 0.22351 | 327.8194 | 0.11233 | 0 | 0 | 0.22466 | 328.1721 | 0.1131 | 0 | 0 | 0.22619 | 328.4367 | 0.11367 | 0 | 0 | 0.22734 | 328.6131 | 0.11405 | 0 | 0 | 0.22811 | 328.8777 | 0.11463 | 0 | 0 | 0.22925 | 329.0541 | 0.11501 | 0 | 0 | 0.23002 | 329.3187 | 0.11558 | 0 | 0 | 0.23117 | 329.5832 | 0.11616 | 0 | 0 | 0.23231 | 329.7596 | 0.11654 | 0 | 0 | 0.23308 | 330.0242 | 0.11711 | 0 | 0 | 0.23423 | 330.2888 | 0.11769 | 0 | 0 | 0.23537 | 330.377 | 0.11788 | 0 | 0 | 0.23576 | 330.6416 | 0.11845 | 0 | 0 | 0.23691 | 330.9062 | 0.11903 | 0 | 0 | 0.23805 | 331.0826 | 0.11941 | 0 | 0 | 0.23882 | 331.3471 | 0.11998 | 0 | 0 | 0.23997 | 331.5235 | 0.12037 | 0 | 0 | 0.24073 | 331.6999 | 0.12075 | 0 | 0 | 0.2415
2017-04-01 09:00 | 292.5338 | 0.87193 |  | 307.1794 | 0.067563 | 0 | 0 | 0.13513 | 315.8114 | 0.086286 | 0 | 0 | 0.17257 | 322.874 | 0.1016 | 0 | 0 | 0.20321 | 323.1356 | 0.10217 | 0 | 0 | 0.20434 | 323.31 | 0.10255 | 0 | 0 | 0.2051 | 323.5716 | 0.10312 | 0 | 0 | 0.20624 | 323.8332 | 0.10369 | 0 | 0 | 0.20737 | 324.0947 | 0.10425 | 0 | 0 | 0.2085 | 324.4435 | 0.10501 | 0 | 0 | 0.21002 | 324.7051 | 0.10558 | 0 | 0 | 0.21115 | 324.8795 | 0.10595 | 0 | 0 | 0.21191 | 325.141 | 0.10652 | 0 | 0 | 0.21304 | 325.3154 | 0.1069 | 0 | 0 | 0.2138 | 325.577 | 0.10747 | 0 | 0 | 0.21493 | 325.8386 | 0.10803 | 0 | 0 | 0.21607 | 326.013 | 0.10841 | 0 | 0 | 0.21683 | 326.2746 | 0.10898 | 0 | 0 | 0.21796 | 326.5361 | 0.10955 | 0 | 0 | 0.2191 | 326.6233 | 0.10974 | 0 | 0 | 0.21947 | 326.8849 | 0.1103 | 0 | 0 | 0.22061 | 327.1465 | 0.11087 | 0 | 0 | 0.22174 | 327.3209 | 0.11125 | 0 | 0 | 0.2225 | 327.5824 | 0.11182 | 0 | 0 | 0.22363 | 327.7568 | 0.1122 | 0 | 0 | 0.22439 | 327.9312 | 0.11257 | 0 | 0 | 0.22515
2017-04-01 10:00 | 284.3188 | 0.84744 |  | 298.5531 | 0.048853 | 0 | 0 | 0.097705 | 306.9428 | 0.06705 | 0 | 0 | 0.1341 | 313.807 | 0.081938 | 0 | 0 | 0.16388 | 314.0613 | 0.08249 | 0 | 0 | 0.16498 | 314.2308 | 0.082857 | 0 | 0 | 0.16571 | 314.485 | 0.083409 | 0 | 0 | 0.16682 | 314.7392 | 0.08396 | 0 | 0 | 0.16792 | 314.9934 | 0.084512 | 0 | 0 | 0.16902 | 315.3324 | 0.085247 | 0 | 0 | 0.17049 | 315.5867 | 0.085798 | 0 | 0 | 0.1716 | 315.7561 | 0.086166 | 0 | 0 | 0.17233 | 316.0104 | 0.086717 | 0 | 0 | 0.17343 | 316.1799 | 0.087085 | 0 | 0 | 0.17417 | 316.4341 | 0.087636 | 0 | 0 | 0.17527 | 316.6883 | 0.088188 | 0 | 0 | 0.17638 | 316.8578 | 0.088556 | 0 | 0 | 0.17711 | 317.112 | 0.089107 | 0 | 0 | 0.17821 | 317.3663 | 0.089658 | 0 | 0 | 0.17932 | 317.451 | 0.089842 | 0 | 0 | 0.17968 | 317.7053 | 0.090394 | 0 | 0 | 0.18079 | 317.9595 | 0.090945 | 0 | 0 | 0.18189 | 318.129 | 0.091313 | 0 | 0 | 0.18263 | 318.3832 | 0.091864 | 0 | 0 | 0.18373 | 318.5527 | 0.092232 | 0 | 0 | 0.18446 | 318.7222 | 0.092599 | 0 | 0 | 0.1852
2017-04-01 11:00 | 281.6666 | 0.83953 |  | 295.7682 | 0.042812 | 0 | 0 | 0.085624 | 304.0796 | 0.06084 | 0 | 0 | 0.12168 | 310.8798 | 0.075589 | 0 | 0 | 0.15118 | 311.1317 | 0.076136 | 0 | 0 | 0.15227 | 311.2996 | 0.0765 | 0 | 0 | 0.153 | 311.5514 | 0.077046 | 0 | 0 | 0.15409 | 311.8033 | 0.077592 | 0 | 0 | 0.15518 | 312.0552 | 0.078139 | 0 | 0 | 0.15628 | 312.391 | 0.078867 | 0 | 0 | 0.15773 | 312.6428 | 0.079413 | 0 | 0 | 0.15883 | 312.8107 | 0.079777 | 0 | 0 | 0.15955 | 313.0626 | 0.080324 | 0 | 0 | 0.16065 | 313.2305 | 0.080688 | 0 | 0 | 0.16138 | 313.4824 | 0.081234 | 0 | 0 | 0.16247 | 313.7342 | 0.08178 | 0 | 0 | 0.16356 | 313.9021 | 0.082145 | 0 | 0 | 0.16429 | 314.154 | 0.082691 | 0 | 0 | 0.16538 | 314.4059 | 0.083237 | 0 | 0 | 0.16647 | 314.4898 | 0.083419 | 0 | 0 | 0.16684 | 314.7417 | 0.083966 | 0 | 0 | 0.16793 | 314.9935 | 0.084512 | 0 | 0 | 0.16902 | 315.1614 | 0.084876 | 0 | 0 | 0.16975 | 315.4133 | 0.085422 | 0 | 0 | 0.17084 | 315.5812 | 0.085787 | 0 | 0 | 0.17157 | 315.7491 | 0.086151 | 0 | 0 | 0.1723
2017-04-01 12:00 | 282.9996 | 0.84351 |  | 297.1679 | 0.045848 | 0 | 0 | 0.091696 | 305.5186 | 0.063961 | 0 | 0 | 0.12792 | 312.351 | 0.07878 | 0 | 0 | 0.15756 | 312.6041 | 0.079329 | 0 | 0 | 0.15866 | 312.7728 | 0.079695 | 0 | 0 | 0.15939 | 313.0258 | 0.080244 | 0 | 0 | 0.16049 | 313.2789 | 0.080793 | 0 | 0 | 0.16159 | 313.5319 | 0.081342 | 0 | 0 | 0.16268 | 313.8694 | 0.082074 | 0 | 0 | 0.16415 | 314.1224 | 0.082622 | 0 | 0 | 0.16524 | 314.2911 | 0.082988 | 0 | 0 | 0.16598 | 314.5442 | 0.083537 | 0 | 0 | 0.16707 | 314.7129 | 0.083903 | 0 | 0 | 0.16781 | 314.9659 | 0.084452 | 0 | 0 | 0.1689 | 315.219 | 0.085001 | 0 | 0 | 0.17 | 315.3877 | 0.085367 | 0 | 0 | 0.17073 | 315.6407 | 0.085916 | 0 | 0 | 0.17183 | 315.8938 | 0.086465 | 0 | 0 | 0.17293 | 315.9781 | 0.086647 | 0 | 0 | 0.17329 | 316.2312 | 0.087196 | 0 | 0 | 0.17439 | 316.4842 | 0.087745 | 0 | 0 | 0.17549 | 316.6529 | 0.088111 | 0 | 0 | 0.17622 | 316.906 | 0.08866 | 0 | 0 | 0.17732 | 317.0747 | 0.089026 | 0 | 0 | 0.17805 | 317.2434 | 0.089392 | 0 | 0 | 0.17878
2017-04-01 13:00 | 283.2165 | 0.84415 |  | 297.3956 | 0.046342 | 0 | 0 | 0.092684 | 305.7528 | 0.064469 | 0 | 0 | 0.12894 | 312.5904 | 0.0793 | 0 | 0 | 0.1586 | 312.8437 | 0.079849 | 0 | 0 | 0.1597 | 313.0125 | 0.080215 | 0 | 0 | 0.16043 | 313.2657 | 0.080764 | 0 | 0 | 0.16153 | 313.519 | 0.081314 | 0 | 0 | 0.16263 | 313.7722 | 0.081863 | 0 | 0 | 0.16373 | 314.1099 | 0.082595 | 0 | 0 | 0.16519 | 314.3631 | 0.083145 | 0 | 0 | 0.16629 | 314.532 | 0.083511 | 0 | 0 | 0.16702 | 314.7852 | 0.08406 | 0 | 0 | 0.16812 | 314.9541 | 0.084426 | 0 | 0 | 0.16885 | 315.2073 | 0.084976 | 0 | 0 | 0.16995 | 315.4605 | 0.085525 | 0 | 0 | 0.17105 | 315.6294 | 0.085891 | 0 | 0 | 0.17178 | 315.8826 | 0.08644 | 0 | 0 | 0.17288 | 316.1359 | 0.08699 | 0 | 0 | 0.17398 | 316.2203 | 0.087173 | 0 | 0 | 0.17435 | 316.4735 | 0.087722 | 0 | 0 | 0.17544 | 316.7268 | 0.088271 | 0 | 0 | 0.17654 | 316.8956 | 0.088638 | 0 | 0 | 0.17728 | 317.1489 | 0.089187 | 0 | 0 | 0.17837 | 317.3177 | 0.089553 | 0 | 0 | 0.17911 | 317.4865 | 0.089919 | 0 | 0 | 0.17984
2017-04-01 14:00 | 275.8321 | 0.82214 |  | 289.6415 | 0.029523 | 0 | 0 | 0.059047 | 297.7808 | 0.047177 | 0 | 0 | 0.094355 | 304.4401 | 0.061622 | 0 | 0 | 0.12324 | 304.6868 | 0.062157 | 0 | 0 | 0.12431 | 304.8512 | 0.062513 | 0 | 0 | 0.12503 | 305.0978 | 0.063048 | 0 | 0 | 0.1261 | 305.3445 | 0.063583 | 0 | 0 | 0.12717 | 305.5911 | 0.064118 | 0 | 0 | 0.12824 | 305.92 | 0.064831 | 0 | 0 | 0.12966 | 306.1666 | 0.065366 | 0 | 0 | 0.13073 | 306.3311 | 0.065723 | 0 | 0 | 0.13145 | 306.5777 | 0.066258 | 0 | 0 | 0.13252 | 306.7421 | 0.066615 | 0 | 0 | 0.13323 | 306.9888 | 0.06715 | 0 | 0 | 0.1343 | 307.2354 | 0.067685 | 0 | 0 | 0.13537 | 307.3998 | 0.068041 | 0 | 0 | 0.13608 | 307.6465 | 0.068576 | 0 | 0 | 0.13715 | 307.8931 | 0.069111 | 0 | 0 | 0.13822 | 307.9753 | 0.069289 | 0 | 0 | 0.13858 | 308.222 | 0.069824 | 0 | 0 | 0.13965 | 308.4686 | 0.070359 | 0 | 0 | 0.14072 | 308.6331 | 0.070716 | 0 | 0 | 0.14143 | 308.8797 | 0.071251 | 0 | 0 | 0.1425 | 309.0441 | 0.071608 | 0 | 0 | 0.14322 | 309.2086 | 0.071964 | 0 | 0 | 0.14393
2017-04-01 15:00 | 262.6981 | 0.783 |  | 275.85 | 0 | 0 | 0 | 0 | 283.6017 | 0.016423 | 0 | 0 | 0.032846 | 289.944 | 0.030179 | 0 | 0 | 0.060359 | 290.1789 | 0.030689 | 0 | 0 | 0.061378 | 290.3355 | 0.031029 | 0 | 0 | 0.062057 | 290.5704 | 0.031538 | 0 | 0 | 0.063076 | 290.8053 | 0.032048 | 0 | 0 | 0.064095 | 291.0402 | 0.032557 | 0 | 0 | 0.065114 | 291.3534 | 0.033236 | 0 | 0 | 0.066473 | 291.5883 | 0.033746 | 0 | 0 | 0.067492 | 291.7449 | 0.034086 | 0 | 0 | 0.068171 | 291.9798 | 0.034595 | 0 | 0 | 0.06919 | 292.1364 | 0.034935 | 0 | 0 | 0.069869 | 292.3713 | 0.035444 | 0 | 0 | 0.070888 | 292.6062 | 0.035954 | 0 | 0 | 0.071907 | 292.7628 | 0.036293 | 0 | 0 | 0.072587 | 292.9976 | 0.036803 | 0 | 0 | 0.073606 | 293.2325 | 0.037312 | 0 | 0 | 0.074625 | 293.3108 | 0.037482 | 0 | 0 | 0.074964 | 293.5457 | 0.037992 | 0 | 0 | 0.075983 | 293.7806 | 0.038501 | 0 | 0 | 0.077002 | 293.9372 | 0.038841 | 0 | 0 | 0.077682 | 294.1721 | 0.03935 | 0 | 0 | 0.078701 | 294.3287 | 0.03969 | 0 | 0 | 0.07938 | 294.4853 | 0.04003 | 0 | 0 | 0.080059
2017-04-01 16:00 | 265.5185 | 0.7914 |  | 278.8116 | 0.0060334 | 0 | 0 | 0.012067 | 286.6465 | 0.023027 | 0 | 0 | 0.046055 | 293.0569 | 0.036931 | 0 | 0 | 0.073863 | 293.2943 | 0.037446 | 0 | 0 | 0.074893 | 293.4526 | 0.03779 | 0 | 0 | 0.075579 | 293.69 | 0.038305 | 0 | 0 | 0.076609 | 293.9274 | 0.03882 | 0 | 0 | 0.077639 | 294.1649 | 0.039335 | 0 | 0 | 0.078669 | 294.4814 | 0.040021 | 0 | 0 | 0.080042 | 294.7189 | 0.040536 | 0 | 0 | 0.081072 | 294.8771 | 0.040879 | 0 | 0 | 0.081759 | 295.1146 | 0.041394 | 0 | 0 | 0.082789 | 295.2728 | 0.041738 | 0 | 0 | 0.083475 | 295.5103 | 0.042253 | 0 | 0 | 0.084505 | 295.7477 | 0.042768 | 0 | 0 | 0.085535 | 295.906 | 0.043111 | 0 | 0 | 0.086222 | 296.1434 | 0.043626 | 0 | 0 | 0.087252 | 296.3808 | 0.044141 | 0 | 0 | 0.088282 | 296.4599 | 0.044313 | 0 | 0 | 0.088625 | 296.6974 | 0.044828 | 0 | 0 | 0.089655 | 296.9348 | 0.045342 | 0 | 0 | 0.090685 | 297.0931 | 0.045686 | 0 | 0 | 0.091372 | 297.3305 | 0.046201 | 0 | 0 | 0.092402 | 297.4888 | 0.046544 | 0 | 0 | 0.093088 | 297.647 | 0.046887 | 0 | 0 | 0.093775
2017-04-01 17:00 | 262.1885 | 0.78148 |  | 275.3149 | 0 | 0 | 0 | 0 | 283.0516 | 0.01523 | 0 | 0 | 0.03046 | 289.3815 | 0.028959 | 0 | 0 | 0.057919 | 289.616 | 0.029468 | 0 | 0 | 0.058936 | 289.7723 | 0.029807 | 0 | 0 | 0.059614 | 290.0067 | 0.030316 | 0 | 0 | 0.060631 | 290.2412 | 0.030824 | 0 | 0 | 0.061648 | 290.4756 | 0.031333 | 0 | 0 | 0.062665 | 290.7882 | 0.032011 | 0 | 0 | 0.064021 | 291.0226 | 0.032519 | 0 | 0 | 0.065038 | 291.1789 | 0.032858 | 0 | 0 | 0.065716 | 291.4134 | 0.033367 | 0 | 0 | 0.066733 | 291.5697 | 0.033706 | 0 | 0 | 0.067411 | 291.8041 | 0.034214 | 0 | 0 | 0.068428 | 292.0386 | 0.034723 | 0 | 0 | 0.069445 | 292.1949 | 0.035062 | 0 | 0 | 0.070123 | 292.4293 | 0.03557 | 0 | 0 | 0.07114 | 292.6638 | 0.036079 | 0 | 0 | 0.072157 | 292.7419 | 0.036248 | 0 | 0 | 0.072496 | 292.9763 | 0.036757 | 0 | 0 | 0.073513 | 293.2108 | 0.037265 | 0 | 0 | 0.07453 | 293.3671 | 0.037604 | 0 | 0 | 0.075208 | 293.6015 | 0.038113 | 0 | 0 | 0.076225 | 293.7578 | 0.038452 | 0 | 0 | 0.076903 | 293.9141 | 0.038791 | 0 | 0 | 0.077581
2017-04-01 18:00 | 266.7757 | 0.79515 |  | 280.1318 | 0.0088968 | 0 | 0 | 0.017794 | 288.0038 | 0.025971 | 0 | 0 | 0.051942 | 294.4445 | 0.039941 | 0 | 0 | 0.079882 | 294.6831 | 0.040458 | 0 | 0 | 0.080917 | 294.8421 | 0.040803 | 0 | 0 | 0.081607 | 295.0806 | 0.041321 | 0 | 0 | 0.082642 | 295.3192 | 0.041838 | 0 | 0 | 0.083676 | 295.5577 | 0.042356 | 0 | 0 | 0.084711 | 295.8758 | 0.043045 | 0 | 0 | 0.086091 | 296.1143 | 0.043563 | 0 | 0 | 0.087126 | 296.2734 | 0.043908 | 0 | 0 | 0.087816 | 296.5119 | 0.044425 | 0 | 0 | 0.08885 | 296.6709 | 0.04477 | 0 | 0 | 0.08954 | 296.9095 | 0.045288 | 0 | 0 | 0.090575 | 297.148 | 0.045805 | 0 | 0 | 0.09161 | 297.3071 | 0.04615 | 0 | 0 | 0.0923 | 297.5456 | 0.046667 | 0 | 0 | 0.093335 | 297.7841 | 0.047185 | 0 | 0 | 0.094369 | 297.8637 | 0.047357 | 0 | 0 | 0.094714 | 298.1022 | 0.047875 | 0 | 0 | 0.095749 | 298.3407 | 0.048392 | 0 | 0 | 0.096784 | 298.4998 | 0.048737 | 0 | 0 | 0.097474 | 298.7383 | 0.049254 | 0 | 0 | 0.098509 | 298.8974 | 0.049599 | 0 | 0 | 0.099199 | 299.0564 | 0.049944 | 0 | 0 | 0.099888
2017-04-01 19:00 | 264.7307 | 0.78906 |  | 277.9844 | 0.0042391 | 0 | 0 | 0.0084781 | 285.796 | 0.021183 | 0 | 0 | 0.042365 | 292.1874 | 0.035045 | 0 | 0 | 0.070091 | 292.4241 | 0.035559 | 0 | 0 | 0.071118 | 292.5819 | 0.035901 | 0 | 0 | 0.071802 | 292.8186 | 0.036415 | 0 | 0 | 0.072829 | 293.0554 | 0.036928 | 0 | 0 | 0.073856 | 293.2921 | 0.037441 | 0 | 0 | 0.074883 | 293.6077 | 0.038126 | 0 | 0 | 0.076252 | 293.8444 | 0.038639 | 0 | 0 | 0.077279 | 294.0022 | 0.038982 | 0 | 0 | 0.077963 | 294.2389 | 0.039495 | 0 | 0 | 0.07899 | 294.3967 | 0.039837 | 0 | 0 | 0.079675 | 294.6335 | 0.040351 | 0 | 0 | 0.080702 | 294.8702 | 0.040864 | 0 | 0 | 0.081729 | 295.028 | 0.041207 | 0 | 0 | 0.082413 | 295.2647 | 0.04172 | 0 | 0 | 0.08344 | 295.5014 | 0.042234 | 0 | 0 | 0.084467 | 295.5803 | 0.042405 | 0 | 0 | 0.084809 | 295.817 | 0.042918 | 0 | 0 | 0.085836 | 296.0538 | 0.043432 | 0 | 0 | 0.086863 | 296.2116 | 0.043774 | 0 | 0 | 0.087548 | 296.4483 | 0.044287 | 0 | 0 | 0.088575 | 296.6061 | 0.04463 | 0 | 0 | 0.089259 | 296.7639 | 0.044972 | 0 | 0 | 0.089944
2017-04-01 20:00 | 251.5632 | 0.74981 |  | 264.1577 | 0 | 0 | 0 | 0 | 271.5808 | 0 | 0 | 0 | 0 | 277.6542 | 0.0035229 | 0 | 0 | 0.0070459 | 277.8792 | 0.0040108 | 0 | 0 | 0.0080217 | 278.0291 | 0.0043361 | 0 | 0 | 0.0086722 | 278.2541 | 0.004824 | 0 | 0 | 0.009648 | 278.479 | 0.0053119 | 0 | 0 | 0.010624 | 278.704 | 0.0057998 | 0 | 0 | 0.0116 | 279.0039 | 0.0064503 | 0 | 0 | 0.012901 | 279.2288 | 0.0069382 | 0 | 0 | 0.013876 | 279.3788 | 0.0072635 | 0 | 0 | 0.014527 | 279.6037 | 0.0077514 | 0 | 0 | 0.015503 | 279.7537 | 0.0080767 | 0 | 0 | 0.016153 | 279.9786 | 0.0085646 | 0 | 0 | 0.017129 | 280.2036 | 0.0090525 | 0 | 0 | 0.018105 | 280.3535 | 0.0093777 | 0 | 0 | 0.018755 | 280.5785 | 0.0098657 | 0 | 0 | 0.019731 | 280.8034 | 0.010354 | 0 | 0 | 0.020707 | 280.8784 | 0.010516 | 0 | 0 | 0.021032 | 281.1033 | 0.011004 | 0 | 0 | 0.022008 | 281.3283 | 0.011492 | 0 | 0 | 0.022984 | 281.4782 | 0.011817 | 0 | 0 | 0.023635 | 281.7032 | 0.012305 | 0 | 0 | 0.02461 | 281.8532 | 0.01263 | 0 | 0 | 0.025261 | 282.0031 | 0.012956 | 0 | 0 | 0.025911
2017-04-01 21:00 | 264.9727 | 0.78978 |  | 278.2385 | 0.0047901 | 0 | 0 | 0.0095803 | 286.0572 | 0.021749 | 0 | 0 | 0.043498 | 292.4544 | 0.035625 | 0 | 0 | 0.071249 | 292.6914 | 0.036139 | 0 | 0 | 0.072277 | 292.8493 | 0.036481 | 0 | 0 | 0.072962 | 293.0863 | 0.036995 | 0 | 0 | 0.07399 | 293.3232 | 0.037509 | 0 | 0 | 0.075018 | 293.5601 | 0.038023 | 0 | 0 | 0.076046 | 293.876 | 0.038708 | 0 | 0 | 0.077416 | 294.113 | 0.039222 | 0 | 0 | 0.078444 | 294.2709 | 0.039565 | 0 | 0 | 0.079129 | 294.5079 | 0.040078 | 0 | 0 | 0.080157 | 294.6658 | 0.040421 | 0 | 0 | 0.080842 | 294.9027 | 0.040935 | 0 | 0 | 0.08187 | 295.1397 | 0.041449 | 0 | 0 | 0.082898 | 295.2976 | 0.041792 | 0 | 0 | 0.083583 | 295.5346 | 0.042305 | 0 | 0 | 0.084611 | 295.7715 | 0.042819 | 0 | 0 | 0.085639 | 295.8505 | 0.042991 | 0 | 0 | 0.085981 | 296.0874 | 0.043505 | 0 | 0 | 0.087009 | 296.3243 | 0.044018 | 0 | 0 | 0.088037 | 296.4823 | 0.044361 | 0 | 0 | 0.088722 | 296.7192 | 0.044875 | 0 | 0 | 0.08975 | 296.8772 | 0.045218 | 0 | 0 | 0.090435 | 297.0351 | 0.04556 | 0 | 0 | 0.09112
2017-04-01 22:00 | 265.3395 | 0.79087 |  | 278.6236 | 0.0056256 | 0 | 0 | 0.011251 | 286.4533 | 0.022608 | 0 | 0 | 0.045216 | 292.8593 | 0.036503 | 0 | 0 | 0.073006 | 293.0966 | 0.037017 | 0 | 0 | 0.074035 | 293.2547 | 0.03736 | 0 | 0 | 0.074721 | 293.492 | 0.037875 | 0 | 0 | 0.07575 | 293.7293 | 0.03839 | 0 | 0 | 0.076779 | 293.9665 | 0.038904 | 0 | 0 | 0.077809 | 294.2829 | 0.03959 | 0 | 0 | 0.079181 | 294.5201 | 0.040105 | 0 | 0 | 0.08021 | 294.6783 | 0.040448 | 0 | 0 | 0.080896 | 294.9156 | 0.040963 | 0 | 0 | 0.081926 | 295.0737 | 0.041306 | 0 | 0 | 0.082612 | 295.311 | 0.04182 | 0 | 0 | 0.083641 | 295.5483 | 0.042335 | 0 | 0 | 0.08467 | 295.7064 | 0.042678 | 0 | 0 | 0.085356 | 295.9437 | 0.043193 | 0 | 0 | 0.086386 | 296.181 | 0.043707 | 0 | 0 | 0.087415 | 296.26 | 0.043879 | 0 | 0 | 0.087758 | 296.4973 | 0.044394 | 0 | 0 | 0.088787 | 296.7346 | 0.044908 | 0 | 0 | 0.089816 | 296.8927 | 0.045251 | 0 | 0 | 0.090503 | 297.13 | 0.045766 | 0 | 0 | 0.091532 | 297.2882 | 0.046109 | 0 | 0 | 0.092218 | 297.4464 | 0.046452 | 0 | 0 | 0.092904
2017-04-01 23:00 | 280.14 | 0.83498 |  | 294.1652 | 0.039335 | 0 | 0 | 0.07867 | 302.4315 | 0.057265 | 0 | 0 | 0.11453 | 309.1949 | 0.071935 | 0 | 0 | 0.14387 | 309.4454 | 0.072478 | 0 | 0 | 0.14496 | 309.6124 | 0.07284 | 0 | 0 | 0.14568 | 309.8629 | 0.073384 | 0 | 0 | 0.14677 | 310.1134 | 0.073927 | 0 | 0 | 0.14785 | 310.3639 | 0.07447 | 0 | 0 | 0.14894 | 310.6979 | 0.075195 | 0 | 0 | 0.15039 | 310.9484 | 0.075738 | 0 | 0 | 0.15148 | 311.1154 | 0.0761 | 0 | 0 | 0.1522 | 311.3659 | 0.076643 | 0 | 0 | 0.15329 | 311.5328 | 0.077006 | 0 | 0 | 0.15401 | 311.7833 | 0.077549 | 0 | 0 | 0.1551 | 312.0338 | 0.078092 | 0 | 0 | 0.15618 | 312.2008 | 0.078455 | 0 | 0 | 0.15691 | 312.4513 | 0.078998 | 0 | 0 | 0.158 | 312.7018 | 0.079541 | 0 | 0 | 0.15908 | 312.7853 | 0.079722 | 0 | 0 | 0.15944 | 313.0358 | 0.080266 | 0 | 0 | 0.16053 | 313.2863 | 0.080809 | 0 | 0 | 0.16162 | 313.4533 | 0.081171 | 0 | 0 | 0.16234 | 313.7038 | 0.081714 | 0 | 0 | 0.16343 | 313.8708 | 0.082077 | 0 | 0 | 0.16415 | 314.0378 | 0.082439 | 0 | 0 | 0.16488
2017-04-02 | 278.6761 | 0.83062 |  | 292.628 | 0.036001 | 0 | 0 | 0.072002 | 300.8511 | 0.053837 | 0 | 0 | 0.10767 | 307.5791 | 0.06843 | 0 | 0 | 0.13686 | 307.8283 | 0.068971 | 0 | 0 | 0.13794 | 307.9944 | 0.069331 | 0 | 0 | 0.13866 | 308.2436 | 0.069871 | 0 | 0 | 0.13974 | 308.4928 | 0.070412 | 0 | 0 | 0.14082 | 308.742 | 0.070952 | 0 | 0 | 0.1419 | 309.0743 | 0.071673 | 0 | 0 | 0.14335 | 309.3234 | 0.072213 | 0 | 0 | 0.14443 | 309.4896 | 0.072574 | 0 | 0 | 0.14515 | 309.7388 | 0.073114 | 0 | 0 | 0.14623 | 309.9049 | 0.073475 | 0 | 0 | 0.14695 | 310.1541 | 0.074015 | 0 | 0 | 0.14803 | 310.4033 | 0.074556 | 0 | 0 | 0.14911 | 310.5694 | 0.074916 | 0 | 0 | 0.14983 | 310.8186 | 0.075456 | 0 | 0 | 0.15091 | 311.0677 | 0.075997 | 0 | 0 | 0.15199 | 311.1508 | 0.076177 | 0 | 0 | 0.15235 | 311.4 | 0.076718 | 0 | 0 | 0.15344 | 311.6492 | 0.077258 | 0 | 0 | 0.15452 | 311.8153 | 0.077618 | 0 | 0 | 0.15524 | 312.0645 | 0.078159 | 0 | 0 | 0.15632 | 312.2306 | 0.078519 | 0 | 0 | 0.15704 | 312.3967 | 0.078879 | 0 | 0 | 0.15776
2017-04-02 01:00 | 280.4347 | 0.83586 |  | 294.4746 | 0.040006 | 0 | 0 | 0.080013 | 302.7497 | 0.057955 | 0 | 0 | 0.11591 | 309.5202 | 0.07264 | 0 | 0 | 0.14528 | 309.7709 | 0.073184 | 0 | 0 | 0.14637 | 309.9381 | 0.073547 | 0 | 0 | 0.14709 | 310.1889 | 0.074091 | 0 | 0 | 0.14818 | 310.4396 | 0.074634 | 0 | 0 | 0.14927 | 310.6904 | 0.075178 | 0 | 0 | 0.15036 | 311.0247 | 0.075904 | 0 | 0 | 0.15181 | 311.2755 | 0.076447 | 0 | 0 | 0.15289 | 311.4427 | 0.07681 | 0 | 0 | 0.15362 | 311.6934 | 0.077354 | 0 | 0 | 0.15471 | 311.8606 | 0.077717 | 0 | 0 | 0.15543 | 312.1113 | 0.07826 | 0 | 0 | 0.15652 | 312.3621 | 0.078804 | 0 | 0 | 0.15761 | 312.5293 | 0.079167 | 0 | 0 | 0.15833 | 312.78 | 0.079711 | 0 | 0 | 0.15942 | 313.0308 | 0.080255 | 0 | 0 | 0.16051 | 313.1144 | 0.080436 | 0 | 0 | 0.16087 | 313.3651 | 0.08098 | 0 | 0 | 0.16196 | 313.6159 | 0.081524 | 0 | 0 | 0.16305 | 313.7831 | 0.081886 | 0 | 0 | 0.16377 | 314.0338 | 0.08243 | 0 | 0 | 0.16486 | 314.201 | 0.082793 | 0 | 0 | 0.16559 | 314.3682 | 0.083156 | 0 | 0 | 0.16631
2017-04-02 02:00 | 290.3284 | 0.86535 |  | 304.8636 | 0.06254 | 0 | 0 | 0.12508 | 313.4306 | 0.081122 | 0 | 0 | 0.16224 | 320.4399 | 0.096325 | 0 | 0 | 0.19265 | 320.6995 | 0.096888 | 0 | 0 | 0.19378 | 320.8726 | 0.097264 | 0 | 0 | 0.19453 | 321.1322 | 0.097827 | 0 | 0 | 0.19565 | 321.3918 | 0.09839 | 0 | 0 | 0.19678 | 321.6514 | 0.098953 | 0 | 0 | 0.19791 | 321.9976 | 0.099704 | 0 | 0 | 0.19941 | 322.2572 | 0.10027 | 0 | 0 | 0.20053 | 322.4302 | 0.10064 | 0 | 0 | 0.20128 | 322.6898 | 0.10121 | 0 | 0 | 0.20241 | 322.8629 | 0.10158 | 0 | 0 | 0.20316 | 323.1225 | 0.10214 | 0 | 0 | 0.20429 | 323.3821 | 0.10271 | 0 | 0 | 0.20541 | 323.5552 | 0.10308 | 0 | 0 | 0.20616 | 323.8148 | 0.10365 | 0 | 0 | 0.20729 | 324.0744 | 0.10421 | 0 | 0 | 0.20842 | 324.1609 | 0.1044 | 0 | 0 | 0.20879 | 324.4205 | 0.10496 | 0 | 0 | 0.20992 | 324.6801 | 0.10552 | 0 | 0 | 0.21104 | 324.8532 | 0.1059 | 0 | 0 | 0.2118 | 325.1128 | 0.10646 | 0 | 0 | 0.21292 | 325.2859 | 0.10684 | 0 | 0 | 0.21367 | 325.459 | 0.10721 | 0 | 0 | 0.21442
2017-04-02 03:00 | 296.5349 | 0.88385 |  | 311.3809 | 0.076676 | 0 | 0 | 0.15335 | 320.131 | 0.095655 | 0 | 0 | 0.19131 | 327.2902 | 0.11118 | 0 | 0 | 0.22237 | 327.5553 | 0.11176 | 0 | 0 | 0.22352 | 327.7321 | 0.11214 | 0 | 0 | 0.22428 | 327.9973 | 0.11272 | 0 | 0 | 0.22543 | 328.2624 | 0.11329 | 0 | 0 | 0.22658 | 328.5276 | 0.11387 | 0 | 0 | 0.22773 | 328.8811 | 0.11463 | 0 | 0 | 0.22927 | 329.1463 | 0.11521 | 0 | 0 | 0.23042 | 329.323 | 0.11559 | 0 | 0 | 0.23119 | 329.5882 | 0.11617 | 0 | 0 | 0.23234 | 329.765 | 0.11655 | 0 | 0 | 0.2331 | 330.0301 | 0.11713 | 0 | 0 | 0.23425 | 330.2953 | 0.1177 | 0 | 0 | 0.2354 | 330.472 | 0.11808 | 0 | 0 | 0.23617 | 330.7372 | 0.11866 | 0 | 0 | 0.23732 | 331.0024 | 0.11924 | 0 | 0 | 0.23847 | 331.0907 | 0.11943 | 0 | 0 | 0.23885 | 331.3559 | 0.12 | 0 | 0 | 0.24 | 331.6211 | 0.12058 | 0 | 0 | 0.24115 | 331.7978 | 0.12096 | 0 | 0 | 0.24192 | 332.063 | 0.12154 | 0 | 0 | 0.24307 | 332.2398 | 0.12192 | 0 | 0 | 0.24384 | 332.4165 | 0.1223 | 0 | 0 | 0.2446
2017-04-02 04:00 | 288.2755 | 0.85923 |  | 302.7079 | 0.057864 | 0 | 0 | 0.11573 | 311.2143 | 0.076315 | 0 | 0 | 0.15263 | 318.1741 | 0.091411 | 0 | 0 | 0.18282 | 318.4319 | 0.09197 | 0 | 0 | 0.18394 | 318.6037 | 0.092342 | 0 | 0 | 0.18468 | 318.8615 | 0.092902 | 0 | 0 | 0.1858 | 319.1193 | 0.093461 | 0 | 0 | 0.18692 | 319.3771 | 0.09402 | 0 | 0 | 0.18804 | 319.7207 | 0.094765 | 0 | 0 | 0.18953 | 319.9785 | 0.095324 | 0 | 0 | 0.19065 | 320.1504 | 0.095697 | 0 | 0 | 0.19139 | 320.4081 | 0.096256 | 0 | 0 | 0.19251 | 320.58 | 0.096629 | 0 | 0 | 0.19326 | 320.8377 | 0.097188 | 0 | 0 | 0.19438 | 321.0955 | 0.097747 | 0 | 0 | 0.19549 | 321.2674 | 0.09812 | 0 | 0 | 0.19624 | 321.5251 | 0.098679 | 0 | 0 | 0.19736 | 321.7829 | 0.099238 | 0 | 0 | 0.19848 | 321.8688 | 0.099424 | 0 | 0 | 0.19885 | 322.1266 | 0.099984 | 0 | 0 | 0.19997 | 322.3844 | 0.10054 | 0 | 0 | 0.20109 | 322.5562 | 0.10092 | 0 | 0 | 0.20183 | 322.814 | 0.10147 | 0 | 0 | 0.20295 | 322.9858 | 0.10185 | 0 | 0 | 0.20369 | 323.1577 | 0.10222 | 0 | 0 | 0.20444
2017-04-02 05:00 | 297.6548 | 0.88719 |  | 312.5568 | 0.079227 | 0 | 0 | 0.15845 | 321.34 | 0.098277 | 0 | 0 | 0.19655 | 328.5263 | 0.11386 | 0 | 0 | 0.22773 | 328.7924 | 0.11444 | 0 | 0 | 0.22888 | 328.9699 | 0.11483 | 0 | 0 | 0.22965 | 329.236 | 0.1154 | 0 | 0 | 0.23081 | 329.5022 | 0.11598 | 0 | 0 | 0.23196 | 329.7683 | 0.11656 | 0 | 0 | 0.23312 | 330.1232 | 0.11733 | 0 | 0 | 0.23466 | 330.3894 | 0.11791 | 0 | 0 | 0.23581 | 330.5668 | 0.11829 | 0 | 0 | 0.23658 | 330.8329 | 0.11887 | 0 | 0 | 0.23774 | 331.0104 | 0.11925 | 0 | 0 | 0.2385 | 331.2765 | 0.11983 | 0 | 0 | 0.23966 | 331.5427 | 0.12041 | 0 | 0 | 0.24081 | 331.7201 | 0.12079 | 0 | 0 | 0.24158 | 331.9863 | 0.12137 | 0 | 0 | 0.24274 | 332.2525 | 0.12195 | 0 | 0 | 0.24389 | 332.3412 | 0.12214 | 0 | 0 | 0.24428 | 332.6073 | 0.12272 | 0 | 0 | 0.24543 | 332.8735 | 0.12329 | 0 | 0 | 0.24659 | 333.0509 | 0.12368 | 0 | 0 | 0.24736 | 333.3171 | 0.12426 | 0 | 0 | 0.24851 | 333.4945 | 0.12464 | 0 | 0 | 0.24928 | 333.672 | 0.12503 | 0 | 0 | 0.25005
2017-04-02 06:00 | 292.099 | 0.87063 |  | 306.7229 | 0.066573 | 0 | 0 | 0.13315 | 315.3421 | 0.085268 | 0 | 0 | 0.17054 | 322.3942 | 0.10056 | 0 | 0 | 0.20113 | 322.6554 | 0.10113 | 0 | 0 | 0.20226 | 322.8295 | 0.10151 | 0 | 0 | 0.20302 | 323.0907 | 0.10207 | 0 | 0 | 0.20415 | 323.3519 | 0.10264 | 0 | 0 | 0.20528 | 323.6131 | 0.10321 | 0 | 0 | 0.20642 | 323.9613 | 0.10396 | 0 | 0 | 0.20793 | 324.2225 | 0.10453 | 0 | 0 | 0.20906 | 324.3967 | 0.10491 | 0 | 0 | 0.20981 | 324.6579 | 0.10547 | 0 | 0 | 0.21095 | 324.832 | 0.10585 | 0 | 0 | 0.2117 | 325.0932 | 0.10642 | 0 | 0 | 0.21284 | 325.3544 | 0.10698 | 0 | 0 | 0.21397 | 325.5285 | 0.10736 | 0 | 0 | 0.21472 | 325.7897 | 0.10793 | 0 | 0 | 0.21586 | 326.0509 | 0.1085 | 0 | 0 | 0.21699 | 326.1379 | 0.10868 | 0 | 0 | 0.21737 | 326.3991 | 0.10925 | 0 | 0 | 0.2185 | 326.6603 | 0.10982 | 0 | 0 | 0.21963 | 326.8344 | 0.11019 | 0 | 0 | 0.22039 | 327.0956 | 0.11076 | 0 | 0 | 0.22152 | 327.2697 | 0.11114 | 0 | 0 | 0.22228 | 327.4439 | 0.11152 | 0 | 0 | 0.22303
2017-04-02 07:00 | 292.0237 | 0.87041 |  | 306.6438 | 0.066401 | 0 | 0 | 0.1328 | 315.2608 | 0.085092 | 0 | 0 | 0.17018 | 322.3111 | 0.10038 | 0 | 0 | 0.20077 | 322.5722 | 0.10095 | 0 | 0 | 0.2019 | 322.7463 | 0.10133 | 0 | 0 | 0.20266 | 323.0074 | 0.10189 | 0 | 0 | 0.20379 | 323.2685 | 0.10246 | 0 | 0 | 0.20492 | 323.5296 | 0.10303 | 0 | 0 | 0.20605 | 323.8778 | 0.10378 | 0 | 0 | 0.20756 | 324.1389 | 0.10435 | 0 | 0 | 0.2087 | 324.313 | 0.10473 | 0 | 0 | 0.20945 | 324.5741 | 0.10529 | 0 | 0 | 0.21058 | 324.7482 | 0.10567 | 0 | 0 | 0.21134 | 325.0093 | 0.10624 | 0 | 0 | 0.21247 | 325.2704 | 0.1068 | 0 | 0 | 0.21361 | 325.4445 | 0.10718 | 0 | 0 | 0.21436 | 325.7056 | 0.10775 | 0 | 0 | 0.21549 | 325.9668 | 0.10831 | 0 | 0 | 0.21663 | 326.0538 | 0.1085 | 0 | 0 | 0.217 | 326.3149 | 0.10907 | 0 | 0 | 0.21814 | 326.576 | 0.10963 | 0 | 0 | 0.21927 | 326.7501 | 0.11001 | 0 | 0 | 0.22002 | 327.0112 | 0.11058 | 0 | 0 | 0.22116 | 327.1853 | 0.11096 | 0 | 0 | 0.22191 | 327.3594 | 0.11133 | 0 | 0 | 0.22267
2017-04-02 08:00 | 281.6622 | 0.83952 |  | 295.7635 | 0.042802 | 0 | 0 | 0.085604 | 304.0748 | 0.060829 | 0 | 0 | 0.12166 | 310.8749 | 0.075579 | 0 | 0 | 0.15116 | 311.1267 | 0.076125 | 0 | 0 | 0.15225 | 311.2947 | 0.076489 | 0 | 0 | 0.15298 | 311.5465 | 0.077035 | 0 | 0 | 0.15407 | 311.7984 | 0.077582 | 0 | 0 | 0.15516 | 312.0502 | 0.078128 | 0 | 0 | 0.15626 | 312.386 | 0.078856 | 0 | 0 | 0.15771 | 312.6379 | 0.079403 | 0 | 0 | 0.15881 | 312.8058 | 0.079767 | 0 | 0 | 0.15953 | 313.0576 | 0.080313 | 0 | 0 | 0.16063 | 313.2256 | 0.080677 | 0 | 0 | 0.16135 | 313.4774 | 0.081223 | 0 | 0 | 0.16245 | 313.7293 | 0.08177 | 0 | 0 | 0.16354 | 313.8972 | 0.082134 | 0 | 0 | 0.16427 | 314.149 | 0.08268 | 0 | 0 | 0.16536 | 314.4009 | 0.083226 | 0 | 0 | 0.16645 | 314.4848 | 0.083409 | 0 | 0 | 0.16682 | 314.7367 | 0.083955 | 0 | 0 | 0.16791 | 314.9885 | 0.084501 | 0 | 0 | 0.169 | 315.1565 | 0.084865 | 0 | 0 | 0.16973 | 315.4083 | 0.085412 | 0 | 0 | 0.17082 | 315.5762 | 0.085776 | 0 | 0 | 0.17155 | 315.7441 | 0.08614 | 0 | 0 | 0.17228
2017-04-02 09:00 | 284.2468 | 0.84723 |  | 298.4776 | 0.048689 | 0 | 0 | 0.097378 | 306.8651 | 0.066881 | 0 | 0 | 0.13376 | 313.7276 | 0.081766 | 0 | 0 | 0.16353 | 313.9818 | 0.082317 | 0 | 0 | 0.16463 | 314.1512 | 0.082685 | 0 | 0 | 0.16537 | 314.4054 | 0.083236 | 0 | 0 | 0.16647 | 314.6596 | 0.083788 | 0 | 0 | 0.16758 | 314.9137 | 0.084339 | 0 | 0 | 0.16868 | 315.2526 | 0.085074 | 0 | 0 | 0.17015 | 315.5068 | 0.085625 | 0 | 0 | 0.17125 | 315.6762 | 0.085993 | 0 | 0 | 0.17199 | 315.9304 | 0.086544 | 0 | 0 | 0.17309 | 316.0998 | 0.086912 | 0 | 0 | 0.17382 | 316.354 | 0.087463 | 0 | 0 | 0.17493 | 316.6082 | 0.088014 | 0 | 0 | 0.17603 | 316.7776 | 0.088382 | 0 | 0 | 0.17676 | 317.0318 | 0.088933 | 0 | 0 | 0.17787 | 317.286 | 0.089484 | 0 | 0 | 0.17897 | 317.3707 | 0.089668 | 0 | 0 | 0.17934 | 317.6249 | 0.090219 | 0 | 0 | 0.18044 | 317.879 | 0.090771 | 0 | 0 | 0.18154 | 318.0485 | 0.091138 | 0 | 0 | 0.18228 | 318.3026 | 0.091689 | 0 | 0 | 0.18338 | 318.4721 | 0.092057 | 0 | 0 | 0.18411 | 318.6415 | 0.092424 | 0 | 0 | 0.18485
2017-04-02 10:00 | 282.4131 | 0.84176 |  | 296.5521 | 0.044512 | 0 | 0 | 0.089025 | 304.8855 | 0.062588 | 0 | 0 | 0.12518 | 311.7038 | 0.077376 | 0 | 0 | 0.15475 | 311.9563 | 0.077924 | 0 | 0 | 0.15585 | 312.1246 | 0.078289 | 0 | 0 | 0.15658 | 312.3772 | 0.078837 | 0 | 0 | 0.15767 | 312.6297 | 0.079385 | 0 | 0 | 0.15877 | 312.8822 | 0.079932 | 0 | 0 | 0.15986 | 313.2189 | 0.080663 | 0 | 0 | 0.16133 | 313.4715 | 0.081211 | 0 | 0 | 0.16242 | 313.6398 | 0.081576 | 0 | 0 | 0.16315 | 313.8923 | 0.082123 | 0 | 0 | 0.16425 | 314.0607 | 0.082489 | 0 | 0 | 0.16498 | 314.3132 | 0.083036 | 0 | 0 | 0.16607 | 314.5657 | 0.083584 | 0 | 0 | 0.16717 | 314.7341 | 0.083949 | 0 | 0 | 0.1679 | 314.9866 | 0.084497 | 0 | 0 | 0.16899 | 315.2391 | 0.085045 | 0 | 0 | 0.17009 | 315.3233 | 0.085227 | 0 | 0 | 0.17045 | 315.5759 | 0.085775 | 0 | 0 | 0.17155 | 315.8284 | 0.086323 | 0 | 0 | 0.17265 | 315.9967 | 0.086688 | 0 | 0 | 0.17338 | 316.2493 | 0.087236 | 0 | 0 | 0.17447 | 316.4176 | 0.087601 | 0 | 0 | 0.1752 | 316.586 | 0.087966 | 0 | 0 | 0.17593
2017-04-02 11:00 | 276.9271 | 0.82541 |  | 290.7914 | 0.032017 | 0 | 0 | 0.064035 | 298.9629 | 0.049742 | 0 | 0 | 0.099483 | 305.6487 | 0.064243 | 0 | 0 | 0.12849 | 305.8964 | 0.06478 | 0 | 0 | 0.12956 | 306.0614 | 0.065138 | 0 | 0 | 0.13028 | 306.3091 | 0.065675 | 0 | 0 | 0.13135 | 306.5567 | 0.066212 | 0 | 0 | 0.13242 | 306.8043 | 0.066749 | 0 | 0 | 0.1335 | 307.1345 | 0.067466 | 0 | 0 | 0.13493 | 307.3821 | 0.068003 | 0 | 0 | 0.13601 | 307.5472 | 0.068361 | 0 | 0 | 0.13672 | 307.7948 | 0.068898 | 0 | 0 | 0.1378 | 307.9599 | 0.069256 | 0 | 0 | 0.13851 | 308.2075 | 0.069793 | 0 | 0 | 0.13959 | 308.4551 | 0.07033 | 0 | 0 | 0.14066 | 308.6202 | 0.070688 | 0 | 0 | 0.14138 | 308.8678 | 0.071225 | 0 | 0 | 0.14245 | 309.1155 | 0.071762 | 0 | 0 | 0.14352 | 309.198 | 0.071941 | 0 | 0 | 0.14388 | 309.4456 | 0.072478 | 0 | 0 | 0.14496 | 309.6932 | 0.073016 | 0 | 0 | 0.14603 | 309.8583 | 0.073374 | 0 | 0 | 0.14675 | 310.1059 | 0.073911 | 0 | 0 | 0.14782 | 310.271 | 0.074269 | 0 | 0 | 0.14854 | 310.4361 | 0.074627 | 0 | 0 | 0.14925
2017-04-02 12:00 | 272.8871 | 0.81337 |  | 286.5492 | 0.022816 | 0 | 0 | 0.045632 | 294.6015 | 0.040282 | 0 | 0 | 0.080563 | 301.1898 | 0.054572 | 0 | 0 | 0.10914 | 301.4338 | 0.055101 | 0 | 0 | 0.1102 | 301.5964 | 0.055454 | 0 | 0 | 0.11091 | 301.8405 | 0.055983 | 0 | 0 | 0.11197 | 302.0845 | 0.056512 | 0 | 0 | 0.11302 | 302.3285 | 0.057041 | 0 | 0 | 0.11408 | 302.6538 | 0.057747 | 0 | 0 | 0.11549 | 302.8978 | 0.058276 | 0 | 0 | 0.11655 | 303.0605 | 0.058629 | 0 | 0 | 0.11726 | 303.3045 | 0.059158 | 0 | 0 | 0.11832 | 303.4672 | 0.059511 | 0 | 0 | 0.11902 | 303.7112 | 0.060041 | 0 | 0 | 0.12008 | 303.9552 | 0.06057 | 0 | 0 | 0.12114 | 304.1179 | 0.060923 | 0 | 0 | 0.12185 | 304.3619 | 0.061452 | 0 | 0 | 0.1229 | 304.6059 | 0.061981 | 0 | 0 | 0.12396 | 304.6872 | 0.062158 | 0 | 0 | 0.12432 | 304.9313 | 0.062687 | 0 | 0 | 0.12537 | 305.1753 | 0.063216 | 0 | 0 | 0.12643 | 305.3379 | 0.063569 | 0 | 0 | 0.12714 | 305.5819 | 0.064098 | 0 | 0 | 0.1282 | 305.7446 | 0.064451 | 0 | 0 | 0.1289 | 305.9073 | 0.064804 | 0 | 0 | 0.12961
2017-04-02 13:00 | 270.9086 | 0.80747 |  | 284.4716 | 0.01831 | 0 | 0 | 0.03662 | 292.4655 | 0.035649 | 0 | 0 | 0.071297 | 299.006 | 0.049835 | 0 | 0 | 0.09967 | 299.2483 | 0.05036 | 0 | 0 | 0.10072 | 299.4098 | 0.050711 | 0 | 0 | 0.10142 | 299.652 | 0.051236 | 0 | 0 | 0.10247 | 299.8942 | 0.051762 | 0 | 0 | 0.10352 | 300.1365 | 0.052287 | 0 | 0 | 0.10457 | 300.4595 | 0.052988 | 0 | 0 | 0.10598 | 300.7017 | 0.053513 | 0 | 0 | 0.10703 | 300.8632 | 0.053863 | 0 | 0 | 0.10773 | 301.1054 | 0.054389 | 0 | 0 | 0.10878 | 301.2669 | 0.054739 | 0 | 0 | 0.10948 | 301.5092 | 0.055264 | 0 | 0 | 0.11053 | 301.7514 | 0.05579 | 0 | 0 | 0.11158 | 301.9129 | 0.05614 | 0 | 0 | 0.11228 | 302.1552 | 0.056665 | 0 | 0 | 0.11333 | 302.3974 | 0.057191 | 0 | 0 | 0.11438 | 302.4781 | 0.057366 | 0 | 0 | 0.11473 | 302.7204 | 0.057891 | 0 | 0 | 0.11578 | 302.9626 | 0.058417 | 0 | 0 | 0.11683 | 303.1241 | 0.058767 | 0 | 0 | 0.11753 | 303.3664 | 0.059293 | 0 | 0 | 0.11859 | 303.5279 | 0.059643 | 0 | 0 | 0.11929 | 303.6894 | 0.059993 | 0 | 0 | 0.11999
2017-04-02 14:00 | 269.5398 | 0.80339 |  | 283.0342 | 0.015192 | 0 | 0 | 0.030384 | 290.9878 | 0.032443 | 0 | 0 | 0.064887 | 297.4952 | 0.046558 | 0 | 0 | 0.093116 | 297.7362 | 0.047081 | 0 | 0 | 0.094162 | 297.8969 | 0.047429 | 0 | 0 | 0.094859 | 298.1379 | 0.047952 | 0 | 0 | 0.095904 | 298.3789 | 0.048475 | 0 | 0 | 0.09695 | 298.62 | 0.048998 | 0 | 0 | 0.097995 | 298.9413 | 0.049695 | 0 | 0 | 0.099389 | 299.1823 | 0.050217 | 0 | 0 | 0.10043 | 299.343 | 0.050566 | 0 | 0 | 0.10113 | 299.584 | 0.051089 | 0 | 0 | 0.10218 | 299.7447 | 0.051437 | 0 | 0 | 0.10287 | 299.9857 | 0.05196 | 0 | 0 | 0.10392 | 300.2267 | 0.052483 | 0 | 0 | 0.10497 | 300.3874 | 0.052831 | 0 | 0 | 0.10566 | 300.6284 | 0.053354 | 0 | 0 | 0.10671 | 300.8694 | 0.053877 | 0 | 0 | 0.10775 | 300.9498 | 0.054051 | 0 | 0 | 0.1081 | 301.1908 | 0.054574 | 0 | 0 | 0.10915 | 301.4318 | 0.055097 | 0 | 0 | 0.11019 | 301.5925 | 0.055445 | 0 | 0 | 0.11089 | 301.8335 | 0.055968 | 0 | 0 | 0.11194 | 301.9942 | 0.056316 | 0 | 0 | 0.11263 | 302.1549 | 0.056665 | 0 | 0 | 0.11333
2017-04-02 15:00 | 275.7744 | 0.82197 |  | 289.5809 | 0.029392 | 0 | 0 | 0.058784 | 297.7185 | 0.047042 | 0 | 0 | 0.094085 | 304.3764 | 0.061483 | 0 | 0 | 0.12297 | 304.623 | 0.062018 | 0 | 0 | 0.12404 | 304.7874 | 0.062375 | 0 | 0 | 0.12475 | 305.034 | 0.06291 | 0 | 0 | 0.12582 | 305.2806 | 0.063445 | 0 | 0 | 0.12689 | 305.5272 | 0.063979 | 0 | 0 | 0.12796 | 305.856 | 0.064693 | 0 | 0 | 0.12939 | 306.1026 | 0.065227 | 0 | 0 | 0.13045 | 306.267 | 0.065584 | 0 | 0 | 0.13117 | 306.5136 | 0.066119 | 0 | 0 | 0.13224 | 306.678 | 0.066475 | 0 | 0 | 0.13295 | 306.9246 | 0.06701 | 0 | 0 | 0.13402 | 307.1712 | 0.067545 | 0 | 0 | 0.13509 | 307.3355 | 0.067902 | 0 | 0 | 0.1358 | 307.5821 | 0.068437 | 0 | 0 | 0.13687 | 307.8287 | 0.068971 | 0 | 0 | 0.13794 | 307.9109 | 0.06915 | 0 | 0 | 0.1383 | 308.1575 | 0.069685 | 0 | 0 | 0.13937 | 308.4041 | 0.070219 | 0 | 0 | 0.14044 | 308.5685 | 0.070576 | 0 | 0 | 0.14115 | 308.8151 | 0.071111 | 0 | 0 | 0.14222 | 308.9795 | 0.071467 | 0 | 0 | 0.14293 | 309.1439 | 0.071824 | 0 | 0 | 0.14365
2017-04-02 16:00 | 278.7577 | 0.83086 |  | 292.7136 | 0.036187 | 0 | 0 | 0.072374 | 300.9392 | 0.054028 | 0 | 0 | 0.10806 | 307.6692 | 0.068625 | 0 | 0 | 0.13725 | 307.9184 | 0.069166 | 0 | 0 | 0.13833 | 308.0846 | 0.069526 | 0 | 0 | 0.13905 | 308.3339 | 0.070067 | 0 | 0 | 0.14013 | 308.5831 | 0.070608 | 0 | 0 | 0.14122 | 308.8324 | 0.071148 | 0 | 0 | 0.1423 | 309.1647 | 0.071869 | 0 | 0 | 0.14374 | 309.414 | 0.07241 | 0 | 0 | 0.14482 | 309.5802 | 0.07277 | 0 | 0 | 0.14554 | 309.8294 | 0.073311 | 0 | 0 | 0.14662 | 309.9956 | 0.073671 | 0 | 0 | 0.14734 | 310.2449 | 0.074212 | 0 | 0 | 0.14842 | 310.4941 | 0.074753 | 0 | 0 | 0.14951 | 310.6603 | 0.075113 | 0 | 0 | 0.15023 | 310.9096 | 0.075654 | 0 | 0 | 0.15131 | 311.1588 | 0.076194 | 0 | 0 | 0.15239 | 311.2419 | 0.076375 | 0 | 0 | 0.15275 | 311.4912 | 0.076915 | 0 | 0 | 0.15383 | 311.7404 | 0.077456 | 0 | 0 | 0.15491 | 311.9066 | 0.077816 | 0 | 0 | 0.15563 | 312.1559 | 0.078357 | 0 | 0 | 0.15671 | 312.322 | 0.078717 | 0 | 0 | 0.15743 | 312.4882 | 0.079078 | 0 | 0 | 0.15816
2017-04-02 17:00 | 278.7494 | 0.83084 |  | 292.7049 | 0.036168 | 0 | 0 | 0.072336 | 300.9302 | 0.054008 | 0 | 0 | 0.10802 | 307.66 | 0.068605 | 0 | 0 | 0.13721 | 307.9092 | 0.069146 | 0 | 0 | 0.13829 | 308.0754 | 0.069506 | 0 | 0 | 0.13901 | 308.3246 | 0.070047 | 0 | 0 | 0.14009 | 308.5739 | 0.070588 | 0 | 0 | 0.14118 | 308.8232 | 0.071128 | 0 | 0 | 0.14226 | 309.1555 | 0.071849 | 0 | 0 | 0.1437 | 309.4047 | 0.07239 | 0 | 0 | 0.14478 | 309.5709 | 0.07275 | 0 | 0 | 0.1455 | 309.8202 | 0.073291 | 0 | 0 | 0.14658 | 309.9863 | 0.073651 | 0 | 0 | 0.1473 | 310.2356 | 0.074192 | 0 | 0 | 0.14838 | 310.4848 | 0.074733 | 0 | 0 | 0.14947 | 310.651 | 0.075093 | 0 | 0 | 0.15019 | 310.9003 | 0.075634 | 0 | 0 | 0.15127 | 311.1495 | 0.076174 | 0 | 0 | 0.15235 | 311.2326 | 0.076354 | 0 | 0 | 0.15271 | 311.4818 | 0.076895 | 0 | 0 | 0.15379 | 311.7311 | 0.077436 | 0 | 0 | 0.15487 | 311.8973 | 0.077796 | 0 | 0 | 0.15559 | 312.1465 | 0.078337 | 0 | 0 | 0.15667 | 312.3127 | 0.078697 | 0 | 0 | 0.15739 | 312.4788 | 0.079058 | 0 | 0 | 0.15812
2017-04-02 18:00 | 280.579 | 0.83629 |  | 294.6261 | 0.040335 | 0 | 0 | 0.08067 | 302.9054 | 0.058293 | 0 | 0 | 0.11659 | 309.6793 | 0.072985 | 0 | 0 | 0.14597 | 309.9302 | 0.07353 | 0 | 0 | 0.14706 | 310.0975 | 0.073892 | 0 | 0 | 0.14778 | 310.3484 | 0.074437 | 0 | 0 | 0.14887 | 310.5993 | 0.074981 | 0 | 0 | 0.14996 | 310.8502 | 0.075525 | 0 | 0 | 0.15105 | 311.1847 | 0.07625 | 0 | 0 | 0.1525 | 311.4356 | 0.076795 | 0 | 0 | 0.15359 | 311.6028 | 0.077157 | 0 | 0 | 0.15431 | 311.8537 | 0.077702 | 0 | 0 | 0.1554 | 312.021 | 0.078064 | 0 | 0 | 0.15613 | 312.2718 | 0.078609 | 0 | 0 | 0.15722 | 312.5227 | 0.079153 | 0 | 0 | 0.15831 | 312.69 | 0.079516 | 0 | 0 | 0.15903 | 312.9409 | 0.08006 | 0 | 0 | 0.16012 | 313.1918 | 0.080604 | 0 | 0 | 0.16121 | 313.2754 | 0.080785 | 0 | 0 | 0.16157 | 313.5263 | 0.081329 | 0 | 0 | 0.16266 | 313.7772 | 0.081874 | 0 | 0 | 0.16375 | 313.9444 | 0.082236 | 0 | 0 | 0.16447 | 314.1953 | 0.082781 | 0 | 0 | 0.16556 | 314.3626 | 0.083143 | 0 | 0 | 0.16629 | 314.5298 | 0.083506 | 0 | 0 | 0.16701
2017-04-02 19:00 | 283.9521 | 0.84635 |  | 298.168 | 0.048017 | 0 | 0 | 0.096035 | 306.5469 | 0.066191 | 0 | 0 | 0.13238 | 313.4023 | 0.08106 | 0 | 0 | 0.16212 | 313.6562 | 0.081611 | 0 | 0 | 0.16322 | 313.8255 | 0.081978 | 0 | 0 | 0.16396 | 314.0794 | 0.082529 | 0 | 0 | 0.16506 | 314.3333 | 0.08308 | 0 | 0 | 0.16616 | 314.5872 | 0.083631 | 0 | 0 | 0.16726 | 314.9257 | 0.084365 | 0 | 0 | 0.16873 | 315.1796 | 0.084916 | 0 | 0 | 0.16983 | 315.3489 | 0.085283 | 0 | 0 | 0.17057 | 315.6028 | 0.085833 | 0 | 0 | 0.17167 | 315.7721 | 0.086201 | 0 | 0 | 0.1724 | 316.026 | 0.086751 | 0 | 0 | 0.1735 | 316.2799 | 0.087302 | 0 | 0 | 0.1746 | 316.4491 | 0.087669 | 0 | 0 | 0.17534 | 316.703 | 0.08822 | 0 | 0 | 0.17644 | 316.9569 | 0.088771 | 0 | 0 | 0.17754 | 317.0416 | 0.088954 | 0 | 0 | 0.17791 | 317.2955 | 0.089505 | 0 | 0 | 0.17901 | 317.5494 | 0.090056 | 0 | 0 | 0.18011 | 317.7187 | 0.090423 | 0 | 0 | 0.18085 | 317.9726 | 0.090973 | 0 | 0 | 0.18195 | 318.1418 | 0.091341 | 0 | 0 | 0.18268 | 318.3111 | 0.091708 | 0 | 0 | 0.18342
2017-04-02 20:00 | 270.7997 | 0.80715 |  | 284.3572 | 0.018062 | 0 | 0 | 0.036124 | 292.348 | 0.035394 | 0 | 0 | 0.070787 | 298.8858 | 0.049574 | 0 | 0 | 0.099149 | 299.128 | 0.0501 | 0 | 0 | 0.1002 | 299.2894 | 0.05045 | 0 | 0 | 0.1009 | 299.5316 | 0.050975 | 0 | 0 | 0.10195 | 299.7737 | 0.0515 | 0 | 0 | 0.103 | 300.0158 | 0.052025 | 0 | 0 | 0.10405 | 300.3387 | 0.052726 | 0 | 0 | 0.10545 | 300.5808 | 0.053251 | 0 | 0 | 0.1065 | 300.7423 | 0.053601 | 0 | 0 | 0.1072 | 300.9844 | 0.054126 | 0 | 0 | 0.10825 | 301.1458 | 0.054476 | 0 | 0 | 0.10895 | 301.388 | 0.055001 | 0 | 0 | 0.11 | 301.6301 | 0.055527 | 0 | 0 | 0.11105 | 301.7916 | 0.055877 | 0 | 0 | 0.11175 | 302.0337 | 0.056402 | 0 | 0 | 0.1128 | 302.2758 | 0.056927 | 0 | 0 | 0.11385 | 302.3566 | 0.057102 | 0 | 0 | 0.1142 | 302.5987 | 0.057628 | 0 | 0 | 0.11526 | 302.8408 | 0.058153 | 0 | 0 | 0.11631 | 303.0023 | 0.058503 | 0 | 0 | 0.11701 | 303.2444 | 0.059028 | 0 | 0 | 0.11806 | 303.4059 | 0.059378 | 0 | 0 | 0.11876 | 303.5673 | 0.059728 | 0 | 0 | 0.11946
2017-04-02 21:00 | 281.1674 | 0.83805 |  | 295.244 | 0.041675 | 0 | 0 | 0.08335 | 303.5407 | 0.059671 | 0 | 0 | 0.11934 | 310.3289 | 0.074394 | 0 | 0 | 0.14879 | 310.5803 | 0.07494 | 0 | 0 | 0.14988 | 310.7479 | 0.075303 | 0 | 0 | 0.15061 | 310.9993 | 0.075848 | 0 | 0 | 0.1517 | 311.2507 | 0.076394 | 0 | 0 | 0.15279 | 311.5021 | 0.076939 | 0 | 0 | 0.15388 | 311.8374 | 0.077666 | 0 | 0 | 0.15533 | 312.0888 | 0.078211 | 0 | 0 | 0.15642 | 312.2564 | 0.078575 | 0 | 0 | 0.15715 | 312.5078 | 0.07912 | 0 | 0 | 0.15824 | 312.6754 | 0.079484 | 0 | 0 | 0.15897 | 312.9268 | 0.080029 | 0 | 0 | 0.16006 | 313.1782 | 0.080575 | 0 | 0 | 0.16115 | 313.3458 | 0.080938 | 0 | 0 | 0.16188 | 313.5973 | 0.081483 | 0 | 0 | 0.16297 | 313.8487 | 0.082029 | 0 | 0 | 0.16406 | 313.9325 | 0.08221 | 0 | 0 | 0.16442 | 314.1839 | 0.082756 | 0 | 0 | 0.16551 | 314.4353 | 0.083301 | 0 | 0 | 0.1666 | 314.6029 | 0.083665 | 0 | 0 | 0.16733 | 314.8543 | 0.08421 | 0 | 0 | 0.16842 | 315.0219 | 0.084574 | 0 | 0 | 0.16915 | 315.1895 | 0.084937 | 0 | 0 | 0.16987
2017-04-02 22:00 | 283.1093 | 0.84384 |  | 297.2831 | 0.046098 | 0 | 0 | 0.092196 | 305.6371 | 0.064218 | 0 | 0 | 0.12844 | 312.4722 | 0.079043 | 0 | 0 | 0.15809 | 312.7253 | 0.079592 | 0 | 0 | 0.15918 | 312.8941 | 0.079958 | 0 | 0 | 0.15992 | 313.1472 | 0.080507 | 0 | 0 | 0.16101 | 313.4004 | 0.081056 | 0 | 0 | 0.16211 | 313.6535 | 0.081605 | 0 | 0 | 0.16321 | 313.9911 | 0.082338 | 0 | 0 | 0.16468 | 314.2442 | 0.082887 | 0 | 0 | 0.16577 | 314.413 | 0.083253 | 0 | 0 | 0.16651 | 314.6661 | 0.083802 | 0 | 0 | 0.1676 | 314.8349 | 0.084168 | 0 | 0 | 0.16834 | 315.0881 | 0.084717 | 0 | 0 | 0.16943 | 315.3412 | 0.085266 | 0 | 0 | 0.17053 | 315.51 | 0.085632 | 0 | 0 | 0.17126 | 315.7631 | 0.086181 | 0 | 0 | 0.17236 | 316.0163 | 0.08673 | 0 | 0 | 0.17346 | 316.1007 | 0.086913 | 0 | 0 | 0.17383 | 316.3538 | 0.087462 | 0 | 0 | 0.17492 | 316.607 | 0.088011 | 0 | 0 | 0.17602 | 316.7757 | 0.088377 | 0 | 0 | 0.17675 | 317.0289 | 0.088927 | 0 | 0 | 0.17785 | 317.1976 | 0.089293 | 0 | 0 | 0.17859 | 317.3664 | 0.089659 | 0 | 0 | 0.17932
2017-04-02 23:00 | 291.1341 | 0.86775 |  | 305.7097 | 0.064375 | 0 | 0 | 0.12875 | 314.3004 | 0.083009 | 0 | 0 | 0.16602 | 321.3292 | 0.098254 | 0 | 0 | 0.19651 | 321.5896 | 0.098819 | 0 | 0 | 0.19764 | 321.7631 | 0.099195 | 0 | 0 | 0.19839 | 322.0234 | 0.09976 | 0 | 0 | 0.19952 | 322.2838 | 0.10032 | 0 | 0 | 0.20065 | 322.5441 | 0.10089 | 0 | 0 | 0.20178 | 322.8912 | 0.10164 | 0 | 0 | 0.20328 | 323.1515 | 0.10221 | 0 | 0 | 0.20441 | 323.3251 | 0.10258 | 0 | 0 | 0.20517 | 323.5854 | 0.10315 | 0 | 0 | 0.2063 | 323.759 | 0.10352 | 0 | 0 | 0.20705 | 324.0193 | 0.10409 | 0 | 0 | 0.20818 | 324.2796 | 0.10465 | 0 | 0 | 0.20931 | 324.4532 | 0.10503 | 0 | 0 | 0.21006 | 324.7135 | 0.10559 | 0 | 0 | 0.21119 | 324.9738 | 0.10616 | 0 | 0 | 0.21232 | 325.0606 | 0.10635 | 0 | 0 | 0.21269 | 325.3209 | 0.10691 | 0 | 0 | 0.21382 | 325.5812 | 0.10748 | 0 | 0 | 0.21495 | 325.7548 | 0.10785 | 0 | 0 | 0.21571 | 326.0151 | 0.10842 | 0 | 0 | 0.21684 | 326.1887 | 0.10879 | 0 | 0 | 0.21759 | 326.3622 | 0.10917 | 0 | 0 | 0.21834
2017-04-03 | 287.7067 | 0.85754 |  | 302.1106 | 0.056569 | 0 | 0 | 0.11314 | 310.6003 | 0.074983 | 0 | 0 | 0.14997 | 317.5463 | 0.090049 | 0 | 0 | 0.1801 | 317.8036 | 0.090607 | 0 | 0 | 0.18121 | 317.9751 | 0.090979 | 0 | 0 | 0.18196 | 318.2324 | 0.091537 | 0 | 0 | 0.18307 | 318.4896 | 0.092095 | 0 | 0 | 0.18419 | 318.7469 | 0.092653 | 0 | 0 | 0.18531 | 319.0899 | 0.093397 | 0 | 0 | 0.18679 | 319.3471 | 0.093955 | 0 | 0 | 0.18791 | 319.5187 | 0.094327 | 0 | 0 | 0.18865 | 319.7759 | 0.094885 | 0 | 0 | 0.18977 | 319.9474 | 0.095257 | 0 | 0 | 0.19051 | 320.2047 | 0.095815 | 0 | 0 | 0.19163 | 320.4619 | 0.096373 | 0 | 0 | 0.19275 | 320.6335 | 0.096745 | 0 | 0 | 0.19349 | 320.8907 | 0.097303 | 0 | 0 | 0.19461 | 321.148 | 0.097861 | 0 | 0 | 0.19572 | 321.2337 | 0.098047 | 0 | 0 | 0.19609 | 321.491 | 0.098605 | 0 | 0 | 0.19721 | 321.7483 | 0.099163 | 0 | 0 | 0.19833 | 321.9198 | 0.099535 | 0 | 0 | 0.19907 | 322.177 | 0.10009 | 0 | 0 | 0.20019 | 322.3485 | 0.10046 | 0 | 0 | 0.20093 | 322.52 | 0.10084 | 0 | 0 | 0.20167
2017-04-03 01:00 | 293.8516 | 0.87585 |  | 308.5632 | 0.070565 | 0 | 0 | 0.14113 | 317.2342 | 0.089372 | 0 | 0 | 0.17874 | 324.3286 | 0.10476 | 0 | 0 | 0.20952 | 324.5913 | 0.10533 | 0 | 0 | 0.21066 | 324.7665 | 0.10571 | 0 | 0 | 0.21142 | 325.0292 | 0.10628 | 0 | 0 | 0.21256 | 325.292 | 0.10685 | 0 | 0 | 0.2137 | 325.5548 | 0.10742 | 0 | 0 | 0.21484 | 325.9051 | 0.10818 | 0 | 0 | 0.21636 | 326.1679 | 0.10875 | 0 | 0 | 0.2175 | 326.343 | 0.10913 | 0 | 0 | 0.21826 | 326.6058 | 0.1097 | 0 | 0 | 0.2194 | 326.781 | 0.11008 | 0 | 0 | 0.22016 | 327.0437 | 0.11065 | 0 | 0 | 0.2213 | 327.3065 | 0.11122 | 0 | 0 | 0.22244 | 327.4816 | 0.1116 | 0 | 0 | 0.2232 | 327.7444 | 0.11217 | 0 | 0 | 0.22434 | 328.0071 | 0.11274 | 0 | 0 | 0.22548 | 328.0947 | 0.11293 | 0 | 0 | 0.22586 | 328.3575 | 0.1135 | 0 | 0 | 0.227 | 328.6202 | 0.11407 | 0 | 0 | 0.22814 | 328.7954 | 0.11445 | 0 | 0 | 0.2289 | 329.0582 | 0.11502 | 0 | 0 | 0.23004 | 329.2333 | 0.1154 | 0 | 0 | 0.2308 | 329.4085 | 0.11578 | 0 | 0 | 0.23156
2017-04-03 02:00 | 296.2276 | 0.88294 |  | 311.0582 | 0.075976 | 0 | 0 | 0.15195 | 319.7992 | 0.094935 | 0 | 0 | 0.18987 | 326.951 | 0.11045 | 0 | 0 | 0.2209 | 327.2159 | 0.11102 | 0 | 0 | 0.22204 | 327.3925 | 0.11141 | 0 | 0 | 0.22281 | 327.6573 | 0.11198 | 0 | 0 | 0.22396 | 327.9222 | 0.11255 | 0 | 0 | 0.22511 | 328.1871 | 0.11313 | 0 | 0 | 0.22626 | 328.5403 | 0.11389 | 0 | 0 | 0.22779 | 328.8052 | 0.11447 | 0 | 0 | 0.22894 | 328.9817 | 0.11485 | 0 | 0 | 0.2297 | 329.2466 | 0.11543 | 0 | 0 | 0.23085 | 329.4232 | 0.11581 | 0 | 0 | 0.23162 | 329.6881 | 0.11638 | 0 | 0 | 0.23277 | 329.953 | 0.11696 | 0 | 0 | 0.23392 | 330.1296 | 0.11734 | 0 | 0 | 0.23468 | 330.3944 | 0.11792 | 0 | 0 | 0.23583 | 330.6593 | 0.11849 | 0 | 0 | 0.23698 | 330.7476 | 0.11868 | 0 | 0 | 0.23737 | 331.0125 | 0.11926 | 0 | 0 | 0.23851 | 331.2774 | 0.11983 | 0 | 0 | 0.23966 | 331.454 | 0.12021 | 0 | 0 | 0.24043 | 331.7188 | 0.12079 | 0 | 0 | 0.24158 | 331.8954 | 0.12117 | 0 | 0 | 0.24234 | 332.072 | 0.12156 | 0 | 0 | 0.24311
2017-04-03 03:00 | 297.5493 | 0.88687 |  | 312.446 | 0.078986 | 0 | 0 | 0.15797 | 321.2261 | 0.09803 | 0 | 0 | 0.19606 | 328.4098 | 0.11361 | 0 | 0 | 0.22722 | 328.6759 | 0.11419 | 0 | 0 | 0.22838 | 328.8532 | 0.11457 | 0 | 0 | 0.22915 | 329.1193 | 0.11515 | 0 | 0 | 0.2303 | 329.3854 | 0.11573 | 0 | 0 | 0.23146 | 329.6514 | 0.1163 | 0 | 0 | 0.23261 | 330.0062 | 0.11707 | 0 | 0 | 0.23415 | 330.2722 | 0.11765 | 0 | 0 | 0.2353 | 330.4496 | 0.11804 | 0 | 0 | 0.23607 | 330.7157 | 0.11861 | 0 | 0 | 0.23723 | 330.893 | 0.119 | 0 | 0 | 0.238 | 331.1591 | 0.11958 | 0 | 0 | 0.23915 | 331.4252 | 0.12015 | 0 | 0 | 0.2403 | 331.6025 | 0.12054 | 0 | 0 | 0.24107 | 331.8686 | 0.12111 | 0 | 0 | 0.24223 | 332.1347 | 0.12169 | 0 | 0 | 0.24338 | 332.2234 | 0.12188 | 0 | 0 | 0.24377 | 332.4894 | 0.12246 | 0 | 0 | 0.24492 | 332.7555 | 0.12304 | 0 | 0 | 0.24608 | 332.9329 | 0.12342 | 0 | 0 | 0.24684 | 333.1989 | 0.124 | 0 | 0 | 0.248 | 333.3763 | 0.12438 | 0 | 0 | 0.24877 | 333.5537 | 0.12477 | 0 | 0 | 0.24954
2017-04-03 04:00 | 301.1772 | 0.89769 |  | 316.2556 | 0.087249 | 0 | 0 | 0.1745 | 325.1427 | 0.10653 | 0 | 0 | 0.21305 | 332.414 | 0.1223 | 0 | 0 | 0.24459 | 332.6833 | 0.12288 | 0 | 0 | 0.24576 | 332.8628 | 0.12327 | 0 | 0 | 0.24654 | 333.1321 | 0.12385 | 0 | 0 | 0.24771 | 333.4014 | 0.12444 | 0 | 0 | 0.24888 | 333.6707 | 0.12502 | 0 | 0 | 0.25005 | 334.0298 | 0.1258 | 0 | 0 | 0.2516 | 334.2991 | 0.12639 | 0 | 0 | 0.25277 | 334.4787 | 0.12678 | 0 | 0 | 0.25355 | 334.748 | 0.12736 | 0 | 0 | 0.25472 | 334.9275 | 0.12775 | 0 | 0 | 0.2555 | 335.1968 | 0.12833 | 0 | 0 | 0.25667 | 335.4661 | 0.12892 | 0 | 0 | 0.25783 | 335.6457 | 0.12931 | 0 | 0 | 0.25861 | 335.915 | 0.12989 | 0 | 0 | 0.25978 | 336.1843 | 0.13047 | 0 | 0 | 0.26095 | 336.274 | 0.13067 | 0 | 0 | 0.26134 | 336.5434 | 0.13125 | 0 | 0 | 0.26251 | 336.8127 | 0.13184 | 0 | 0 | 0.26368 | 336.9922 | 0.13223 | 0 | 0 | 0.26445 | 337.2615 | 0.13281 | 0 | 0 | 0.26562 | 337.441 | 0.1332 | 0 | 0 | 0.2664 | 337.6206 | 0.13359 | 0 | 0 | 0.26718
2017-04-03 05:00 | 293.3902 | 0.87448 |  | 308.0787 | 0.069514 | 0 | 0 | 0.13903 | 316.7361 | 0.088291 | 0 | 0 | 0.17658 | 323.8193 | 0.10366 | 0 | 0 | 0.20731 | 324.0817 | 0.10422 | 0 | 0 | 0.20845 | 324.2566 | 0.1046 | 0 | 0 | 0.20921 | 324.5189 | 0.10517 | 0 | 0 | 0.21034 | 324.7813 | 0.10574 | 0 | 0 | 0.21148 | 325.0436 | 0.10631 | 0 | 0 | 0.21262 | 325.3934 | 0.10707 | 0 | 0 | 0.21414 | 325.6557 | 0.10764 | 0 | 0 | 0.21528 | 325.8306 | 0.10802 | 0 | 0 | 0.21604 | 326.093 | 0.10859 | 0 | 0 | 0.21717 | 326.2679 | 0.10897 | 0 | 0 | 0.21793 | 326.5302 | 0.10953 | 0 | 0 | 0.21907 | 326.7926 | 0.1101 | 0 | 0 | 0.22021 | 326.9675 | 0.11048 | 0 | 0 | 0.22097 | 327.2298 | 0.11105 | 0 | 0 | 0.2221 | 327.4921 | 0.11162 | 0 | 0 | 0.22324 | 327.5796 | 0.11181 | 0 | 0 | 0.22362 | 327.8419 | 0.11238 | 0 | 0 | 0.22476 | 328.1043 | 0.11295 | 0 | 0 | 0.2259 | 328.2792 | 0.11333 | 0 | 0 | 0.22666 | 328.5415 | 0.1139 | 0 | 0 | 0.22779 | 328.7164 | 0.11428 | 0 | 0 | 0.22855 | 328.8913 | 0.11466 | 0 | 0 | 0.22931
2017-04-03 06:00 | 298.4719 | 0.88962 |  | 313.4148 | 0.081088 | 0 | 0 | 0.16218 | 322.2221 | 0.10019 | 0 | 0 | 0.20038 | 329.4281 | 0.11582 | 0 | 0 | 0.23164 | 329.695 | 0.1164 | 0 | 0 | 0.2328 | 329.8729 | 0.11679 | 0 | 0 | 0.23357 | 330.1398 | 0.11736 | 0 | 0 | 0.23473 | 330.4067 | 0.11794 | 0 | 0 | 0.23589 | 330.6736 | 0.11852 | 0 | 0 | 0.23704 | 331.0294 | 0.11929 | 0 | 0 | 0.23859 | 331.2963 | 0.11987 | 0 | 0 | 0.23975 | 331.4742 | 0.12026 | 0 | 0 | 0.24052 | 331.7411 | 0.12084 | 0 | 0 | 0.24167 | 331.919 | 0.12122 | 0 | 0 | 0.24245 | 332.1859 | 0.1218 | 0 | 0 | 0.2436 | 332.4528 | 0.12238 | 0 | 0 | 0.24476 | 332.6307 | 0.12277 | 0 | 0 | 0.24553 | 332.8976 | 0.12335 | 0 | 0 | 0.24669 | 333.1645 | 0.12392 | 0 | 0 | 0.24785 | 333.2535 | 0.12412 | 0 | 0 | 0.24824 | 333.5204 | 0.1247 | 0 | 0 | 0.24939 | 333.7872 | 0.12528 | 0 | 0 | 0.25055 | 333.9652 | 0.12566 | 0 | 0 | 0.25132 | 334.2321 | 0.12624 | 0 | 0 | 0.25248 | 334.41 | 0.12663 | 0 | 0 | 0.25325 | 334.5879 | 0.12701 | 0 | 0 | 0.25402
2017-04-03 07:00 | 305.0428 | 0.90921 |  | 320.3147 | 0.096053 | 0 | 0 | 0.19211 | 329.3158 | 0.11558 | 0 | 0 | 0.23115 | 336.6804 | 0.13155 | 0 | 0 | 0.2631 | 336.9532 | 0.13214 | 0 | 0 | 0.26428 | 337.135 | 0.13254 | 0 | 0 | 0.26507 | 337.4078 | 0.13313 | 0 | 0 | 0.26626 | 337.6806 | 0.13372 | 0 | 0 | 0.26744 | 337.9533 | 0.13431 | 0 | 0 | 0.26862 | 338.317 | 0.1351 | 0 | 0 | 0.2702 | 338.5898 | 0.13569 | 0 | 0 | 0.27138 | 338.7716 | 0.13609 | 0 | 0 | 0.27217 | 339.0444 | 0.13668 | 0 | 0 | 0.27336 | 339.2262 | 0.13707 | 0 | 0 | 0.27415 | 339.499 | 0.13766 | 0 | 0 | 0.27533 | 339.7717 | 0.13826 | 0 | 0 | 0.27651 | 339.9536 | 0.13865 | 0 | 0 | 0.2773 | 340.2264 | 0.13924 | 0 | 0 | 0.27848 | 340.4991 | 0.13983 | 0 | 0 | 0.27967 | 340.59 | 0.14003 | 0 | 0 | 0.28006 | 340.8628 | 0.14062 | 0 | 0 | 0.28124 | 341.1356 | 0.14121 | 0 | 0 | 0.28243 | 341.3174 | 0.14161 | 0 | 0 | 0.28322 | 341.5902 | 0.1422 | 0 | 0 | 0.2844 | 341.772 | 0.14259 | 0 | 0 | 0.28519 | 341.9538 | 0.14299 | 0 | 0 | 0.28598
2017-04-03 08:00 | 295.6695 | 0.88127 |  | 310.4722 | 0.074705 | 0 | 0 | 0.14941 | 319.1968 | 0.093629 | 0 | 0 | 0.18726 | 326.3351 | 0.10911 | 0 | 0 | 0.21822 | 326.5994 | 0.10969 | 0 | 0 | 0.21937 | 326.7757 | 0.11007 | 0 | 0 | 0.22013 | 327.0401 | 0.11064 | 0 | 0 | 0.22128 | 327.3045 | 0.11121 | 0 | 0 | 0.22243 | 327.5688 | 0.11179 | 0 | 0 | 0.22358 | 327.9214 | 0.11255 | 0 | 0 | 0.2251 | 328.1857 | 0.11313 | 0 | 0 | 0.22625 | 328.362 | 0.11351 | 0 | 0 | 0.22702 | 328.6264 | 0.11408 | 0 | 0 | 0.22816 | 328.8026 | 0.11446 | 0 | 0 | 0.22893 | 329.067 | 0.11504 | 0 | 0 | 0.23007 | 329.3314 | 0.11561 | 0 | 0 | 0.23122 | 329.5076 | 0.11599 | 0 | 0 | 0.23199 | 329.772 | 0.11657 | 0 | 0 | 0.23313 | 330.0364 | 0.11714 | 0 | 0 | 0.23428 | 330.1245 | 0.11733 | 0 | 0 | 0.23466 | 330.3889 | 0.1179 | 0 | 0 | 0.23581 | 330.6533 | 0.11848 | 0 | 0 | 0.23696 | 330.8295 | 0.11886 | 0 | 0 | 0.23772 | 331.0939 | 0.11943 | 0 | 0 | 0.23887 | 331.2702 | 0.11982 | 0 | 0 | 0.23963 | 331.4464 | 0.1202 | 0 | 0 | 0.2404
2017-04-03 09:00 | 302.7323 | 0.90232 |  | 317.8885 | 0.090791 | 0 | 0 | 0.18158 | 326.8215 | 0.11017 | 0 | 0 | 0.22033 | 334.1303 | 0.12602 | 0 | 0 | 0.25204 | 334.401 | 0.12661 | 0 | 0 | 0.25321 | 334.5815 | 0.127 | 0 | 0 | 0.254 | 334.8522 | 0.12759 | 0 | 0 | 0.25517 | 335.1229 | 0.12817 | 0 | 0 | 0.25634 | 335.3935 | 0.12876 | 0 | 0 | 0.25752 | 335.7545 | 0.12954 | 0 | 0 | 0.25908 | 336.0252 | 0.13013 | 0 | 0 | 0.26026 | 336.2056 | 0.13052 | 0 | 0 | 0.26104 | 336.4763 | 0.13111 | 0 | 0 | 0.26222 | 336.6568 | 0.1315 | 0 | 0 | 0.263 | 336.9275 | 0.13209 | 0 | 0 | 0.26417 | 337.1982 | 0.13267 | 0 | 0 | 0.26535 | 337.3787 | 0.13307 | 0 | 0 | 0.26613 | 337.6494 | 0.13365 | 0 | 0 | 0.2673 | 337.9201 | 0.13424 | 0 | 0 | 0.26848 | 338.0103 | 0.13444 | 0 | 0 | 0.26887 | 338.281 | 0.13502 | 0 | 0 | 0.27004 | 338.5517 | 0.13561 | 0 | 0 | 0.27122 | 338.7321 | 0.136 | 0 | 0 | 0.272 | 339.0028 | 0.13659 | 0 | 0 | 0.27318 | 339.1833 | 0.13698 | 0 | 0 | 0.27396 | 339.3638 | 0.13737 | 0 | 0 | 0.27474
2017-04-03 10:00 | 300.2203 | 0.89484 |  | 315.2508 | 0.08507 | 0 | 0 | 0.17014 | 324.1096 | 0.10428 | 0 | 0 | 0.20857 | 331.3578 | 0.12001 | 0 | 0 | 0.24001 | 331.6263 | 0.12059 | 0 | 0 | 0.24118 | 331.8052 | 0.12098 | 0 | 0 | 0.24195 | 332.0737 | 0.12156 | 0 | 0 | 0.24312 | 332.3421 | 0.12214 | 0 | 0 | 0.24428 | 332.6106 | 0.12272 | 0 | 0 | 0.24545 | 332.9685 | 0.1235 | 0 | 0 | 0.247 | 333.237 | 0.12408 | 0 | 0 | 0.24816 | 333.4159 | 0.12447 | 0 | 0 | 0.24894 | 333.6844 | 0.12505 | 0 | 0 | 0.2501 | 333.8633 | 0.12544 | 0 | 0 | 0.25088 | 334.1318 | 0.12602 | 0 | 0 | 0.25205 | 334.4002 | 0.12661 | 0 | 0 | 0.25321 | 334.5792 | 0.12699 | 0 | 0 | 0.25399 | 334.8477 | 0.12758 | 0 | 0 | 0.25515 | 335.1161 | 0.12816 | 0 | 0 | 0.25632 | 335.2056 | 0.12835 | 0 | 0 | 0.2567 | 335.474 | 0.12893 | 0 | 0 | 0.25787 | 335.7425 | 0.12952 | 0 | 0 | 0.25903 | 335.9215 | 0.1299 | 0 | 0 | 0.25981 | 336.1899 | 0.13049 | 0 | 0 | 0.26097 | 336.3689 | 0.13088 | 0 | 0 | 0.26175 | 336.5479 | 0.13126 | 0 | 0 | 0.26253
2017-04-03 11:00 | 295.8516 | 0.88181 |  | 310.6634 | 0.07512 | 0 | 0 | 0.15024 | 319.3933 | 0.094055 | 0 | 0 | 0.18811 | 326.536 | 0.10955 | 0 | 0 | 0.2191 | 326.8006 | 0.11012 | 0 | 0 | 0.22024 | 326.977 | 0.1105 | 0 | 0 | 0.22101 | 327.2415 | 0.11108 | 0 | 0 | 0.22216 | 327.506 | 0.11165 | 0 | 0 | 0.2233 | 327.7706 | 0.11223 | 0 | 0 | 0.22445 | 328.1233 | 0.11299 | 0 | 0 | 0.22598 | 328.3879 | 0.11356 | 0 | 0 | 0.22713 | 328.5642 | 0.11395 | 0 | 0 | 0.22789 | 328.8288 | 0.11452 | 0 | 0 | 0.22904 | 329.0051 | 0.1149 | 0 | 0 | 0.22981 | 329.2697 | 0.11548 | 0 | 0 | 0.23095 | 329.5342 | 0.11605 | 0 | 0 | 0.2321 | 329.7106 | 0.11643 | 0 | 0 | 0.23287 | 329.9751 | 0.11701 | 0 | 0 | 0.23401 | 330.2397 | 0.11758 | 0 | 0 | 0.23516 | 330.3278 | 0.11777 | 0 | 0 | 0.23554 | 330.5924 | 0.11835 | 0 | 0 | 0.23669 | 330.8569 | 0.11892 | 0 | 0 | 0.23784 | 331.0333 | 0.1193 | 0 | 0 | 0.2386 | 331.2978 | 0.11988 | 0 | 0 | 0.23975 | 331.4742 | 0.12026 | 0 | 0 | 0.24052 | 331.6506 | 0.12064 | 0 | 0 | 0.24128
2017-04-03 12:00 | 296.1161 | 0.8826 |  | 310.941 | 0.075722 | 0 | 0 | 0.15144 | 319.6788 | 0.094674 | 0 | 0 | 0.18935 | 326.8279 | 0.11018 | 0 | 0 | 0.22036 | 327.0927 | 0.11075 | 0 | 0 | 0.22151 | 327.2692 | 0.11114 | 0 | 0 | 0.22228 | 327.534 | 0.11171 | 0 | 0 | 0.22342 | 327.7988 | 0.11229 | 0 | 0 | 0.22457 | 328.0635 | 0.11286 | 0 | 0 | 0.22572 | 328.4166 | 0.11363 | 0 | 0 | 0.22725 | 328.6814 | 0.1142 | 0 | 0 | 0.2284 | 328.8579 | 0.11458 | 0 | 0 | 0.22917 | 329.1227 | 0.11516 | 0 | 0 | 0.23032 | 329.2992 | 0.11554 | 0 | 0 | 0.23108 | 329.564 | 0.11612 | 0 | 0 | 0.23223 | 329.8287 | 0.11669 | 0 | 0 | 0.23338 | 330.0053 | 0.11707 | 0 | 0 | 0.23414 | 330.27 | 0.11765 | 0 | 0 | 0.23529 | 330.5348 | 0.11822 | 0 | 0 | 0.23644 | 330.6231 | 0.11841 | 0 | 0 | 0.23682 | 330.8879 | 0.11899 | 0 | 0 | 0.23797 | 331.1527 | 0.11956 | 0 | 0 | 0.23912 | 331.3292 | 0.11994 | 0 | 0 | 0.23989 | 331.594 | 0.12052 | 0 | 0 | 0.24104 | 331.7705 | 0.1209 | 0 | 0 | 0.2418 | 331.947 | 0.12128 | 0 | 0 | 0.24257
2017-04-03 13:00 | 291.9513 | 0.87019 |  | 306.5677 | 0.066236 | 0 | 0 | 0.13247 | 315.1826 | 0.084922 | 0 | 0 | 0.16984 | 322.2311 | 0.10021 | 0 | 0 | 0.20042 | 322.4922 | 0.10078 | 0 | 0 | 0.20155 | 322.6662 | 0.10115 | 0 | 0 | 0.20231 | 322.9273 | 0.10172 | 0 | 0 | 0.20344 | 323.1883 | 0.10229 | 0 | 0 | 0.20457 | 323.4494 | 0.10285 | 0 | 0 | 0.20571 | 323.7975 | 0.10361 | 0 | 0 | 0.20722 | 324.0585 | 0.10417 | 0 | 0 | 0.20835 | 324.2326 | 0.10455 | 0 | 0 | 0.2091 | 324.4936 | 0.10512 | 0 | 0 | 0.21024 | 324.6677 | 0.1055 | 0 | 0 | 0.21099 | 324.9287 | 0.10606 | 0 | 0 | 0.21212 | 325.1898 | 0.10663 | 0 | 0 | 0.21326 | 325.3638 | 0.10701 | 0 | 0 | 0.21401 | 325.6249 | 0.10757 | 0 | 0 | 0.21514 | 325.8859 | 0.10814 | 0 | 0 | 0.21628 | 325.9729 | 0.10833 | 0 | 0 | 0.21665 | 326.234 | 0.10889 | 0 | 0 | 0.21778 | 326.4951 | 0.10946 | 0 | 0 | 0.21892 | 326.6691 | 0.10984 | 0 | 0 | 0.21967 | 326.9302 | 0.1104 | 0 | 0 | 0.2208 | 327.1042 | 0.11078 | 0 | 0 | 0.22156 | 327.2782 | 0.11116 | 0 | 0 | 0.22231
2017-04-03 14:00 | 272.4935 | 0.81219 |  | 286.1358 | 0.021919 | 0 | 0 | 0.043839 | 294.1765 | 0.03936 | 0 | 0 | 0.078719 | 300.7553 | 0.053629 | 0 | 0 | 0.10726 | 300.9989 | 0.054158 | 0 | 0 | 0.10832 | 301.1614 | 0.05451 | 0 | 0 | 0.10902 | 301.405 | 0.055038 | 0 | 0 | 0.11008 | 301.6487 | 0.055567 | 0 | 0 | 0.11113 | 301.8923 | 0.056095 | 0 | 0 | 0.11219 | 302.2172 | 0.0568 | 0 | 0 | 0.1136 | 302.4609 | 0.057329 | 0 | 0 | 0.11466 | 302.6233 | 0.057681 | 0 | 0 | 0.11536 | 302.867 | 0.058209 | 0 | 0 | 0.11642 | 303.0294 | 0.058562 | 0 | 0 | 0.11712 | 303.2731 | 0.05909 | 0 | 0 | 0.11818 | 303.5167 | 0.059619 | 0 | 0 | 0.11924 | 303.6792 | 0.059971 | 0 | 0 | 0.11994 | 303.9228 | 0.0605 | 0 | 0 | 0.121 | 304.1665 | 0.061028 | 0 | 0 | 0.12206 | 304.2477 | 0.061204 | 0 | 0 | 0.12241 | 304.4913 | 0.061733 | 0 | 0 | 0.12347 | 304.735 | 0.062261 | 0 | 0 | 0.12452 | 304.8974 | 0.062613 | 0 | 0 | 0.12523 | 305.1411 | 0.063142 | 0 | 0 | 0.12628 | 305.3035 | 0.063494 | 0 | 0 | 0.12699 | 305.466 | 0.063847 | 0 | 0 | 0.12769
2017-04-03 15:00 | 281.4815 | 0.83898 |  | 295.5738 | 0.04239 | 0 | 0 | 0.084781 | 303.8797 | 0.060406 | 0 | 0 | 0.12081 | 310.6755 | 0.075146 | 0 | 0 | 0.15029 | 310.9272 | 0.075692 | 0 | 0 | 0.15138 | 311.0949 | 0.076056 | 0 | 0 | 0.15211 | 311.3466 | 0.076602 | 0 | 0 | 0.1532 | 311.5983 | 0.077148 | 0 | 0 | 0.1543 | 311.85 | 0.077694 | 0 | 0 | 0.15539 | 312.1856 | 0.078422 | 0 | 0 | 0.15684 | 312.4373 | 0.078967 | 0 | 0 | 0.15793 | 312.6051 | 0.079331 | 0 | 0 | 0.15866 | 312.8568 | 0.079877 | 0 | 0 | 0.15975 | 313.0246 | 0.080241 | 0 | 0 | 0.16048 | 313.2763 | 0.080787 | 0 | 0 | 0.16157 | 313.528 | 0.081333 | 0 | 0 | 0.16267 | 313.6958 | 0.081697 | 0 | 0 | 0.16339 | 313.9475 | 0.082243 | 0 | 0 | 0.16449 | 314.1992 | 0.082789 | 0 | 0 | 0.16558 | 314.2831 | 0.082971 | 0 | 0 | 0.16594 | 314.5348 | 0.083517 | 0 | 0 | 0.16703 | 314.7865 | 0.084063 | 0 | 0 | 0.16813 | 314.9543 | 0.084427 | 0 | 0 | 0.16885 | 315.206 | 0.084973 | 0 | 0 | 0.16995 | 315.3738 | 0.085337 | 0 | 0 | 0.17067 | 315.5416 | 0.085701 | 0 | 0 | 0.1714
2017-04-03 16:00 | 286.1271 | 0.85283 |  | 300.452 | 0.052971 | 0 | 0 | 0.10594 | 308.895 | 0.071284 | 0 | 0 | 0.14257 | 315.8029 | 0.086267 | 0 | 0 | 0.17253 | 316.0587 | 0.086822 | 0 | 0 | 0.17364 | 316.2293 | 0.087192 | 0 | 0 | 0.17438 | 316.4852 | 0.087747 | 0 | 0 | 0.17549 | 316.741 | 0.088302 | 0 | 0 | 0.1766 | 316.9969 | 0.088857 | 0 | 0 | 0.17771 | 317.338 | 0.089597 | 0 | 0 | 0.17919 | 317.5938 | 0.090152 | 0 | 0 | 0.1803 | 317.7644 | 0.090522 | 0 | 0 | 0.18104 | 318.0203 | 0.091077 | 0 | 0 | 0.18215 | 318.1908 | 0.091447 | 0 | 0 | 0.18289 | 318.4467 | 0.092002 | 0 | 0 | 0.184 | 318.7025 | 0.092557 | 0 | 0 | 0.18511 | 318.8731 | 0.092927 | 0 | 0 | 0.18585 | 319.1289 | 0.093482 | 0 | 0 | 0.18696 | 319.3848 | 0.094037 | 0 | 0 | 0.18807 | 319.4701 | 0.094221 | 0 | 0 | 0.18844 | 319.7259 | 0.094776 | 0 | 0 | 0.18955 | 319.9818 | 0.095331 | 0 | 0 | 0.19066 | 320.1523 | 0.095701 | 0 | 0 | 0.1914 | 320.4082 | 0.096256 | 0 | 0 | 0.19251 | 320.5787 | 0.096626 | 0 | 0 | 0.19325 | 320.7493 | 0.096996 | 0 | 0 | 0.19399
2017-04-03 17:00 | 286.6391 | 0.85436 |  | 300.9896 | 0.054137 | 0 | 0 | 0.10827 | 309.4477 | 0.072483 | 0 | 0 | 0.14497 | 316.368 | 0.087493 | 0 | 0 | 0.17499 | 316.6243 | 0.088049 | 0 | 0 | 0.1761 | 316.7952 | 0.08842 | 0 | 0 | 0.17684 | 317.0515 | 0.088976 | 0 | 0 | 0.17795 | 317.3078 | 0.089532 | 0 | 0 | 0.17906 | 317.5641 | 0.090087 | 0 | 0 | 0.18017 | 317.9058 | 0.090829 | 0 | 0 | 0.18166 | 318.1621 | 0.091385 | 0 | 0 | 0.18277 | 318.333 | 0.091755 | 0 | 0 | 0.18351 | 318.5893 | 0.092311 | 0 | 0 | 0.18462 | 318.7602 | 0.092682 | 0 | 0 | 0.18536 | 319.0165 | 0.093238 | 0 | 0 | 0.18648 | 319.2728 | 0.093794 | 0 | 0 | 0.18759 | 319.4437 | 0.094164 | 0 | 0 | 0.18833 | 319.7 | 0.09472 | 0 | 0 | 0.18944 | 319.9563 | 0.095276 | 0 | 0 | 0.19055 | 320.0417 | 0.095461 | 0 | 0 | 0.19092 | 320.298 | 0.096017 | 0 | 0 | 0.19203 | 320.5543 | 0.096573 | 0 | 0 | 0.19315 | 320.7252 | 0.096944 | 0 | 0 | 0.19389 | 320.9815 | 0.0975 | 0 | 0 | 0.195 | 321.1524 | 0.09787 | 0 | 0 | 0.19574 | 321.3233 | 0.098241 | 0 | 0 | 0.19648
2017-04-03 18:00 | 288.13 | 0.8588 |  | 302.5551 | 0.057533 | 0 | 0 | 0.11507 | 311.0572 | 0.075974 | 0 | 0 | 0.15195 | 318.0135 | 0.091062 | 0 | 0 | 0.18212 | 318.2711 | 0.091621 | 0 | 0 | 0.18324 | 318.4429 | 0.091994 | 0 | 0 | 0.18399 | 318.7005 | 0.092552 | 0 | 0 | 0.1851 | 318.9582 | 0.093111 | 0 | 0 | 0.18622 | 319.2158 | 0.09367 | 0 | 0 | 0.18734 | 319.5593 | 0.094415 | 0 | 0 | 0.18883 | 319.817 | 0.094974 | 0 | 0 | 0.18995 | 319.9887 | 0.095346 | 0 | 0 | 0.19069 | 320.2464 | 0.095905 | 0 | 0 | 0.19181 | 320.4181 | 0.096278 | 0 | 0 | 0.19256 | 320.6758 | 0.096837 | 0 | 0 | 0.19367 | 320.9334 | 0.097395 | 0 | 0 | 0.19479 | 321.1052 | 0.097768 | 0 | 0 | 0.19554 | 321.3628 | 0.098327 | 0 | 0 | 0.19665 | 321.6204 | 0.098886 | 0 | 0 | 0.19777 | 321.7063 | 0.099072 | 0 | 0 | 0.19814 | 321.964 | 0.099631 | 0 | 0 | 0.19926 | 322.2216 | 0.10019 | 0 | 0 | 0.20038 | 322.3934 | 0.10056 | 0 | 0 | 0.20112 | 322.651 | 0.10112 | 0 | 0 | 0.20224 | 322.8228 | 0.10149 | 0 | 0 | 0.20299 | 322.9945 | 0.10187 | 0 | 0 | 0.20373
2017-04-03 19:00 | 292.7089 | 0.87245 |  | 307.3633 | 0.067962 | 0 | 0 | 0.13592 | 316.0005 | 0.086696 | 0 | 0 | 0.17339 | 323.0673 | 0.10202 | 0 | 0 | 0.20405 | 323.3291 | 0.10259 | 0 | 0 | 0.20518 | 323.5036 | 0.10297 | 0 | 0 | 0.20594 | 323.7653 | 0.10354 | 0 | 0 | 0.20708 | 324.027 | 0.10411 | 0 | 0 | 0.20821 | 324.2888 | 0.10467 | 0 | 0 | 0.20935 | 324.6377 | 0.10543 | 0 | 0 | 0.21086 | 324.8995 | 0.106 | 0 | 0 | 0.212 | 325.074 | 0.10638 | 0 | 0 | 0.21275 | 325.3357 | 0.10694 | 0 | 0 | 0.21389 | 325.5102 | 0.10732 | 0 | 0 | 0.21465 | 325.7719 | 0.10789 | 0 | 0 | 0.21578 | 326.0337 | 0.10846 | 0 | 0 | 0.21692 | 326.2081 | 0.10884 | 0 | 0 | 0.21767 | 326.4699 | 0.1094 | 0 | 0 | 0.21881 | 326.7316 | 0.10997 | 0 | 0 | 0.21994 | 326.8189 | 0.11016 | 0 | 0 | 0.22032 | 327.0806 | 0.11073 | 0 | 0 | 0.22146 | 327.3423 | 0.1113 | 0 | 0 | 0.22259 | 327.5168 | 0.11167 | 0 | 0 | 0.22335 | 327.7785 | 0.11224 | 0 | 0 | 0.22449 | 327.953 | 0.11262 | 0 | 0 | 0.22524 | 328.1275 | 0.113 | 0 | 0 | 0.226
2017-04-03 20:00 | 290.5275 | 0.86595 |  | 305.0727 | 0.062994 | 0 | 0 | 0.12599 | 313.6456 | 0.081588 | 0 | 0 | 0.16318 | 320.6597 | 0.096802 | 0 | 0 | 0.1936 | 320.9195 | 0.097365 | 0 | 0 | 0.19473 | 321.0927 | 0.097741 | 0 | 0 | 0.19548 | 321.3525 | 0.098305 | 0 | 0 | 0.19661 | 321.6123 | 0.098868 | 0 | 0 | 0.19774 | 321.8721 | 0.099431 | 0 | 0 | 0.19886 | 322.2185 | 0.10018 | 0 | 0 | 0.20037 | 322.4782 | 0.10075 | 0 | 0 | 0.20149 | 322.6514 | 0.10112 | 0 | 0 | 0.20224 | 322.9112 | 0.10169 | 0 | 0 | 0.20337 | 323.0844 | 0.10206 | 0 | 0 | 0.20412 | 323.3442 | 0.10262 | 0 | 0 | 0.20525 | 323.604 | 0.10319 | 0 | 0 | 0.20638 | 323.7772 | 0.10356 | 0 | 0 | 0.20713 | 324.0369 | 0.10413 | 0 | 0 | 0.20825 | 324.2967 | 0.10469 | 0 | 0 | 0.20938 | 324.3833 | 0.10488 | 0 | 0 | 0.20976 | 324.6431 | 0.10544 | 0 | 0 | 0.21088 | 324.9029 | 0.10601 | 0 | 0 | 0.21201 | 325.0761 | 0.10638 | 0 | 0 | 0.21276 | 325.3359 | 0.10694 | 0 | 0 | 0.21389 | 325.509 | 0.10732 | 0 | 0 | 0.21464 | 325.6822 | 0.1077 | 0 | 0 | 0.21539
2017-04-03 21:00 | 296.6306 | 0.88414 |  | 311.4813 | 0.076894 | 0 | 0 | 0.15379 | 320.2342 | 0.095879 | 0 | 0 | 0.19176 | 327.3957 | 0.11141 | 0 | 0 | 0.22282 | 327.661 | 0.11199 | 0 | 0 | 0.22398 | 327.8378 | 0.11237 | 0 | 0 | 0.22474 | 328.1031 | 0.11295 | 0 | 0 | 0.22589 | 328.3683 | 0.11352 | 0 | 0 | 0.22704 | 328.6335 | 0.1141 | 0 | 0 | 0.22819 | 328.9872 | 0.11486 | 0 | 0 | 0.22973 | 329.2524 | 0.11544 | 0 | 0 | 0.23088 | 329.4293 | 0.11582 | 0 | 0 | 0.23165 | 329.6945 | 0.1164 | 0 | 0 | 0.2328 | 329.8713 | 0.11678 | 0 | 0 | 0.23356 | 330.1366 | 0.11736 | 0 | 0 | 0.23471 | 330.4018 | 0.11793 | 0 | 0 | 0.23586 | 330.5786 | 0.11832 | 0 | 0 | 0.23663 | 330.8439 | 0.11889 | 0 | 0 | 0.23778 | 331.1091 | 0.11947 | 0 | 0 | 0.23893 | 331.1975 | 0.11966 | 0 | 0 | 0.23932 | 331.4628 | 0.12023 | 0 | 0 | 0.24047 | 331.728 | 0.12081 | 0 | 0 | 0.24162 | 331.9048 | 0.12119 | 0 | 0 | 0.24239 | 332.1701 | 0.12177 | 0 | 0 | 0.24354 | 332.3469 | 0.12215 | 0 | 0 | 0.2443 | 332.5237 | 0.12253 | 0 | 0 | 0.24507
2017-04-03 22:00 | 302.5647 | 0.90182 |  | 317.7125 | 0.090409 | 0 | 0 | 0.18082 | 326.6406 | 0.10977 | 0 | 0 | 0.21955 | 333.9453 | 0.12562 | 0 | 0 | 0.25124 | 334.2159 | 0.12621 | 0 | 0 | 0.25241 | 334.3962 | 0.1266 | 0 | 0 | 0.25319 | 334.6668 | 0.12718 | 0 | 0 | 0.25437 | 334.9373 | 0.12777 | 0 | 0 | 0.25554 | 335.2079 | 0.12836 | 0 | 0 | 0.25671 | 335.5686 | 0.12914 | 0 | 0 | 0.25828 | 335.8392 | 0.12973 | 0 | 0 | 0.25945 | 336.0195 | 0.13012 | 0 | 0 | 0.26023 | 336.2901 | 0.1307 | 0 | 0 | 0.26141 | 336.4704 | 0.1311 | 0 | 0 | 0.26219 | 336.741 | 0.13168 | 0 | 0 | 0.26336 | 337.0115 | 0.13227 | 0 | 0 | 0.26454 | 337.1919 | 0.13266 | 0 | 0 | 0.26532 | 337.4624 | 0.13325 | 0 | 0 | 0.26649 | 337.733 | 0.13383 | 0 | 0 | 0.26767 | 337.8232 | 0.13403 | 0 | 0 | 0.26806 | 338.0937 | 0.13462 | 0 | 0 | 0.26923 | 338.3643 | 0.1352 | 0 | 0 | 0.27041 | 338.5446 | 0.13559 | 0 | 0 | 0.27119 | 338.8152 | 0.13618 | 0 | 0 | 0.27236 | 338.9955 | 0.13657 | 0 | 0 | 0.27314 | 339.1759 | 0.13696 | 0 | 0 | 0.27393
2017-04-03 23:00 | 299.864 | 0.89377 |  | 314.8766 | 0.084258 | 0 | 0 | 0.16852 | 323.725 | 0.10345 | 0 | 0 | 0.2069 | 330.9646 | 0.11915 | 0 | 0 | 0.23831 | 331.2327 | 0.11973 | 0 | 0 | 0.23947 | 331.4115 | 0.12012 | 0 | 0 | 0.24024 | 331.6796 | 0.1207 | 0 | 0 | 0.24141 | 331.9477 | 0.12129 | 0 | 0 | 0.24257 | 332.2158 | 0.12187 | 0 | 0 | 0.24373 | 332.5734 | 0.12264 | 0 | 0 | 0.24529 | 332.8415 | 0.12322 | 0 | 0 | 0.24645 | 333.0202 | 0.12361 | 0 | 0 | 0.24722 | 333.2884 | 0.12419 | 0 | 0 | 0.24839 | 333.4671 | 0.12458 | 0 | 0 | 0.24916 | 333.7353 | 0.12516 | 0 | 0 | 0.25033 | 334.0034 | 0.12574 | 0 | 0 | 0.25149 | 334.1822 | 0.12613 | 0 | 0 | 0.25226 | 334.4503 | 0.12671 | 0 | 0 | 0.25343 | 334.7184 | 0.1273 | 0 | 0 | 0.25459 | 334.8078 | 0.12749 | 0 | 0 | 0.25498 | 335.0759 | 0.12807 | 0 | 0 | 0.25614 | 335.3441 | 0.12865 | 0 | 0 | 0.2573 | 335.5228 | 0.12904 | 0 | 0 | 0.25808 | 335.7909 | 0.12962 | 0 | 0 | 0.25924 | 335.9697 | 0.13001 | 0 | 0 | 0.26002 | 336.1485 | 0.1304 | 0 | 0 | 0.26079
2017-04-04 | 298.4057 | 0.88943 |  | 313.3453 | 0.080937 | 0 | 0 | 0.16187 | 322.1507 | 0.10004 | 0 | 0 | 0.20007 | 329.355 | 0.11566 | 0 | 0 | 0.23132 | 329.6218 | 0.11624 | 0 | 0 | 0.23248 | 329.7997 | 0.11663 | 0 | 0 | 0.23325 | 330.0666 | 0.11721 | 0 | 0 | 0.23441 | 330.3334 | 0.11778 | 0 | 0 | 0.23557 | 330.6002 | 0.11836 | 0 | 0 | 0.23673 | 330.956 | 0.11913 | 0 | 0 | 0.23827 | 331.2228 | 0.11971 | 0 | 0 | 0.23943 | 331.4007 | 0.1201 | 0 | 0 | 0.2402 | 331.6675 | 0.12068 | 0 | 0 | 0.24136 | 331.8454 | 0.12106 | 0 | 0 | 0.24213 | 332.1122 | 0.12164 | 0 | 0 | 0.24328 | 332.3791 | 0.12222 | 0 | 0 | 0.24444 | 332.557 | 0.12261 | 0 | 0 | 0.24521 | 332.8238 | 0.12319 | 0 | 0 | 0.24637 | 333.0906 | 0.12376 | 0 | 0 | 0.24753 | 333.1796 | 0.12396 | 0 | 0 | 0.24791 | 333.4464 | 0.12454 | 0 | 0 | 0.24907 | 333.7132 | 0.12511 | 0 | 0 | 0.25023 | 333.8911 | 0.1255 | 0 | 0 | 0.251 | 334.1579 | 0.12608 | 0 | 0 | 0.25216 | 334.3358 | 0.12647 | 0 | 0 | 0.25293 | 334.5137 | 0.12685 | 0 | 0 | 0.2537
2017-04-04 01:00 | 292.2571 | 0.8711 |  | 306.8889 | 0.066933 | 0 | 0 | 0.13387 | 315.5127 | 0.085638 | 0 | 0 | 0.17128 | 322.5687 | 0.10094 | 0 | 0 | 0.20188 | 322.83 | 0.10151 | 0 | 0 | 0.20302 | 323.0042 | 0.10189 | 0 | 0 | 0.20377 | 323.2655 | 0.10245 | 0 | 0 | 0.20491 | 323.5269 | 0.10302 | 0 | 0 | 0.20604 | 323.7882 | 0.10359 | 0 | 0 | 0.20718 | 324.1366 | 0.10434 | 0 | 0 | 0.20869 | 324.398 | 0.10491 | 0 | 0 | 0.20982 | 324.5722 | 0.10529 | 0 | 0 | 0.21058 | 324.8335 | 0.10585 | 0 | 0 | 0.21171 | 325.0077 | 0.10623 | 0 | 0 | 0.21247 | 325.2691 | 0.1068 | 0 | 0 | 0.2136 | 325.5304 | 0.10737 | 0 | 0 | 0.21473 | 325.7046 | 0.10774 | 0 | 0 | 0.21549 | 325.966 | 0.10831 | 0 | 0 | 0.21662 | 326.2273 | 0.10888 | 0 | 0 | 0.21776 | 326.3144 | 0.10907 | 0 | 0 | 0.21813 | 326.5757 | 0.10963 | 0 | 0 | 0.21927 | 326.8371 | 0.1102 | 0 | 0 | 0.2204 | 327.0113 | 0.11058 | 0 | 0 | 0.22116 | 327.2726 | 0.11115 | 0 | 0 | 0.22229 | 327.4468 | 0.11152 | 0 | 0 | 0.22305 | 327.6211 | 0.1119 | 0 | 0 | 0.2238
2017-04-04 02:00 | 297.012 | 0.88527 |  | 311.8818 | 0.077763 | 0 | 0 | 0.15553 | 320.646 | 0.096772 | 0 | 0 | 0.19354 | 327.8167 | 0.11233 | 0 | 0 | 0.22465 | 328.0823 | 0.1129 | 0 | 0 | 0.2258 | 328.2594 | 0.11329 | 0 | 0 | 0.22657 | 328.525 | 0.11386 | 0 | 0 | 0.22772 | 328.7905 | 0.11444 | 0 | 0 | 0.22888 | 329.0561 | 0.11501 | 0 | 0 | 0.23003 | 329.4102 | 0.11578 | 0 | 0 | 0.23156 | 329.6758 | 0.11636 | 0 | 0 | 0.23272 | 329.8529 | 0.11674 | 0 | 0 | 0.23348 | 330.1184 | 0.11732 | 0 | 0 | 0.23464 | 330.2955 | 0.1177 | 0 | 0 | 0.2354 | 330.5611 | 0.11828 | 0 | 0 | 0.23656 | 330.8267 | 0.11885 | 0 | 0 | 0.23771 | 331.0037 | 0.11924 | 0 | 0 | 0.23848 | 331.2693 | 0.11981 | 0 | 0 | 0.23963 | 331.5349 | 0.12039 | 0 | 0 | 0.24078 | 331.6234 | 0.12058 | 0 | 0 | 0.24116 | 331.889 | 0.12116 | 0 | 0 | 0.24232 | 332.1546 | 0.12173 | 0 | 0 | 0.24347 | 332.3316 | 0.12212 | 0 | 0 | 0.24424 | 332.5972 | 0.12269 | 0 | 0 | 0.24539 | 332.7743 | 0.12308 | 0 | 0 | 0.24616 | 332.9513 | 0.12346 | 0 | 0 | 0.24692
2017-04-04 03:00 | 298.0209 | 0.88828 |  | 312.9412 | 0.08006 | 0 | 0 | 0.16012 | 321.7352 | 0.099135 | 0 | 0 | 0.19827 | 328.9302 | 0.11474 | 0 | 0 | 0.22948 | 329.1967 | 0.11532 | 0 | 0 | 0.23064 | 329.3744 | 0.1157 | 0 | 0 | 0.23141 | 329.6409 | 0.11628 | 0 | 0 | 0.23256 | 329.9074 | 0.11686 | 0 | 0 | 0.23372 | 330.1738 | 0.11744 | 0 | 0 | 0.23488 | 330.5292 | 0.11821 | 0 | 0 | 0.23642 | 330.7956 | 0.11879 | 0 | 0 | 0.23757 | 330.9733 | 0.11917 | 0 | 0 | 0.23834 | 331.2398 | 0.11975 | 0 | 0 | 0.2395 | 331.4174 | 0.12014 | 0 | 0 | 0.24027 | 331.6839 | 0.12071 | 0 | 0 | 0.24143 | 331.9504 | 0.12129 | 0 | 0 | 0.24258 | 332.1281 | 0.12168 | 0 | 0 | 0.24335 | 332.3945 | 0.12225 | 0 | 0 | 0.24451 | 332.661 | 0.12283 | 0 | 0 | 0.24567 | 332.7499 | 0.12303 | 0 | 0 | 0.24605 | 333.0163 | 0.1236 | 0 | 0 | 0.24721 | 333.2828 | 0.12418 | 0 | 0 | 0.24836 | 333.4605 | 0.12457 | 0 | 0 | 0.24913 | 333.727 | 0.12514 | 0 | 0 | 0.25029 | 333.9046 | 0.12553 | 0 | 0 | 0.25106 | 334.0823 | 0.12592 | 0 | 0 | 0.25183
2017-04-04 04:00 | 294.5044 | 0.8778 |  | 309.2487 | 0.072051 | 0 | 0 | 0.1441 | 317.9389 | 0.0909 | 0 | 0 | 0.1818 | 325.0491 | 0.10632 | 0 | 0 | 0.21264 | 325.3124 | 0.10689 | 0 | 0 | 0.21379 | 325.488 | 0.10727 | 0 | 0 | 0.21455 | 325.7513 | 0.10785 | 0 | 0 | 0.21569 | 326.0147 | 0.10842 | 0 | 0 | 0.21683 | 326.278 | 0.10899 | 0 | 0 | 0.21798 | 326.6291 | 0.10975 | 0 | 0 | 0.2195 | 326.8925 | 0.11032 | 0 | 0 | 0.22064 | 327.068 | 0.1107 | 0 | 0 | 0.2214 | 327.3314 | 0.11127 | 0 | 0 | 0.22255 | 327.5069 | 0.11165 | 0 | 0 | 0.22331 | 327.7703 | 0.11222 | 0 | 0 | 0.22445 | 328.0336 | 0.1128 | 0 | 0 | 0.22559 | 328.2092 | 0.11318 | 0 | 0 | 0.22635 | 328.4725 | 0.11375 | 0 | 0 | 0.2275 | 328.7358 | 0.11432 | 0 | 0 | 0.22864 | 328.8236 | 0.11451 | 0 | 0 | 0.22902 | 329.087 | 0.11508 | 0 | 0 | 0.23016 | 329.3503 | 0.11565 | 0 | 0 | 0.2313 | 329.5259 | 0.11603 | 0 | 0 | 0.23207 | 329.7892 | 0.1166 | 0 | 0 | 0.23321 | 329.9648 | 0.11698 | 0 | 0 | 0.23397 | 330.1403 | 0.11737 | 0 | 0 | 0.23473
2017-04-04 05:00 | 290.5686 | 0.86607 |  | 305.1158 | 0.063087 | 0 | 0 | 0.12617 | 313.6899 | 0.081684 | 0 | 0 | 0.16337 | 320.705 | 0.0969 | 0 | 0 | 0.1938 | 320.9648 | 0.097464 | 0 | 0 | 0.19493 | 321.138 | 0.097839 | 0 | 0 | 0.19568 | 321.3979 | 0.098403 | 0 | 0 | 0.19681 | 321.6577 | 0.098966 | 0 | 0 | 0.19793 | 321.9175 | 0.09953 | 0 | 0 | 0.19906 | 322.2639 | 0.10028 | 0 | 0 | 0.20056 | 322.5238 | 0.10084 | 0 | 0 | 0.20169 | 322.697 | 0.10122 | 0 | 0 | 0.20244 | 322.9568 | 0.10178 | 0 | 0 | 0.20357 | 323.13 | 0.10216 | 0 | 0 | 0.20432 | 323.3898 | 0.10272 | 0 | 0 | 0.20545 | 323.6496 | 0.10329 | 0 | 0 | 0.20657 | 323.8229 | 0.10366 | 0 | 0 | 0.20733 | 324.0827 | 0.10423 | 0 | 0 | 0.20845 | 324.3425 | 0.10479 | 0 | 0 | 0.20958 | 324.4291 | 0.10498 | 0 | 0 | 0.20996 | 324.6889 | 0.10554 | 0 | 0 | 0.21108 | 324.9487 | 0.1061 | 0 | 0 | 0.21221 | 325.122 | 0.10648 | 0 | 0 | 0.21296 | 325.3818 | 0.10704 | 0 | 0 | 0.21409 | 325.555 | 0.10742 | 0 | 0 | 0.21484 | 325.7282 | 0.1078 | 0 | 0 | 0.21559
2017-04-04 06:00 | 286.5949 | 0.85422 |  | 300.9432 | 0.054037 | 0 | 0 | 0.10807 | 309.4 | 0.07238 | 0 | 0 | 0.14476 | 316.3192 | 0.087387 | 0 | 0 | 0.17477 | 316.5755 | 0.087943 | 0 | 0 | 0.17589 | 316.7463 | 0.088314 | 0 | 0 | 0.17663 | 317.0026 | 0.08887 | 0 | 0 | 0.17774 | 317.2589 | 0.089425 | 0 | 0 | 0.17885 | 317.5151 | 0.089981 | 0 | 0 | 0.17996 | 317.8568 | 0.090722 | 0 | 0 | 0.18144 | 318.1131 | 0.091278 | 0 | 0 | 0.18256 | 318.2839 | 0.091649 | 0 | 0 | 0.1833 | 318.5402 | 0.092205 | 0 | 0 | 0.18441 | 318.711 | 0.092575 | 0 | 0 | 0.18515 | 318.9673 | 0.093131 | 0 | 0 | 0.18626 | 319.2236 | 0.093687 | 0 | 0 | 0.18737 | 319.3944 | 0.094057 | 0 | 0 | 0.18811 | 319.6507 | 0.094613 | 0 | 0 | 0.18923 | 319.9069 | 0.095169 | 0 | 0 | 0.19034 | 319.9924 | 0.095354 | 0 | 0 | 0.19071 | 320.2486 | 0.09591 | 0 | 0 | 0.19182 | 320.5049 | 0.096466 | 0 | 0 | 0.19293 | 320.6758 | 0.096837 | 0 | 0 | 0.19367 | 320.932 | 0.097392 | 0 | 0 | 0.19478 | 321.1029 | 0.097763 | 0 | 0 | 0.19553 | 321.2737 | 0.098134 | 0 | 0 | 0.19627
2017-04-04 07:00 | 293.3807 | 0.87445 |  | 308.0687 | 0.069492 | 0 | 0 | 0.13898 | 316.7257 | 0.088269 | 0 | 0 | 0.17654 | 323.8088 | 0.10363 | 0 | 0 | 0.20726 | 324.0711 | 0.1042 | 0 | 0 | 0.2084 | 324.246 | 0.10458 | 0 | 0 | 0.20916 | 324.5083 | 0.10515 | 0 | 0 | 0.2103 | 324.7707 | 0.10572 | 0 | 0 | 0.21144 | 325.033 | 0.10629 | 0 | 0 | 0.21258 | 325.3828 | 0.10705 | 0 | 0 | 0.21409 | 325.6451 | 0.10762 | 0 | 0 | 0.21523 | 325.82 | 0.10799 | 0 | 0 | 0.21599 | 326.0824 | 0.10856 | 0 | 0 | 0.21713 | 326.2572 | 0.10894 | 0 | 0 | 0.21789 | 326.5196 | 0.10951 | 0 | 0 | 0.21902 | 326.7819 | 0.11008 | 0 | 0 | 0.22016 | 326.9568 | 0.11046 | 0 | 0 | 0.22092 | 327.2191 | 0.11103 | 0 | 0 | 0.22206 | 327.4815 | 0.1116 | 0 | 0 | 0.2232 | 327.5689 | 0.11179 | 0 | 0 | 0.22358 | 327.8313 | 0.11236 | 0 | 0 | 0.22471 | 328.0936 | 0.11293 | 0 | 0 | 0.22585 | 328.2685 | 0.11331 | 0 | 0 | 0.22661 | 328.5308 | 0.11387 | 0 | 0 | 0.22775 | 328.7057 | 0.11425 | 0 | 0 | 0.22851 | 328.8806 | 0.11463 | 0 | 0 | 0.22927
2017-04-04 08:00 | 298.5711 | 0.88992 |  | 313.5189 | 0.081314 | 0 | 0 | 0.16263 | 322.3291 | 0.10042 | 0 | 0 | 0.20085 | 329.5375 | 0.11606 | 0 | 0 | 0.23212 | 329.8045 | 0.11664 | 0 | 0 | 0.23327 | 329.9825 | 0.11702 | 0 | 0 | 0.23405 | 330.2494 | 0.1176 | 0 | 0 | 0.2352 | 330.5164 | 0.11818 | 0 | 0 | 0.23636 | 330.7834 | 0.11876 | 0 | 0 | 0.23752 | 331.1394 | 0.11953 | 0 | 0 | 0.23906 | 331.4063 | 0.12011 | 0 | 0 | 0.24022 | 331.5843 | 0.1205 | 0 | 0 | 0.24099 | 331.8513 | 0.12108 | 0 | 0 | 0.24215 | 332.0293 | 0.12146 | 0 | 0 | 0.24292 | 332.2963 | 0.12204 | 0 | 0 | 0.24408 | 332.5632 | 0.12262 | 0 | 0 | 0.24524 | 332.7412 | 0.12301 | 0 | 0 | 0.24601 | 333.0082 | 0.12359 | 0 | 0 | 0.24717 | 333.2752 | 0.12416 | 0 | 0 | 0.24833 | 333.3642 | 0.12436 | 0 | 0 | 0.24872 | 333.6311 | 0.12494 | 0 | 0 | 0.24987 | 333.8981 | 0.12552 | 0 | 0 | 0.25103 | 334.0761 | 0.1259 | 0 | 0 | 0.2518 | 334.3431 | 0.12648 | 0 | 0 | 0.25296 | 334.5211 | 0.12687 | 0 | 0 | 0.25373 | 334.699 | 0.12725 | 0 | 0 | 0.25451
2017-04-04 09:00 | 304.7172 | 0.90824 |  | 319.9728 | 0.095312 | 0 | 0 | 0.19062 | 328.9644 | 0.11481 | 0 | 0 | 0.22963 | 336.3211 | 0.13077 | 0 | 0 | 0.26154 | 336.5936 | 0.13136 | 0 | 0 | 0.26272 | 336.7752 | 0.13176 | 0 | 0 | 0.26351 | 337.0477 | 0.13235 | 0 | 0 | 0.26469 | 337.3202 | 0.13294 | 0 | 0 | 0.26588 | 337.5927 | 0.13353 | 0 | 0 | 0.26706 | 337.956 | 0.13432 | 0 | 0 | 0.26863 | 338.2284 | 0.13491 | 0 | 0 | 0.26982 | 338.4101 | 0.1353 | 0 | 0 | 0.2706 | 338.6826 | 0.13589 | 0 | 0 | 0.27179 | 338.8642 | 0.13629 | 0 | 0 | 0.27257 | 339.1367 | 0.13688 | 0 | 0 | 0.27376 | 339.4091 | 0.13747 | 0 | 0 | 0.27494 | 339.5908 | 0.13786 | 0 | 0 | 0.27573 | 339.8633 | 0.13845 | 0 | 0 | 0.27691 | 340.1357 | 0.13905 | 0 | 0 | 0.27809 | 340.2266 | 0.13924 | 0 | 0 | 0.27848 | 340.499 | 0.13983 | 0 | 0 | 0.27967 | 340.7715 | 0.14042 | 0 | 0 | 0.28085 | 340.9532 | 0.14082 | 0 | 0 | 0.28164 | 341.2256 | 0.14141 | 0 | 0 | 0.28282 | 341.4073 | 0.1418 | 0 | 0 | 0.28361 | 341.5889 | 0.1422 | 0 | 0 | 0.28439
2017-04-04 10:00 | 304.3234 | 0.90707 |  | 319.5592 | 0.094415 | 0 | 0 | 0.18883 | 328.5392 | 0.11389 | 0 | 0 | 0.22778 | 335.8864 | 0.12983 | 0 | 0 | 0.25966 | 336.1585 | 0.13042 | 0 | 0 | 0.26084 | 336.3399 | 0.13081 | 0 | 0 | 0.26162 | 336.6121 | 0.1314 | 0 | 0 | 0.2628 | 336.8842 | 0.13199 | 0 | 0 | 0.26399 | 337.1563 | 0.13258 | 0 | 0 | 0.26517 | 337.5191 | 0.13337 | 0 | 0 | 0.26674 | 337.7912 | 0.13396 | 0 | 0 | 0.26792 | 337.9727 | 0.13435 | 0 | 0 | 0.26871 | 338.2448 | 0.13494 | 0 | 0 | 0.26989 | 338.4262 | 0.13534 | 0 | 0 | 0.27067 | 338.6983 | 0.13593 | 0 | 0 | 0.27186 | 338.9704 | 0.13652 | 0 | 0 | 0.27304 | 339.1518 | 0.13691 | 0 | 0 | 0.27382 | 339.424 | 0.1375 | 0 | 0 | 0.275 | 339.6961 | 0.13809 | 0 | 0 | 0.27618 | 339.7868 | 0.13829 | 0 | 0 | 0.27658 | 340.0589 | 0.13888 | 0 | 0 | 0.27776 | 340.331 | 0.13947 | 0 | 0 | 0.27894 | 340.5124 | 0.13986 | 0 | 0 | 0.27972 | 340.7846 | 0.14045 | 0 | 0 | 0.28091 | 340.966 | 0.14085 | 0 | 0 | 0.28169 | 341.1474 | 0.14124 | 0 | 0 | 0.28248
2017-04-04 11:00 | 298.0214 | 0.88828 |  | 312.9418 | 0.080062 | 0 | 0 | 0.16012 | 321.7358 | 0.099136 | 0 | 0 | 0.19827 | 328.9309 | 0.11474 | 0 | 0 | 0.22948 | 329.1973 | 0.11532 | 0 | 0 | 0.23064 | 329.375 | 0.11571 | 0 | 0 | 0.23141 | 329.6415 | 0.11628 | 0 | 0 | 0.23257 | 329.908 | 0.11686 | 0 | 0 | 0.23372 | 330.1744 | 0.11744 | 0 | 0 | 0.23488 | 330.5298 | 0.11821 | 0 | 0 | 0.23642 | 330.7962 | 0.11879 | 0 | 0 | 0.23758 | 330.9739 | 0.11917 | 0 | 0 | 0.23835 | 331.2404 | 0.11975 | 0 | 0 | 0.2395 | 331.418 | 0.12014 | 0 | 0 | 0.24027 | 331.6845 | 0.12071 | 0 | 0 | 0.24143 | 331.951 | 0.12129 | 0 | 0 | 0.24259 | 332.1287 | 0.12168 | 0 | 0 | 0.24336 | 332.3952 | 0.12226 | 0 | 0 | 0.24451 | 332.6616 | 0.12283 | 0 | 0 | 0.24567 | 332.7505 | 0.12303 | 0 | 0 | 0.24605 | 333.017 | 0.1236 | 0 | 0 | 0.24721 | 333.2834 | 0.12418 | 0 | 0 | 0.24837 | 333.4611 | 0.12457 | 0 | 0 | 0.24914 | 333.7276 | 0.12515 | 0 | 0 | 0.25029 | 333.9052 | 0.12553 | 0 | 0 | 0.25106 | 334.0829 | 0.12592 | 0 | 0 | 0.25183
2017-04-04 12:00 | 289.3177 | 0.86234 |  | 303.8024 | 0.060238 | 0 | 0 | 0.12048 | 312.3395 | 0.078755 | 0 | 0 | 0.15751 | 319.3245 | 0.093906 | 0 | 0 | 0.18781 | 319.5832 | 0.094467 | 0 | 0 | 0.18893 | 319.7557 | 0.094841 | 0 | 0 | 0.18968 | 320.0144 | 0.095402 | 0 | 0 | 0.1908 | 320.2731 | 0.095963 | 0 | 0 | 0.19193 | 320.5318 | 0.096524 | 0 | 0 | 0.19305 | 320.8767 | 0.097272 | 0 | 0 | 0.19454 | 321.1354 | 0.097834 | 0 | 0 | 0.19567 | 321.3079 | 0.098208 | 0 | 0 | 0.19642 | 321.5666 | 0.098769 | 0 | 0 | 0.19754 | 321.739 | 0.099143 | 0 | 0 | 0.19829 | 321.9977 | 0.099704 | 0 | 0 | 0.19941 | 322.2564 | 0.10027 | 0 | 0 | 0.20053 | 322.4289 | 0.10064 | 0 | 0 | 0.20128 | 322.6876 | 0.1012 | 0 | 0 | 0.2024 | 322.9463 | 0.10176 | 0 | 0 | 0.20352 | 323.0325 | 0.10195 | 0 | 0 | 0.2039 | 323.2912 | 0.10251 | 0 | 0 | 0.20502 | 323.5499 | 0.10307 | 0 | 0 | 0.20614 | 323.7224 | 0.10344 | 0 | 0 | 0.20689 | 323.9811 | 0.10401 | 0 | 0 | 0.20801 | 324.1536 | 0.10438 | 0 | 0 | 0.20876 | 324.3261 | 0.10475 | 0 | 0 | 0.20951
2017-04-04 13:00 | 281.4728 | 0.83896 |  | 295.5647 | 0.042371 | 0 | 0 | 0.084741 | 303.8704 | 0.060386 | 0 | 0 | 0.12077 | 310.6659 | 0.075125 | 0 | 0 | 0.15025 | 310.9176 | 0.075671 | 0 | 0 | 0.15134 | 311.0854 | 0.076035 | 0 | 0 | 0.15207 | 311.3371 | 0.076581 | 0 | 0 | 0.15316 | 311.5888 | 0.077127 | 0 | 0 | 0.15425 | 311.8404 | 0.077673 | 0 | 0 | 0.15535 | 312.176 | 0.078401 | 0 | 0 | 0.1568 | 312.4277 | 0.078947 | 0 | 0 | 0.15789 | 312.5955 | 0.079311 | 0 | 0 | 0.15862 | 312.8472 | 0.079857 | 0 | 0 | 0.15971 | 313.015 | 0.08022 | 0 | 0 | 0.16044 | 313.2667 | 0.080766 | 0 | 0 | 0.16153 | 313.5184 | 0.081312 | 0 | 0 | 0.16262 | 313.6862 | 0.081676 | 0 | 0 | 0.16335 | 313.9378 | 0.082222 | 0 | 0 | 0.16444 | 314.1895 | 0.082768 | 0 | 0 | 0.16554 | 314.2734 | 0.08295 | 0 | 0 | 0.1659 | 314.5251 | 0.083496 | 0 | 0 | 0.16699 | 314.7768 | 0.084042 | 0 | 0 | 0.16808 | 314.9446 | 0.084406 | 0 | 0 | 0.16881 | 315.1963 | 0.084952 | 0 | 0 | 0.1699 | 315.3641 | 0.085316 | 0 | 0 | 0.17063 | 315.5319 | 0.08568 | 0 | 0 | 0.17136
2017-04-04 14:00 | 264.68 | 0.7889 |  | 277.9311 | 0.0041235 | 0 | 0 | 0.008247 | 285.7413 | 0.021064 | 0 | 0 | 0.042127 | 292.1314 | 0.034924 | 0 | 0 | 0.069848 | 292.3681 | 0.035437 | 0 | 0 | 0.070875 | 292.5258 | 0.035779 | 0 | 0 | 0.071559 | 292.7625 | 0.036293 | 0 | 0 | 0.072586 | 292.9992 | 0.036806 | 0 | 0 | 0.073612 | 293.2359 | 0.03732 | 0 | 0 | 0.074639 | 293.5514 | 0.038004 | 0 | 0 | 0.076008 | 293.7881 | 0.038517 | 0 | 0 | 0.077035 | 293.9459 | 0.03886 | 0 | 0 | 0.077719 | 294.1825 | 0.039373 | 0 | 0 | 0.078746 | 294.3403 | 0.039715 | 0 | 0 | 0.07943 | 294.577 | 0.040228 | 0 | 0 | 0.080457 | 294.8137 | 0.040742 | 0 | 0 | 0.081484 | 294.9715 | 0.041084 | 0 | 0 | 0.082168 | 295.2081 | 0.041597 | 0 | 0 | 0.083195 | 295.4448 | 0.042111 | 0 | 0 | 0.084221 | 295.5237 | 0.042282 | 0 | 0 | 0.084564 | 295.7604 | 0.042795 | 0 | 0 | 0.08559 | 295.997 | 0.043308 | 0 | 0 | 0.086617 | 296.1548 | 0.043651 | 0 | 0 | 0.087301 | 296.3915 | 0.044164 | 0 | 0 | 0.088328 | 296.5493 | 0.044506 | 0 | 0 | 0.089013 | 296.707 | 0.044849 | 0 | 0 | 0.089697
2017-04-04 15:00 | 274.1339 | 0.81708 |  | 287.8583 | 0.025656 | 0 | 0 | 0.051311 | 295.9474 | 0.043201 | 0 | 0 | 0.086402 | 302.5658 | 0.057556 | 0 | 0 | 0.11511 | 302.8109 | 0.058088 | 0 | 0 | 0.11618 | 302.9743 | 0.058442 | 0 | 0 | 0.11688 | 303.2195 | 0.058974 | 0 | 0 | 0.11795 | 303.4646 | 0.059506 | 0 | 0 | 0.11901 | 303.7097 | 0.060037 | 0 | 0 | 0.12007 | 304.0365 | 0.060746 | 0 | 0 | 0.12149 | 304.2817 | 0.061278 | 0 | 0 | 0.12256 | 304.4451 | 0.061632 | 0 | 0 | 0.12326 | 304.6902 | 0.062164 | 0 | 0 | 0.12433 | 304.8536 | 0.062518 | 0 | 0 | 0.12504 | 305.0987 | 0.06305 | 0 | 0 | 0.1261 | 305.3439 | 0.063582 | 0 | 0 | 0.12716 | 305.5073 | 0.063936 | 0 | 0 | 0.12787 | 305.7524 | 0.064468 | 0 | 0 | 0.12894 | 305.9975 | 0.065 | 0 | 0 | 0.13 | 306.0792 | 0.065177 | 0 | 0 | 0.13035 | 306.3244 | 0.065708 | 0 | 0 | 0.13142 | 306.5695 | 0.06624 | 0 | 0 | 0.13248 | 306.7329 | 0.066595 | 0 | 0 | 0.13319 | 306.978 | 0.067126 | 0 | 0 | 0.13425 | 307.1414 | 0.067481 | 0 | 0 | 0.13496 | 307.3049 | 0.067835 | 0 | 0 | 0.13567
2017-04-04 16:00 | 288.4599 | 0.85978 |  | 302.9015 | 0.058284 | 0 | 0 | 0.11657 | 311.4134 | 0.076747 | 0 | 0 | 0.15349 | 318.3776 | 0.091852 | 0 | 0 | 0.1837 | 318.6356 | 0.092411 | 0 | 0 | 0.18482 | 318.8075 | 0.092784 | 0 | 0 | 0.18557 | 319.0655 | 0.093344 | 0 | 0 | 0.18669 | 319.3234 | 0.093903 | 0 | 0 | 0.18781 | 319.5813 | 0.094463 | 0 | 0 | 0.18893 | 319.9252 | 0.095209 | 0 | 0 | 0.19042 | 320.1832 | 0.095768 | 0 | 0 | 0.19154 | 320.3551 | 0.096141 | 0 | 0 | 0.19228 | 320.6131 | 0.096701 | 0 | 0 | 0.1934 | 320.785 | 0.097074 | 0 | 0 | 0.19415 | 321.043 | 0.097633 | 0 | 0 | 0.19527 | 321.3009 | 0.098193 | 0 | 0 | 0.19639 | 321.4729 | 0.098566 | 0 | 0 | 0.19713 | 321.7308 | 0.099125 | 0 | 0 | 0.19825 | 321.9887 | 0.099684 | 0 | 0 | 0.19937 | 322.0747 | 0.099871 | 0 | 0 | 0.19974 | 322.3326 | 0.10043 | 0 | 0 | 0.20086 | 322.5906 | 0.10099 | 0 | 0 | 0.20198 | 322.7625 | 0.10136 | 0 | 0 | 0.20273 | 323.0205 | 0.10192 | 0 | 0 | 0.20384 | 323.1924 | 0.1023 | 0 | 0 | 0.20459 | 323.3644 | 0.10267 | 0 | 0 | 0.20534
2017-04-04 17:00 | 290.9865 | 0.86731 |  | 305.5546 | 0.064039 | 0 | 0 | 0.12808 | 314.141 | 0.082663 | 0 | 0 | 0.16533 | 321.1663 | 0.097901 | 0 | 0 | 0.1958 | 321.4265 | 0.098465 | 0 | 0 | 0.19693 | 321.5999 | 0.098841 | 0 | 0 | 0.19768 | 321.8601 | 0.099406 | 0 | 0 | 0.19881 | 322.1203 | 0.09997 | 0 | 0 | 0.19994 | 322.3805 | 0.10053 | 0 | 0 | 0.20107 | 322.7274 | 0.10129 | 0 | 0 | 0.20257 | 322.9876 | 0.10185 | 0 | 0 | 0.2037 | 323.1611 | 0.10223 | 0 | 0 | 0.20445 | 323.4213 | 0.10279 | 0 | 0 | 0.20558 | 323.5947 | 0.10317 | 0 | 0 | 0.20634 | 323.8549 | 0.10373 | 0 | 0 | 0.20746 | 324.1151 | 0.1043 | 0 | 0 | 0.20859 | 324.2886 | 0.10467 | 0 | 0 | 0.20935 | 324.5488 | 0.10524 | 0 | 0 | 0.21047 | 324.809 | 0.1058 | 0 | 0 | 0.2116 | 324.8957 | 0.10599 | 0 | 0 | 0.21198 | 325.1559 | 0.10655 | 0 | 0 | 0.21311 | 325.4161 | 0.10712 | 0 | 0 | 0.21424 | 325.5896 | 0.10749 | 0 | 0 | 0.21499 | 325.8498 | 0.10806 | 0 | 0 | 0.21612 | 326.0232 | 0.10844 | 0 | 0 | 0.21687 | 326.1967 | 0.10881 | 0 | 0 | 0.21762
2017-04-04 18:00 | 290.3261 | 0.86535 |  | 304.8612 | 0.062535 | 0 | 0 | 0.12507 | 313.4281 | 0.081116 | 0 | 0 | 0.16223 | 320.4374 | 0.09632 | 0 | 0 | 0.19264 | 320.697 | 0.096883 | 0 | 0 | 0.19377 | 320.8701 | 0.097258 | 0 | 0 | 0.19452 | 321.1297 | 0.097821 | 0 | 0 | 0.19564 | 321.3893 | 0.098384 | 0 | 0 | 0.19677 | 321.6489 | 0.098947 | 0 | 0 | 0.19789 | 321.995 | 0.099698 | 0 | 0 | 0.1994 | 322.2546 | 0.10026 | 0 | 0 | 0.20052 | 322.4277 | 0.10064 | 0 | 0 | 0.20127 | 322.6873 | 0.1012 | 0 | 0 | 0.2024 | 322.8604 | 0.10158 | 0 | 0 | 0.20315 | 323.12 | 0.10214 | 0 | 0 | 0.20428 | 323.3796 | 0.1027 | 0 | 0 | 0.2054 | 323.5526 | 0.10308 | 0 | 0 | 0.20615 | 323.8122 | 0.10364 | 0 | 0 | 0.20728 | 324.0719 | 0.1042 | 0 | 0 | 0.20841 | 324.1584 | 0.10439 | 0 | 0 | 0.20878 | 324.418 | 0.10495 | 0 | 0 | 0.20991 | 324.6776 | 0.10552 | 0 | 0 | 0.21103 | 324.8507 | 0.10589 | 0 | 0 | 0.21178 | 325.1103 | 0.10646 | 0 | 0 | 0.21291 | 325.2833 | 0.10683 | 0 | 0 | 0.21366 | 325.4564 | 0.10721 | 0 | 0 | 0.21441
2017-04-04 19:00 | 283.0004 | 0.84351 |  | 297.1687 | 0.04585 | 0 | 0 | 0.0917 | 305.5194 | 0.063963 | 0 | 0 | 0.12793 | 312.3519 | 0.078782 | 0 | 0 | 0.15756 | 312.6049 | 0.079331 | 0 | 0 | 0.15866 | 312.7736 | 0.079697 | 0 | 0 | 0.15939 | 313.0267 | 0.080246 | 0 | 0 | 0.16049 | 313.2797 | 0.080795 | 0 | 0 | 0.16159 | 313.5328 | 0.081344 | 0 | 0 | 0.16269 | 313.8702 | 0.082075 | 0 | 0 | 0.16415 | 314.1233 | 0.082624 | 0 | 0 | 0.16525 | 314.292 | 0.08299 | 0 | 0 | 0.16598 | 314.545 | 0.083539 | 0 | 0 | 0.16708 | 314.7137 | 0.083905 | 0 | 0 | 0.16781 | 314.9668 | 0.084454 | 0 | 0 | 0.16891 | 315.2198 | 0.085003 | 0 | 0 | 0.17001 | 315.3885 | 0.085369 | 0 | 0 | 0.17074 | 315.6416 | 0.085917 | 0 | 0 | 0.17183 | 315.8946 | 0.086466 | 0 | 0 | 0.17293 | 315.979 | 0.086649 | 0 | 0 | 0.1733 | 316.232 | 0.087198 | 0 | 0 | 0.1744 | 316.4851 | 0.087747 | 0 | 0 | 0.17549 | 316.6538 | 0.088113 | 0 | 0 | 0.17623 | 316.9068 | 0.088662 | 0 | 0 | 0.17732 | 317.0755 | 0.089028 | 0 | 0 | 0.17806 | 317.2442 | 0.089394 | 0 | 0 | 0.17879
2017-04-04 20:00 | 284.3527 | 0.84754 |  | 298.5887 | 0.04893 | 0 | 0 | 0.09786 | 306.9794 | 0.067129 | 0 | 0 | 0.13426 | 313.8444 | 0.08202 | 0 | 0 | 0.16404 | 314.0987 | 0.082571 | 0 | 0 | 0.16514 | 314.2682 | 0.082939 | 0 | 0 | 0.16588 | 314.5225 | 0.08349 | 0 | 0 | 0.16698 | 314.7767 | 0.084042 | 0 | 0 | 0.16808 | 315.031 | 0.084593 | 0 | 0 | 0.16919 | 315.37 | 0.085329 | 0 | 0 | 0.17066 | 315.6243 | 0.08588 | 0 | 0 | 0.17176 | 315.7938 | 0.086248 | 0 | 0 | 0.1725 | 316.0481 | 0.086799 | 0 | 0 | 0.1736 | 316.2176 | 0.087167 | 0 | 0 | 0.17433 | 316.4718 | 0.087718 | 0 | 0 | 0.17544 | 316.7261 | 0.08827 | 0 | 0 | 0.17654 | 316.8956 | 0.088637 | 0 | 0 | 0.17727 | 317.1499 | 0.089189 | 0 | 0 | 0.17838 | 317.4041 | 0.08974 | 0 | 0 | 0.17948 | 317.4889 | 0.089924 | 0 | 0 | 0.17985 | 317.7431 | 0.090476 | 0 | 0 | 0.18095 | 317.9974 | 0.091027 | 0 | 0 | 0.18205 | 318.1669 | 0.091395 | 0 | 0 | 0.18279 | 318.4212 | 0.091946 | 0 | 0 | 0.18389 | 318.5907 | 0.092314 | 0 | 0 | 0.18463 | 318.7602 | 0.092682 | 0 | 0 | 0.18536
2017-04-04 21:00 | 291.281 | 0.86819 |  | 305.8639 | 0.06471 | 0 | 0 | 0.12942 | 314.459 | 0.083352 | 0 | 0 | 0.1667 | 321.4913 | 0.098606 | 0 | 0 | 0.19721 | 321.7518 | 0.099171 | 0 | 0 | 0.19834 | 321.9254 | 0.099547 | 0 | 0 | 0.19909 | 322.1859 | 0.10011 | 0 | 0 | 0.20022 | 322.4463 | 0.10068 | 0 | 0 | 0.20135 | 322.7068 | 0.10124 | 0 | 0 | 0.20248 | 323.0541 | 0.102 | 0 | 0 | 0.20399 | 323.3145 | 0.10256 | 0 | 0 | 0.20512 | 323.4882 | 0.10294 | 0 | 0 | 0.20587 | 323.7486 | 0.1035 | 0 | 0 | 0.207 | 323.9223 | 0.10388 | 0 | 0 | 0.20776 | 324.1827 | 0.10444 | 0 | 0 | 0.20889 | 324.4432 | 0.10501 | 0 | 0 | 0.21002 | 324.6168 | 0.10538 | 0 | 0 | 0.21077 | 324.8773 | 0.10595 | 0 | 0 | 0.2119 | 325.1377 | 0.10651 | 0 | 0 | 0.21303 | 325.2245 | 0.1067 | 0 | 0 | 0.21341 | 325.485 | 0.10727 | 0 | 0 | 0.21454 | 325.7455 | 0.10783 | 0 | 0 | 0.21567 | 325.9191 | 0.10821 | 0 | 0 | 0.21642 | 326.1796 | 0.10877 | 0 | 0 | 0.21755 | 326.3532 | 0.10915 | 0 | 0 | 0.2183 | 326.5268 | 0.10953 | 0 | 0 | 0.21906
2017-04-04 22:00 | 290.1807 | 0.86491 |  | 304.7085 | 0.062204 | 0 | 0 | 0.12441 | 313.2711 | 0.080776 | 0 | 0 | 0.16155 | 320.2769 | 0.095972 | 0 | 0 | 0.19194 | 320.5364 | 0.096534 | 0 | 0 | 0.19307 | 320.7094 | 0.09691 | 0 | 0 | 0.19382 | 320.9689 | 0.097472 | 0 | 0 | 0.19494 | 321.2283 | 0.098035 | 0 | 0 | 0.19607 | 321.4878 | 0.098598 | 0 | 0 | 0.1972 | 321.8338 | 0.099348 | 0 | 0 | 0.1987 | 322.0932 | 0.099911 | 0 | 0 | 0.19982 | 322.2662 | 0.10029 | 0 | 0 | 0.20057 | 322.5257 | 0.10085 | 0 | 0 | 0.2017 | 322.6987 | 0.10122 | 0 | 0 | 0.20245 | 322.9582 | 0.10179 | 0 | 0 | 0.20357 | 323.2176 | 0.10235 | 0 | 0 | 0.2047 | 323.3906 | 0.10273 | 0 | 0 | 0.20545 | 323.6501 | 0.10329 | 0 | 0 | 0.20658 | 323.9096 | 0.10385 | 0 | 0 | 0.2077 | 323.996 | 0.10404 | 0 | 0 | 0.20808 | 324.2555 | 0.1046 | 0 | 0 | 0.2092 | 324.515 | 0.10516 | 0 | 0 | 0.21033 | 324.688 | 0.10554 | 0 | 0 | 0.21108 | 324.9475 | 0.1061 | 0 | 0 | 0.2122 | 325.1204 | 0.10648 | 0 | 0 | 0.21295 | 325.2934 | 0.10685 | 0 | 0 | 0.2137
2017-04-04 23:00 | 280.4839 | 0.83601 |  | 294.5263 | 0.040118 | 0 | 0 | 0.080237 | 302.8027 | 0.05807 | 0 | 0 | 0.11614 | 309.5744 | 0.072758 | 0 | 0 | 0.14552 | 309.8252 | 0.073302 | 0 | 0 | 0.1466 | 309.9924 | 0.073665 | 0 | 0 | 0.14733 | 310.2432 | 0.074209 | 0 | 0 | 0.14842 | 310.494 | 0.074752 | 0 | 0 | 0.1495 | 310.7448 | 0.075296 | 0 | 0 | 0.15059 | 311.0792 | 0.076022 | 0 | 0 | 0.15204 | 311.33 | 0.076566 | 0 | 0 | 0.15313 | 311.4973 | 0.076928 | 0 | 0 | 0.15386 | 311.7481 | 0.077472 | 0 | 0 | 0.15494 | 311.9153 | 0.077835 | 0 | 0 | 0.15567 | 312.1661 | 0.078379 | 0 | 0 | 0.15676 | 312.4169 | 0.078923 | 0 | 0 | 0.15785 | 312.5841 | 0.079286 | 0 | 0 | 0.15857 | 312.8349 | 0.07983 | 0 | 0 | 0.15966 | 313.0857 | 0.080374 | 0 | 0 | 0.16075 | 313.1693 | 0.080555 | 0 | 0 | 0.16111 | 313.4201 | 0.081099 | 0 | 0 | 0.1622 | 313.6709 | 0.081643 | 0 | 0 | 0.16329 | 313.8381 | 0.082006 | 0 | 0 | 0.16401 | 314.0889 | 0.08255 | 0 | 0 | 0.1651 | 314.2561 | 0.082912 | 0 | 0 | 0.16582 | 314.4233 | 0.083275 | 0 | 0 | 0.16655
2017-04-05 | 285.7597 | 0.85173 |  | 300.0662 | 0.052134 | 0 | 0 | 0.10427 | 308.4983 | 0.070424 | 0 | 0 | 0.14085 | 315.3974 | 0.085388 | 0 | 0 | 0.17078 | 315.6529 | 0.085942 | 0 | 0 | 0.17188 | 315.8232 | 0.086312 | 0 | 0 | 0.17262 | 316.0788 | 0.086866 | 0 | 0 | 0.17373 | 316.3343 | 0.08742 | 0 | 0 | 0.17484 | 316.5898 | 0.087974 | 0 | 0 | 0.17595 | 316.9305 | 0.088713 | 0 | 0 | 0.17743 | 317.186 | 0.089267 | 0 | 0 | 0.17853 | 317.3564 | 0.089637 | 0 | 0 | 0.17927 | 317.6119 | 0.090191 | 0 | 0 | 0.18038 | 317.7822 | 0.090561 | 0 | 0 | 0.18112 | 318.0378 | 0.091115 | 0 | 0 | 0.18223 | 318.2933 | 0.091669 | 0 | 0 | 0.18334 | 318.4636 | 0.092039 | 0 | 0 | 0.18408 | 318.7191 | 0.092593 | 0 | 0 | 0.18519 | 318.9747 | 0.093147 | 0 | 0 | 0.18629 | 319.0598 | 0.093332 | 0 | 0 | 0.18666 | 319.3154 | 0.093886 | 0 | 0 | 0.18777 | 319.5709 | 0.09444 | 0 | 0 | 0.18888 | 319.7412 | 0.09481 | 0 | 0 | 0.18962 | 319.9967 | 0.095364 | 0 | 0 | 0.19073 | 320.1671 | 0.095733 | 0 | 0 | 0.19147 | 320.3374 | 0.096103 | 0 | 0 | 0.19221
2017-04-05 01:00 | 290.5814 | 0.86611 |  | 305.1293 | 0.063116 | 0 | 0 | 0.12623 | 313.7037 | 0.081714 | 0 | 0 | 0.16343 | 320.7192 | 0.096931 | 0 | 0 | 0.19386 | 320.979 | 0.097494 | 0 | 0 | 0.19499 | 321.1522 | 0.09787 | 0 | 0 | 0.19574 | 321.4121 | 0.098434 | 0 | 0 | 0.19687 | 321.6719 | 0.098997 | 0 | 0 | 0.19799 | 321.9317 | 0.099561 | 0 | 0 | 0.19912 | 322.2782 | 0.10031 | 0 | 0 | 0.20062 | 322.538 | 0.10088 | 0 | 0 | 0.20175 | 322.7112 | 0.10125 | 0 | 0 | 0.2025 | 322.971 | 0.10182 | 0 | 0 | 0.20363 | 323.1443 | 0.10219 | 0 | 0 | 0.20438 | 323.4041 | 0.10275 | 0 | 0 | 0.20551 | 323.6639 | 0.10332 | 0 | 0 | 0.20664 | 323.8371 | 0.10369 | 0 | 0 | 0.20739 | 324.097 | 0.10426 | 0 | 0 | 0.20851 | 324.3568 | 0.10482 | 0 | 0 | 0.20964 | 324.4434 | 0.10501 | 0 | 0 | 0.21002 | 324.7033 | 0.10557 | 0 | 0 | 0.21114 | 324.9631 | 0.10614 | 0 | 0 | 0.21227 | 325.1363 | 0.10651 | 0 | 0 | 0.21302 | 325.3961 | 0.10708 | 0 | 0 | 0.21415 | 325.5694 | 0.10745 | 0 | 0 | 0.2149 | 325.7426 | 0.10783 | 0 | 0 | 0.21565
2017-04-05 02:00 | 293.9178 | 0.87605 |  | 308.6327 | 0.070715 | 0 | 0 | 0.14143 | 317.3056 | 0.089527 | 0 | 0 | 0.17905 | 324.4016 | 0.10492 | 0 | 0 | 0.20984 | 324.6644 | 0.10549 | 0 | 0 | 0.21098 | 324.8396 | 0.10587 | 0 | 0 | 0.21174 | 325.1024 | 0.10644 | 0 | 0 | 0.21288 | 325.3652 | 0.10701 | 0 | 0 | 0.21402 | 325.6281 | 0.10758 | 0 | 0 | 0.21516 | 325.9785 | 0.10834 | 0 | 0 | 0.21668 | 326.2413 | 0.10891 | 0 | 0 | 0.21782 | 326.4165 | 0.10929 | 0 | 0 | 0.21858 | 326.6793 | 0.10986 | 0 | 0 | 0.21972 | 326.8545 | 0.11024 | 0 | 0 | 0.22048 | 327.1173 | 0.11081 | 0 | 0 | 0.22162 | 327.3802 | 0.11138 | 0 | 0 | 0.22276 | 327.5554 | 0.11176 | 0 | 0 | 0.22352 | 327.8182 | 0.11233 | 0 | 0 | 0.22466 | 328.081 | 0.1129 | 0 | 0 | 0.2258 | 328.1686 | 0.11309 | 0 | 0 | 0.22618 | 328.4314 | 0.11366 | 0 | 0 | 0.22732 | 328.6942 | 0.11423 | 0 | 0 | 0.22846 | 328.8694 | 0.11461 | 0 | 0 | 0.22922 | 329.1323 | 0.11518 | 0 | 0 | 0.23036 | 329.3075 | 0.11556 | 0 | 0 | 0.23112 | 329.4827 | 0.11594 | 0 | 0 | 0.23188
2017-04-05 03:00 | 295.6771 | 0.88129 |  | 310.4801 | 0.074722 | 0 | 0 | 0.14944 | 319.2049 | 0.093646 | 0 | 0 | 0.18729 | 326.3434 | 0.10913 | 0 | 0 | 0.21826 | 326.6078 | 0.1097 | 0 | 0 | 0.21941 | 326.784 | 0.11009 | 0 | 0 | 0.22017 | 327.0484 | 0.11066 | 0 | 0 | 0.22132 | 327.3128 | 0.11123 | 0 | 0 | 0.22246 | 327.5772 | 0.11181 | 0 | 0 | 0.22361 | 327.9297 | 0.11257 | 0 | 0 | 0.22514 | 328.1941 | 0.11314 | 0 | 0 | 0.22629 | 328.3703 | 0.11353 | 0 | 0 | 0.22705 | 328.6347 | 0.1141 | 0 | 0 | 0.2282 | 328.811 | 0.11448 | 0 | 0 | 0.22896 | 329.0754 | 0.11506 | 0 | 0 | 0.23011 | 329.3398 | 0.11563 | 0 | 0 | 0.23126 | 329.516 | 0.11601 | 0 | 0 | 0.23202 | 329.7804 | 0.11658 | 0 | 0 | 0.23317 | 330.0448 | 0.11716 | 0 | 0 | 0.23432 | 330.1329 | 0.11735 | 0 | 0 | 0.2347 | 330.3973 | 0.11792 | 0 | 0 | 0.23585 | 330.6617 | 0.1185 | 0 | 0 | 0.23699 | 330.838 | 0.11888 | 0 | 0 | 0.23776 | 331.1024 | 0.11945 | 0 | 0 | 0.2389 | 331.2786 | 0.11983 | 0 | 0 | 0.23967 | 331.4549 | 0.12022 | 0 | 0 | 0.24043
2017-04-05 04:00 | 296.6082 | 0.88407 |  | 311.4579 | 0.076843 | 0 | 0 | 0.15369 | 320.2101 | 0.095827 | 0 | 0 | 0.19165 | 327.3711 | 0.11136 | 0 | 0 | 0.22272 | 327.6363 | 0.11193 | 0 | 0 | 0.22387 | 327.8132 | 0.11232 | 0 | 0 | 0.22464 | 328.0784 | 0.11289 | 0 | 0 | 0.22579 | 328.3436 | 0.11347 | 0 | 0 | 0.22694 | 328.6088 | 0.11404 | 0 | 0 | 0.22809 | 328.9624 | 0.11481 | 0 | 0 | 0.22962 | 329.2277 | 0.11539 | 0 | 0 | 0.23077 | 329.4045 | 0.11577 | 0 | 0 | 0.23154 | 329.6697 | 0.11634 | 0 | 0 | 0.23269 | 329.8465 | 0.11673 | 0 | 0 | 0.23346 | 330.1117 | 0.1173 | 0 | 0 | 0.23461 | 330.377 | 0.11788 | 0 | 0 | 0.23576 | 330.5538 | 0.11826 | 0 | 0 | 0.23652 | 330.819 | 0.11884 | 0 | 0 | 0.23767 | 331.0842 | 0.11941 | 0 | 0 | 0.23883 | 331.1726 | 0.1196 | 0 | 0 | 0.23921 | 331.4378 | 0.12018 | 0 | 0 | 0.24036 | 331.7031 | 0.12075 | 0 | 0 | 0.24151 | 331.8799 | 0.12114 | 0 | 0 | 0.24228 | 332.1451 | 0.12171 | 0 | 0 | 0.24343 | 332.3219 | 0.1221 | 0 | 0 | 0.24419 | 332.4987 | 0.12248 | 0 | 0 | 0.24496
2017-04-05 05:00 | 299.1682 | 0.8917 |  | 314.1459 | 0.082673 | 0 | 0 | 0.16535 | 322.9738 | 0.10182 | 0 | 0 | 0.20364 | 330.1965 | 0.11749 | 0 | 0 | 0.23497 | 330.464 | 0.11807 | 0 | 0 | 0.23613 | 330.6424 | 0.11845 | 0 | 0 | 0.23691 | 330.9099 | 0.11903 | 0 | 0 | 0.23807 | 331.1774 | 0.11961 | 0 | 0 | 0.23923 | 331.4449 | 0.12019 | 0 | 0 | 0.24039 | 331.8016 | 0.12097 | 0 | 0 | 0.24194 | 332.0691 | 0.12155 | 0 | 0 | 0.2431 | 332.2474 | 0.12194 | 0 | 0 | 0.24387 | 332.515 | 0.12252 | 0 | 0 | 0.24503 | 332.6933 | 0.1229 | 0 | 0 | 0.24581 | 332.9608 | 0.12348 | 0 | 0 | 0.24697 | 333.2283 | 0.12406 | 0 | 0 | 0.24813 | 333.4067 | 0.12445 | 0 | 0 | 0.2489 | 333.6742 | 0.12503 | 0 | 0 | 0.25006 | 333.9417 | 0.12561 | 0 | 0 | 0.25122 | 334.0308 | 0.1258 | 0 | 0 | 0.25161 | 334.2984 | 0.12638 | 0 | 0 | 0.25277 | 334.5659 | 0.12696 | 0 | 0 | 0.25393 | 334.7442 | 0.12735 | 0 | 0 | 0.2547 | 335.0117 | 0.12793 | 0 | 0 | 0.25586 | 335.1901 | 0.12832 | 0 | 0 | 0.25664 | 335.3684 | 0.1287 | 0 | 0 | 0.25741
2017-04-05 06:00 | 292.4407 | 0.87165 |  | 307.0817 | 0.067351 | 0 | 0 | 0.1347 | 315.711 | 0.086068 | 0 | 0 | 0.17214 | 322.7713 | 0.10138 | 0 | 0 | 0.20276 | 323.0328 | 0.10195 | 0 | 0 | 0.2039 | 323.2072 | 0.10233 | 0 | 0 | 0.20465 | 323.4686 | 0.10289 | 0 | 0 | 0.20579 | 323.7301 | 0.10346 | 0 | 0 | 0.20692 | 323.9916 | 0.10403 | 0 | 0 | 0.20806 | 324.3403 | 0.10479 | 0 | 0 | 0.20957 | 324.6018 | 0.10535 | 0 | 0 | 0.2107 | 324.7761 | 0.10573 | 0 | 0 | 0.21146 | 325.0376 | 0.1063 | 0 | 0 | 0.2126 | 325.2119 | 0.10668 | 0 | 0 | 0.21335 | 325.4734 | 0.10724 | 0 | 0 | 0.21449 | 325.7349 | 0.10781 | 0 | 0 | 0.21562 | 325.9093 | 0.10819 | 0 | 0 | 0.21638 | 326.1708 | 0.10876 | 0 | 0 | 0.21751 | 326.4322 | 0.10932 | 0 | 0 | 0.21864 | 326.5194 | 0.10951 | 0 | 0 | 0.21902 | 326.7809 | 0.11008 | 0 | 0 | 0.22016 | 327.0424 | 0.11065 | 0 | 0 | 0.22129 | 327.2167 | 0.11102 | 0 | 0 | 0.22205 | 327.4782 | 0.11159 | 0 | 0 | 0.22318 | 327.6526 | 0.11197 | 0 | 0 | 0.22394 | 327.8269 | 0.11235 | 0 | 0 | 0.22469
2017-04-05 07:00 | 295.4193 | 0.88053 |  | 310.2094 | 0.074135 | 0 | 0 | 0.14827 | 318.9266 | 0.093043 | 0 | 0 | 0.18609 | 326.0588 | 0.10851 | 0 | 0 | 0.21703 | 326.323 | 0.10909 | 0 | 0 | 0.21817 | 326.4991 | 0.10947 | 0 | 0 | 0.21893 | 326.7633 | 0.11004 | 0 | 0 | 0.22008 | 327.0274 | 0.11061 | 0 | 0 | 0.22123 | 327.2916 | 0.11119 | 0 | 0 | 0.22237 | 327.6438 | 0.11195 | 0 | 0 | 0.2239 | 327.9079 | 0.11252 | 0 | 0 | 0.22505 | 328.084 | 0.11291 | 0 | 0 | 0.22581 | 328.3482 | 0.11348 | 0 | 0 | 0.22696 | 328.5243 | 0.11386 | 0 | 0 | 0.22772 | 328.7885 | 0.11443 | 0 | 0 | 0.22887 | 329.0526 | 0.11501 | 0 | 0 | 0.23001 | 329.2287 | 0.11539 | 0 | 0 | 0.23078 | 329.4929 | 0.11596 | 0 | 0 | 0.23192 | 329.757 | 0.11653 | 0 | 0 | 0.23307 | 329.8451 | 0.11672 | 0 | 0 | 0.23345 | 330.1093 | 0.1173 | 0 | 0 | 0.2346 | 330.3734 | 0.11787 | 0 | 0 | 0.23574 | 330.5495 | 0.11825 | 0 | 0 | 0.23651 | 330.8137 | 0.11883 | 0 | 0 | 0.23765 | 330.9898 | 0.11921 | 0 | 0 | 0.23842 | 331.1659 | 0.11959 | 0 | 0 | 0.23918
2017-04-05 08:00 | 287.5091 | 0.85695 |  | 301.9032 | 0.056119 | 0 | 0 | 0.11224 | 310.387 | 0.07452 | 0 | 0 | 0.14904 | 317.3282 | 0.089576 | 0 | 0 | 0.17915 | 317.5853 | 0.090134 | 0 | 0 | 0.18027 | 317.7567 | 0.090505 | 0 | 0 | 0.18101 | 318.0138 | 0.091063 | 0 | 0 | 0.18213 | 318.2709 | 0.09162 | 0 | 0 | 0.18324 | 318.528 | 0.092178 | 0 | 0 | 0.18436 | 318.8708 | 0.092922 | 0 | 0 | 0.18584 | 319.1278 | 0.093479 | 0 | 0 | 0.18696 | 319.2992 | 0.093851 | 0 | 0 | 0.1877 | 319.5563 | 0.094409 | 0 | 0 | 0.18882 | 319.7277 | 0.09478 | 0 | 0 | 0.18956 | 319.9848 | 0.095338 | 0 | 0 | 0.19068 | 320.2419 | 0.095896 | 0 | 0 | 0.19179 | 320.4133 | 0.096267 | 0 | 0 | 0.19253 | 320.6704 | 0.096825 | 0 | 0 | 0.19365 | 320.9274 | 0.097383 | 0 | 0 | 0.19477 | 321.0131 | 0.097568 | 0 | 0 | 0.19514 | 321.2702 | 0.098126 | 0 | 0 | 0.19625 | 321.5273 | 0.098684 | 0 | 0 | 0.19737 | 321.6987 | 0.099055 | 0 | 0 | 0.19811 | 321.9558 | 0.099613 | 0 | 0 | 0.19923 | 322.1272 | 0.099985 | 0 | 0 | 0.19997 | 322.2986 | 0.10036 | 0 | 0 | 0.20071
2017-04-05 09:00 | 287.8997 | 0.85811 |  | 302.3133 | 0.057009 | 0 | 0 | 0.11402 | 310.8087 | 0.075435 | 0 | 0 | 0.15087 | 317.7594 | 0.090511 | 0 | 0 | 0.18102 | 318.0168 | 0.091069 | 0 | 0 | 0.18214 | 318.1884 | 0.091442 | 0 | 0 | 0.18288 | 318.4459 | 0.092 | 0 | 0 | 0.184 | 318.7033 | 0.092558 | 0 | 0 | 0.18512 | 318.9607 | 0.093117 | 0 | 0 | 0.18623 | 319.304 | 0.093861 | 0 | 0 | 0.18772 | 319.5614 | 0.09442 | 0 | 0 | 0.18884 | 319.733 | 0.094792 | 0 | 0 | 0.18958 | 319.9905 | 0.09535 | 0 | 0 | 0.1907 | 320.1621 | 0.095723 | 0 | 0 | 0.19145 | 320.4195 | 0.096281 | 0 | 0 | 0.19256 | 320.677 | 0.096839 | 0 | 0 | 0.19368 | 320.8486 | 0.097212 | 0 | 0 | 0.19442 | 321.106 | 0.09777 | 0 | 0 | 0.19554 | 321.3635 | 0.098328 | 0 | 0 | 0.19666 | 321.4493 | 0.098514 | 0 | 0 | 0.19703 | 321.7067 | 0.099073 | 0 | 0 | 0.19815 | 321.9641 | 0.099631 | 0 | 0 | 0.19926 | 322.1358 | 0.1 | 0 | 0 | 0.20001 | 322.3932 | 0.10056 | 0 | 0 | 0.20112 | 322.5648 | 0.10093 | 0 | 0 | 0.20187 | 322.7364 | 0.10131 | 0 | 0 | 0.20261
2017-04-05 10:00 | 282.9996 | 0.84351 |  | 297.1679 | 0.045848 | 0 | 0 | 0.091696 | 305.5187 | 0.063961 | 0 | 0 | 0.12792 | 312.3511 | 0.07878 | 0 | 0 | 0.15756 | 312.6041 | 0.079329 | 0 | 0 | 0.15866 | 312.7728 | 0.079695 | 0 | 0 | 0.15939 | 313.0259 | 0.080244 | 0 | 0 | 0.16049 | 313.2789 | 0.080793 | 0 | 0 | 0.16159 | 313.532 | 0.081342 | 0 | 0 | 0.16268 | 313.8694 | 0.082074 | 0 | 0 | 0.16415 | 314.1224 | 0.082622 | 0 | 0 | 0.16524 | 314.2911 | 0.082988 | 0 | 0 | 0.16598 | 314.5442 | 0.083537 | 0 | 0 | 0.16707 | 314.7129 | 0.083903 | 0 | 0 | 0.16781 | 314.9659 | 0.084452 | 0 | 0 | 0.1689 | 315.219 | 0.085001 | 0 | 0 | 0.17 | 315.3877 | 0.085367 | 0 | 0 | 0.17073 | 315.6408 | 0.085916 | 0 | 0 | 0.17183 | 315.8938 | 0.086465 | 0 | 0 | 0.17293 | 315.9782 | 0.086648 | 0 | 0 | 0.1733 | 316.2312 | 0.087196 | 0 | 0 | 0.17439 | 316.4843 | 0.087745 | 0 | 0 | 0.17549 | 316.653 | 0.088111 | 0 | 0 | 0.17622 | 316.906 | 0.08866 | 0 | 0 | 0.17732 | 317.0747 | 0.089026 | 0 | 0 | 0.17805 | 317.2434 | 0.089392 | 0 | 0 | 0.17878
2017-04-05 11:00 | 282.9849 | 0.84346 |  | 297.1524 | 0.045815 | 0 | 0 | 0.091629 | 305.5027 | 0.063926 | 0 | 0 | 0.12785 | 312.3348 | 0.078745 | 0 | 0 | 0.15749 | 312.5878 | 0.079294 | 0 | 0 | 0.15859 | 312.7565 | 0.07966 | 0 | 0 | 0.15932 | 313.0096 | 0.080209 | 0 | 0 | 0.16042 | 313.2626 | 0.080758 | 0 | 0 | 0.16152 | 313.5156 | 0.081306 | 0 | 0 | 0.16261 | 313.853 | 0.082038 | 0 | 0 | 0.16408 | 314.1061 | 0.082587 | 0 | 0 | 0.16517 | 314.2748 | 0.082953 | 0 | 0 | 0.16591 | 314.5278 | 0.083502 | 0 | 0 | 0.167 | 314.6965 | 0.083868 | 0 | 0 | 0.16774 | 314.9495 | 0.084416 | 0 | 0 | 0.16883 | 315.2026 | 0.084965 | 0 | 0 | 0.16993 | 315.3713 | 0.085331 | 0 | 0 | 0.17066 | 315.6243 | 0.08588 | 0 | 0 | 0.17176 | 315.8773 | 0.086429 | 0 | 0 | 0.17286 | 315.9617 | 0.086612 | 0 | 0 | 0.17322 | 316.2147 | 0.087161 | 0 | 0 | 0.17432 | 316.4678 | 0.08771 | 0 | 0 | 0.17542 | 316.6365 | 0.088075 | 0 | 0 | 0.17615 | 316.8895 | 0.088624 | 0 | 0 | 0.17725 | 317.0582 | 0.08899 | 0 | 0 | 0.17798 | 317.2269 | 0.089356 | 0 | 0 | 0.17871
2017-04-05 12:00 | 283.6487 | 0.84544 |  | 297.8495 | 0.047327 | 0 | 0 | 0.094653 | 306.2194 | 0.065481 | 0 | 0 | 0.13096 | 313.0675 | 0.080334 | 0 | 0 | 0.16067 | 313.3211 | 0.080884 | 0 | 0 | 0.16177 | 313.4902 | 0.081251 | 0 | 0 | 0.1625 | 313.7438 | 0.081801 | 0 | 0 | 0.1636 | 313.9975 | 0.082351 | 0 | 0 | 0.1647 | 314.2511 | 0.082902 | 0 | 0 | 0.1658 | 314.5893 | 0.083635 | 0 | 0 | 0.16727 | 314.8429 | 0.084185 | 0 | 0 | 0.16837 | 315.012 | 0.084552 | 0 | 0 | 0.1691 | 315.2656 | 0.085102 | 0 | 0 | 0.1702 | 315.4347 | 0.085469 | 0 | 0 | 0.17094 | 315.6884 | 0.086019 | 0 | 0 | 0.17204 | 315.942 | 0.086569 | 0 | 0 | 0.17314 | 316.1111 | 0.086936 | 0 | 0 | 0.17387 | 316.3647 | 0.087486 | 0 | 0 | 0.17497 | 316.6184 | 0.088036 | 0 | 0 | 0.17607 | 316.7029 | 0.08822 | 0 | 0 | 0.17644 | 316.9565 | 0.08877 | 0 | 0 | 0.17754 | 317.2102 | 0.08932 | 0 | 0 | 0.17864 | 317.3793 | 0.089687 | 0 | 0 | 0.17937 | 317.6329 | 0.090237 | 0 | 0 | 0.18047 | 317.802 | 0.090603 | 0 | 0 | 0.18121 | 317.9711 | 0.09097 | 0 | 0 | 0.18194
2017-04-05 13:00 | 286.3716 | 0.85356 |  | 300.7087 | 0.053528 | 0 | 0 | 0.10706 | 309.1589 | 0.071857 | 0 | 0 | 0.14371 | 316.0728 | 0.086853 | 0 | 0 | 0.17371 | 316.3288 | 0.087408 | 0 | 0 | 0.17482 | 316.4995 | 0.087778 | 0 | 0 | 0.17556 | 316.7556 | 0.088334 | 0 | 0 | 0.17667 | 317.0117 | 0.088889 | 0 | 0 | 0.17778 | 317.2677 | 0.089445 | 0 | 0 | 0.17889 | 317.6092 | 0.090185 | 0 | 0 | 0.18037 | 317.8652 | 0.090741 | 0 | 0 | 0.18148 | 318.0359 | 0.091111 | 0 | 0 | 0.18222 | 318.292 | 0.091666 | 0 | 0 | 0.18333 | 318.4627 | 0.092037 | 0 | 0 | 0.18407 | 318.7188 | 0.092592 | 0 | 0 | 0.18518 | 318.9749 | 0.093147 | 0 | 0 | 0.18629 | 319.1456 | 0.093518 | 0 | 0 | 0.18704 | 319.4016 | 0.094073 | 0 | 0 | 0.18815 | 319.6577 | 0.094628 | 0 | 0 | 0.18926 | 319.7431 | 0.094814 | 0 | 0 | 0.18963 | 319.9991 | 0.095369 | 0 | 0 | 0.19074 | 320.2552 | 0.095924 | 0 | 0 | 0.19185 | 320.4259 | 0.096295 | 0 | 0 | 0.19259 | 320.682 | 0.09685 | 0 | 0 | 0.1937 | 320.8527 | 0.09722 | 0 | 0 | 0.19444 | 321.0234 | 0.097591 | 0 | 0 | 0.19518
2017-04-05 14:00 | 281.0545 | 0.83771 |  | 295.1254 | 0.041418 | 0 | 0 | 0.082836 | 303.4187 | 0.059406 | 0 | 0 | 0.11881 | 310.2042 | 0.074124 | 0 | 0 | 0.14825 | 310.4555 | 0.074669 | 0 | 0 | 0.14934 | 310.623 | 0.075032 | 0 | 0 | 0.15006 | 310.8743 | 0.075577 | 0 | 0 | 0.15115 | 311.1257 | 0.076122 | 0 | 0 | 0.15224 | 311.377 | 0.076668 | 0 | 0 | 0.15334 | 311.7121 | 0.077394 | 0 | 0 | 0.15479 | 311.9634 | 0.077939 | 0 | 0 | 0.15588 | 312.1309 | 0.078303 | 0 | 0 | 0.15661 | 312.3822 | 0.078848 | 0 | 0 | 0.1577 | 312.5498 | 0.079211 | 0 | 0 | 0.15842 | 312.8011 | 0.079756 | 0 | 0 | 0.15951 | 313.0524 | 0.080302 | 0 | 0 | 0.1606 | 313.2199 | 0.080665 | 0 | 0 | 0.16133 | 313.4712 | 0.08121 | 0 | 0 | 0.16242 | 313.7226 | 0.081755 | 0 | 0 | 0.16351 | 313.8063 | 0.081937 | 0 | 0 | 0.16387 | 314.0576 | 0.082482 | 0 | 0 | 0.16496 | 314.309 | 0.083027 | 0 | 0 | 0.16605 | 314.4765 | 0.08339 | 0 | 0 | 0.16678 | 314.7278 | 0.083936 | 0 | 0 | 0.16787 | 314.8954 | 0.084299 | 0 | 0 | 0.1686 | 315.0629 | 0.084662 | 0 | 0 | 0.16932
2017-04-05 15:00 | 273.3988 | 0.81489 |  | 287.0864 | 0.023981 | 0 | 0 | 0.047963 | 295.1538 | 0.04148 | 0 | 0 | 0.082959 | 301.7544 | 0.055796 | 0 | 0 | 0.11159 | 301.9989 | 0.056327 | 0 | 0 | 0.11265 | 302.1619 | 0.05668 | 0 | 0 | 0.11336 | 302.4063 | 0.05721 | 0 | 0 | 0.11442 | 302.6508 | 0.057741 | 0 | 0 | 0.11548 | 302.8953 | 0.058271 | 0 | 0 | 0.11654 | 303.2212 | 0.058978 | 0 | 0 | 0.11796 | 303.4657 | 0.059508 | 0 | 0 | 0.11902 | 303.6287 | 0.059862 | 0 | 0 | 0.11972 | 303.8732 | 0.060392 | 0 | 0 | 0.12078 | 304.0361 | 0.060745 | 0 | 0 | 0.12149 | 304.2806 | 0.061276 | 0 | 0 | 0.12255 | 304.5251 | 0.061806 | 0 | 0 | 0.12361 | 304.688 | 0.062159 | 0 | 0 | 0.12432 | 304.9325 | 0.06269 | 0 | 0 | 0.12538 | 305.177 | 0.06322 | 0 | 0 | 0.12644 | 305.2585 | 0.063397 | 0 | 0 | 0.12679 | 305.5029 | 0.063927 | 0 | 0 | 0.12785 | 305.7474 | 0.064457 | 0 | 0 | 0.12891 | 305.9104 | 0.064811 | 0 | 0 | 0.12962 | 306.1549 | 0.065341 | 0 | 0 | 0.13068 | 306.3178 | 0.065694 | 0 | 0 | 0.13139 | 306.4808 | 0.066048 | 0 | 0 | 0.1321
2017-04-05 16:00 | 277.064 | 0.82582 |  | 290.9351 | 0.032329 | 0 | 0 | 0.064658 | 299.1107 | 0.050062 | 0 | 0 | 0.10012 | 305.7998 | 0.064571 | 0 | 0 | 0.12914 | 306.0475 | 0.065108 | 0 | 0 | 0.13022 | 306.2127 | 0.065466 | 0 | 0 | 0.13093 | 306.4604 | 0.066004 | 0 | 0 | 0.13201 | 306.7082 | 0.066541 | 0 | 0 | 0.13308 | 306.9559 | 0.067078 | 0 | 0 | 0.13416 | 307.2863 | 0.067795 | 0 | 0 | 0.13559 | 307.534 | 0.068332 | 0 | 0 | 0.13666 | 307.6992 | 0.06869 | 0 | 0 | 0.13738 | 307.9469 | 0.069228 | 0 | 0 | 0.13846 | 308.1121 | 0.069586 | 0 | 0 | 0.13917 | 308.3598 | 0.070123 | 0 | 0 | 0.14025 | 308.6076 | 0.070661 | 0 | 0 | 0.14132 | 308.7727 | 0.071019 | 0 | 0 | 0.14204 | 309.0205 | 0.071556 | 0 | 0 | 0.14311 | 309.2682 | 0.072094 | 0 | 0 | 0.14419 | 309.3508 | 0.072273 | 0 | 0 | 0.14455 | 309.5985 | 0.07281 | 0 | 0 | 0.14562 | 309.8463 | 0.073348 | 0 | 0 | 0.1467 | 310.0114 | 0.073706 | 0 | 0 | 0.14741 | 310.2592 | 0.074243 | 0 | 0 | 0.14849 | 310.4244 | 0.074601 | 0 | 0 | 0.1492 | 310.5895 | 0.07496 | 0 | 0 | 0.14992
2017-04-05 17:00 | 286.8805 | 0.85508 |  | 301.2431 | 0.054687 | 0 | 0 | 0.10937 | 309.7083 | 0.073048 | 0 | 0 | 0.1461 | 316.6344 | 0.088071 | 0 | 0 | 0.17614 | 316.891 | 0.088627 | 0 | 0 | 0.17725 | 317.062 | 0.088998 | 0 | 0 | 0.178 | 317.3185 | 0.089555 | 0 | 0 | 0.17911 | 317.575 | 0.090111 | 0 | 0 | 0.18022 | 317.8316 | 0.090668 | 0 | 0 | 0.18134 | 318.1736 | 0.091409 | 0 | 0 | 0.18282 | 318.4301 | 0.091966 | 0 | 0 | 0.18393 | 318.6011 | 0.092337 | 0 | 0 | 0.18467 | 318.8576 | 0.092893 | 0 | 0 | 0.18579 | 319.0287 | 0.093264 | 0 | 0 | 0.18653 | 319.2852 | 0.09382 | 0 | 0 | 0.18764 | 319.5417 | 0.094377 | 0 | 0 | 0.18875 | 319.7127 | 0.094748 | 0 | 0 | 0.1895 | 319.9692 | 0.095304 | 0 | 0 | 0.19061 | 320.2258 | 0.095861 | 0 | 0 | 0.19172 | 320.3113 | 0.096046 | 0 | 0 | 0.19209 | 320.5678 | 0.096602 | 0 | 0 | 0.1932 | 320.8243 | 0.097159 | 0 | 0 | 0.19432 | 320.9953 | 0.09753 | 0 | 0 | 0.19506 | 321.2519 | 0.098086 | 0 | 0 | 0.19617 | 321.4229 | 0.098457 | 0 | 0 | 0.19691 | 321.5939 | 0.098828 | 0 | 0 | 0.19766
2017-04-05 18:00 | 289.0572 | 0.86156 |  | 303.5287 | 0.059645 | 0 | 0 | 0.11929 | 312.0582 | 0.078145 | 0 | 0 | 0.15629 | 319.0369 | 0.093282 | 0 | 0 | 0.18656 | 319.2953 | 0.093842 | 0 | 0 | 0.18768 | 319.4676 | 0.094216 | 0 | 0 | 0.18843 | 319.7261 | 0.094777 | 0 | 0 | 0.18955 | 319.9846 | 0.095337 | 0 | 0 | 0.19067 | 320.243 | 0.095898 | 0 | 0 | 0.1918 | 320.5877 | 0.096646 | 0 | 0 | 0.19329 | 320.8461 | 0.097206 | 0 | 0 | 0.19441 | 321.0185 | 0.09758 | 0 | 0 | 0.19516 | 321.2769 | 0.098141 | 0 | 0 | 0.19628 | 321.4492 | 0.098514 | 0 | 0 | 0.19703 | 321.7077 | 0.099075 | 0 | 0 | 0.19815 | 321.9662 | 0.099636 | 0 | 0 | 0.19927 | 322.1385 | 0.10001 | 0 | 0 | 0.20002 | 322.397 | 0.10057 | 0 | 0 | 0.20114 | 322.6554 | 0.10113 | 0 | 0 | 0.20226 | 322.7416 | 0.10132 | 0 | 0 | 0.20263 | 323 | 0.10188 | 0 | 0 | 0.20376 | 323.2585 | 0.10244 | 0 | 0 | 0.20488 | 323.4308 | 0.10281 | 0 | 0 | 0.20562 | 323.6893 | 0.10337 | 0 | 0 | 0.20675 | 323.8616 | 0.10375 | 0 | 0 | 0.20749 | 324.0339 | 0.10412 | 0 | 0 | 0.20824
2017-04-05 19:00 | 286.8817 | 0.85508 |  | 301.2443 | 0.05469 | 0 | 0 | 0.10938 | 309.7096 | 0.073051 | 0 | 0 | 0.1461 | 316.6357 | 0.088074 | 0 | 0 | 0.17615 | 316.8923 | 0.08863 | 0 | 0 | 0.17726 | 317.0633 | 0.089001 | 0 | 0 | 0.178 | 317.3198 | 0.089558 | 0 | 0 | 0.17912 | 317.5763 | 0.090114 | 0 | 0 | 0.18023 | 317.8328 | 0.09067 | 0 | 0 | 0.18134 | 318.1749 | 0.091412 | 0 | 0 | 0.18282 | 318.4314 | 0.091969 | 0 | 0 | 0.18394 | 318.6024 | 0.09234 | 0 | 0 | 0.18468 | 318.8589 | 0.092896 | 0 | 0 | 0.18579 | 319.03 | 0.093267 | 0 | 0 | 0.18653 | 319.2865 | 0.093823 | 0 | 0 | 0.18765 | 319.543 | 0.09438 | 0 | 0 | 0.18876 | 319.714 | 0.094751 | 0 | 0 | 0.1895 | 319.9705 | 0.095307 | 0 | 0 | 0.19061 | 320.2271 | 0.095863 | 0 | 0 | 0.19173 | 320.3126 | 0.096049 | 0 | 0 | 0.1921 | 320.5691 | 0.096605 | 0 | 0 | 0.19321 | 320.8256 | 0.097162 | 0 | 0 | 0.19432 | 320.9966 | 0.097533 | 0 | 0 | 0.19507 | 321.2532 | 0.098089 | 0 | 0 | 0.19618 | 321.4242 | 0.09846 | 0 | 0 | 0.19692 | 321.5952 | 0.098831 | 0 | 0 | 0.19766
2017-04-05 20:00 | 287.3961 | 0.85661 |  | 301.7846 | 0.055862 | 0 | 0 | 0.11172 | 310.265 | 0.074256 | 0 | 0 | 0.14851 | 317.2036 | 0.089305 | 0 | 0 | 0.17861 | 317.4606 | 0.089863 | 0 | 0 | 0.17973 | 317.6319 | 0.090234 | 0 | 0 | 0.18047 | 317.8889 | 0.090792 | 0 | 0 | 0.18158 | 318.1459 | 0.091349 | 0 | 0 | 0.1827 | 318.4028 | 0.091907 | 0 | 0 | 0.18381 | 318.7455 | 0.09265 | 0 | 0 | 0.1853 | 319.0025 | 0.093207 | 0 | 0 | 0.18641 | 319.1738 | 0.093579 | 0 | 0 | 0.18716 | 319.4308 | 0.094136 | 0 | 0 | 0.18827 | 319.6021 | 0.094508 | 0 | 0 | 0.18902 | 319.8591 | 0.095065 | 0 | 0 | 0.19013 | 320.1161 | 0.095623 | 0 | 0 | 0.19125 | 320.2874 | 0.095994 | 0 | 0 | 0.19199 | 320.5444 | 0.096552 | 0 | 0 | 0.1931 | 320.8014 | 0.097109 | 0 | 0 | 0.19422 | 320.887 | 0.097295 | 0 | 0 | 0.19459 | 321.144 | 0.097852 | 0 | 0 | 0.1957 | 321.401 | 0.09841 | 0 | 0 | 0.19682 | 321.5723 | 0.098781 | 0 | 0 | 0.19756 | 321.8293 | 0.099339 | 0 | 0 | 0.19868 | 322.0006 | 0.09971 | 0 | 0 | 0.19942 | 322.1719 | 0.10008 | 0 | 0 | 0.20016
2017-04-05 21:00 | 289.6312 | 0.86327 |  | 304.1315 | 0.060952 | 0 | 0 | 0.1219 | 312.6779 | 0.079489 | 0 | 0 | 0.15898 | 319.6704 | 0.094656 | 0 | 0 | 0.18931 | 319.9294 | 0.095218 | 0 | 0 | 0.19044 | 320.102 | 0.095592 | 0 | 0 | 0.19118 | 320.361 | 0.096154 | 0 | 0 | 0.19231 | 320.62 | 0.096716 | 0 | 0 | 0.19343 | 320.879 | 0.097277 | 0 | 0 | 0.19455 | 321.2243 | 0.098026 | 0 | 0 | 0.19605 | 321.4833 | 0.098588 | 0 | 0 | 0.19718 | 321.6559 | 0.098963 | 0 | 0 | 0.19793 | 321.9149 | 0.099524 | 0 | 0 | 0.19905 | 322.0876 | 0.099899 | 0 | 0 | 0.1998 | 322.3466 | 0.10046 | 0 | 0 | 0.20092 | 322.6055 | 0.10102 | 0 | 0 | 0.20204 | 322.7782 | 0.1014 | 0 | 0 | 0.20279 | 323.0372 | 0.10196 | 0 | 0 | 0.20392 | 323.2962 | 0.10252 | 0 | 0 | 0.20504 | 323.3825 | 0.10271 | 0 | 0 | 0.20542 | 323.6415 | 0.10327 | 0 | 0 | 0.20654 | 323.9004 | 0.10383 | 0 | 0 | 0.20766 | 324.0731 | 0.10421 | 0 | 0 | 0.20841 | 324.3321 | 0.10477 | 0 | 0 | 0.20953 | 324.5047 | 0.10514 | 0 | 0 | 0.21028 | 324.6774 | 0.10552 | 0 | 0 | 0.21103
2017-04-05 22:00 | 291.2478 | 0.86809 |  | 305.829 | 0.064634 | 0 | 0 | 0.12927 | 314.4231 | 0.083275 | 0 | 0 | 0.16655 | 321.4547 | 0.098526 | 0 | 0 | 0.19705 | 321.7151 | 0.099091 | 0 | 0 | 0.19818 | 321.8887 | 0.099468 | 0 | 0 | 0.19894 | 322.1491 | 0.10003 | 0 | 0 | 0.20006 | 322.4096 | 0.1006 | 0 | 0 | 0.20119 | 322.67 | 0.10116 | 0 | 0 | 0.20232 | 323.0172 | 0.10192 | 0 | 0 | 0.20383 | 323.2777 | 0.10248 | 0 | 0 | 0.20496 | 323.4513 | 0.10286 | 0 | 0 | 0.20571 | 323.7117 | 0.10342 | 0 | 0 | 0.20684 | 323.8853 | 0.1038 | 0 | 0 | 0.2076 | 324.1457 | 0.10436 | 0 | 0 | 0.20873 | 324.4062 | 0.10493 | 0 | 0 | 0.20986 | 324.5798 | 0.1053 | 0 | 0 | 0.21061 | 324.8402 | 0.10587 | 0 | 0 | 0.21174 | 325.1006 | 0.10643 | 0 | 0 | 0.21287 | 325.1875 | 0.10662 | 0 | 0 | 0.21325 | 325.4479 | 0.10719 | 0 | 0 | 0.21437 | 325.7083 | 0.10775 | 0 | 0 | 0.2155 | 325.8819 | 0.10813 | 0 | 0 | 0.21626 | 326.1424 | 0.10869 | 0 | 0 | 0.21739 | 326.316 | 0.10907 | 0 | 0 | 0.21814 | 326.4896 | 0.10945 | 0 | 0 | 0.21889
2017-04-05 23:00 | 290.4675 | 0.86577 |  | 305.0097 | 0.062857 | 0 | 0 | 0.12571 | 313.5807 | 0.081448 | 0 | 0 | 0.1629 | 320.5935 | 0.096658 | 0 | 0 | 0.19332 | 320.8532 | 0.097221 | 0 | 0 | 0.19444 | 321.0263 | 0.097597 | 0 | 0 | 0.19519 | 321.2861 | 0.09816 | 0 | 0 | 0.19632 | 321.5458 | 0.098724 | 0 | 0 | 0.19745 | 321.8055 | 0.099287 | 0 | 0 | 0.19857 | 322.1518 | 0.10004 | 0 | 0 | 0.20008 | 322.4116 | 0.1006 | 0 | 0 | 0.2012 | 322.5847 | 0.10098 | 0 | 0 | 0.20195 | 322.8444 | 0.10154 | 0 | 0 | 0.20308 | 323.0176 | 0.10192 | 0 | 0 | 0.20383 | 323.2773 | 0.10248 | 0 | 0 | 0.20496 | 323.5371 | 0.10304 | 0 | 0 | 0.20609 | 323.7102 | 0.10342 | 0 | 0 | 0.20684 | 323.9699 | 0.10398 | 0 | 0 | 0.20796 | 324.2297 | 0.10455 | 0 | 0 | 0.20909 | 324.3163 | 0.10473 | 0 | 0 | 0.20947 | 324.576 | 0.1053 | 0 | 0 | 0.21059 | 324.8357 | 0.10586 | 0 | 0 | 0.21172 | 325.0089 | 0.10624 | 0 | 0 | 0.21247 | 325.2686 | 0.1068 | 0 | 0 | 0.2136 | 325.4417 | 0.10717 | 0 | 0 | 0.21435 | 325.6149 | 0.10755 | 0 | 0 | 0.2151
2017-04-06 | 288.3757 | 0.85953 |  | 302.8131 | 0.058093 | 0 | 0 | 0.11619 | 311.3225 | 0.076549 | 0 | 0 | 0.1531 | 318.2847 | 0.09165 | 0 | 0 | 0.1833 | 318.5426 | 0.09221 | 0 | 0 | 0.18442 | 318.7145 | 0.092583 | 0 | 0 | 0.18517 | 318.9723 | 0.093142 | 0 | 0 | 0.18628 | 319.2302 | 0.093701 | 0 | 0 | 0.1874 | 319.4881 | 0.094261 | 0 | 0 | 0.18852 | 319.8319 | 0.095006 | 0 | 0 | 0.19001 | 320.0897 | 0.095566 | 0 | 0 | 0.19113 | 320.2616 | 0.095938 | 0 | 0 | 0.19188 | 320.5195 | 0.096498 | 0 | 0 | 0.193 | 320.6914 | 0.096871 | 0 | 0 | 0.19374 | 320.9493 | 0.09743 | 0 | 0 | 0.19486 | 321.2071 | 0.097989 | 0 | 0 | 0.19598 | 321.379 | 0.098362 | 0 | 0 | 0.19672 | 321.6369 | 0.098921 | 0 | 0 | 0.19784 | 321.8947 | 0.099481 | 0 | 0 | 0.19896 | 321.9807 | 0.099667 | 0 | 0 | 0.19933 | 322.2386 | 0.10023 | 0 | 0 | 0.20045 | 322.4964 | 0.10079 | 0 | 0 | 0.20157 | 322.6683 | 0.10116 | 0 | 0 | 0.20232 | 322.9262 | 0.10172 | 0 | 0 | 0.20344 | 323.0981 | 0.10209 | 0 | 0 | 0.20418 | 323.27 | 0.10246 | 0 | 0 | 0.20493
2017-04-06 01:00 | 288.2096 | 0.85904 |  | 302.6387 | 0.057714 | 0 | 0 | 0.11543 | 311.1432 | 0.07616 | 0 | 0 | 0.15232 | 318.1014 | 0.091253 | 0 | 0 | 0.18251 | 318.3591 | 0.091812 | 0 | 0 | 0.18362 | 318.5309 | 0.092184 | 0 | 0 | 0.18437 | 318.7886 | 0.092743 | 0 | 0 | 0.18549 | 319.0463 | 0.093302 | 0 | 0 | 0.1866 | 319.304 | 0.093861 | 0 | 0 | 0.18772 | 319.6476 | 0.094607 | 0 | 0 | 0.18921 | 319.9053 | 0.095166 | 0 | 0 | 0.19033 | 320.0771 | 0.095538 | 0 | 0 | 0.19108 | 320.3348 | 0.096097 | 0 | 0 | 0.19219 | 320.5067 | 0.09647 | 0 | 0 | 0.19294 | 320.7644 | 0.097029 | 0 | 0 | 0.19406 | 321.0221 | 0.097588 | 0 | 0 | 0.19518 | 321.1939 | 0.09796 | 0 | 0 | 0.19592 | 321.4516 | 0.098519 | 0 | 0 | 0.19704 | 321.7093 | 0.099078 | 0 | 0 | 0.19816 | 321.7952 | 0.099265 | 0 | 0 | 0.19853 | 322.0529 | 0.099824 | 0 | 0 | 0.19965 | 322.3106 | 0.10038 | 0 | 0 | 0.20077 | 322.4824 | 0.10076 | 0 | 0 | 0.20151 | 322.7402 | 0.10131 | 0 | 0 | 0.20263 | 322.912 | 0.10169 | 0 | 0 | 0.20337 | 323.0838 | 0.10206 | 0 | 0 | 0.20412
2017-04-06 02:00 | 276.423 | 0.82391 |  | 290.2621 | 0.030869 | 0 | 0 | 0.061739 | 298.4187 | 0.048561 | 0 | 0 | 0.097122 | 305.0924 | 0.063036 | 0 | 0 | 0.12607 | 305.3395 | 0.063572 | 0 | 0 | 0.12714 | 305.5043 | 0.06393 | 0 | 0 | 0.12786 | 305.7515 | 0.064466 | 0 | 0 | 0.12893 | 305.9987 | 0.065002 | 0 | 0 | 0.13 | 306.2458 | 0.065538 | 0 | 0 | 0.13108 | 306.5754 | 0.066253 | 0 | 0 | 0.13251 | 306.8226 | 0.066789 | 0 | 0 | 0.13358 | 306.9873 | 0.067146 | 0 | 0 | 0.13429 | 307.2345 | 0.067683 | 0 | 0 | 0.13537 | 307.3993 | 0.06804 | 0 | 0 | 0.13608 | 307.6465 | 0.068576 | 0 | 0 | 0.13715 | 307.8936 | 0.069112 | 0 | 0 | 0.13822 | 308.0584 | 0.06947 | 0 | 0 | 0.13894 | 308.3056 | 0.070006 | 0 | 0 | 0.14001 | 308.5528 | 0.070542 | 0 | 0 | 0.14108 | 308.6352 | 0.070721 | 0 | 0 | 0.14144 | 308.8823 | 0.071257 | 0 | 0 | 0.14251 | 309.1295 | 0.071793 | 0 | 0 | 0.14359 | 309.2943 | 0.07215 | 0 | 0 | 0.1443 | 309.5415 | 0.072686 | 0 | 0 | 0.14537 | 309.7062 | 0.073044 | 0 | 0 | 0.14609 | 309.871 | 0.073401 | 0 | 0 | 0.1468
2017-04-06 03:00 | 285.6441 | 0.85139 |  | 299.9448 | 0.051871 | 0 | 0 | 0.10374 | 308.3736 | 0.070153 | 0 | 0 | 0.14031 | 315.2699 | 0.085111 | 0 | 0 | 0.17022 | 315.5253 | 0.085665 | 0 | 0 | 0.17133 | 315.6956 | 0.086035 | 0 | 0 | 0.17207 | 315.951 | 0.086589 | 0 | 0 | 0.17318 | 316.2064 | 0.087143 | 0 | 0 | 0.17429 | 316.4618 | 0.087697 | 0 | 0 | 0.17539 | 316.8024 | 0.088435 | 0 | 0 | 0.17687 | 317.0578 | 0.088989 | 0 | 0 | 0.17798 | 317.2281 | 0.089359 | 0 | 0 | 0.17872 | 317.4835 | 0.089913 | 0 | 0 | 0.17983 | 317.6537 | 0.090282 | 0 | 0 | 0.18056 | 317.9092 | 0.090836 | 0 | 0 | 0.18167 | 318.1646 | 0.09139 | 0 | 0 | 0.18278 | 318.3349 | 0.091759 | 0 | 0 | 0.18352 | 318.5903 | 0.092313 | 0 | 0 | 0.18463 | 318.8457 | 0.092867 | 0 | 0 | 0.18573 | 318.9308 | 0.093052 | 0 | 0 | 0.1861 | 319.1863 | 0.093606 | 0 | 0 | 0.18721 | 319.4417 | 0.09416 | 0 | 0 | 0.18832 | 319.6119 | 0.094529 | 0 | 0 | 0.18906 | 319.8674 | 0.095083 | 0 | 0 | 0.19017 | 320.0376 | 0.095453 | 0 | 0 | 0.19091 | 320.2079 | 0.095822 | 0 | 0 | 0.19164
2017-04-06 04:00 | 268.5073 | 0.80031 |  | 281.9501 | 0.012841 | 0 | 0 | 0.025681 | 289.8732 | 0.030026 | 0 | 0 | 0.060052 | 296.3557 | 0.044086 | 0 | 0 | 0.088173 | 296.5958 | 0.044607 | 0 | 0 | 0.089214 | 296.7559 | 0.044954 | 0 | 0 | 0.089909 | 296.996 | 0.045475 | 0 | 0 | 0.09095 | 297.2361 | 0.045996 | 0 | 0 | 0.091992 | 297.4761 | 0.046517 | 0 | 0 | 0.093033 | 297.7963 | 0.047211 | 0 | 0 | 0.094422 | 298.0364 | 0.047732 | 0 | 0 | 0.095464 | 298.1964 | 0.048079 | 0 | 0 | 0.096158 | 298.4365 | 0.0486 | 0 | 0 | 0.097199 | 298.5966 | 0.048947 | 0 | 0 | 0.097894 | 298.8367 | 0.049468 | 0 | 0 | 0.098935 | 299.0768 | 0.049988 | 0 | 0 | 0.099977 | 299.2368 | 0.050336 | 0 | 0 | 0.10067 | 299.4769 | 0.050856 | 0 | 0 | 0.10171 | 299.717 | 0.051377 | 0 | 0 | 0.10275 | 299.7971 | 0.051551 | 0 | 0 | 0.1031 | 300.0371 | 0.052072 | 0 | 0 | 0.10414 | 300.2772 | 0.052592 | 0 | 0 | 0.10518 | 300.4373 | 0.052939 | 0 | 0 | 0.10588 | 300.6774 | 0.05346 | 0 | 0 | 0.10692 | 300.8375 | 0.053807 | 0 | 0 | 0.10761 | 300.9975 | 0.054155 | 0 | 0 | 0.10831
2017-04-06 05:00 | 269.8828 | 0.80441 |  | 283.3944 | 0.015973 | 0 | 0 | 0.031947 | 291.358 | 0.033247 | 0 | 0 | 0.066493 | 297.8738 | 0.047379 | 0 | 0 | 0.094758 | 298.1151 | 0.047903 | 0 | 0 | 0.095805 | 298.276 | 0.048252 | 0 | 0 | 0.096503 | 298.5173 | 0.048775 | 0 | 0 | 0.09755 | 298.7586 | 0.049298 | 0 | 0 | 0.098597 | 299 | 0.049822 | 0 | 0 | 0.099644 | 299.3217 | 0.05052 | 0 | 0 | 0.10104 | 299.563 | 0.051043 | 0 | 0 | 0.10209 | 299.7239 | 0.051392 | 0 | 0 | 0.10278 | 299.9652 | 0.051916 | 0 | 0 | 0.10383 | 300.1261 | 0.052265 | 0 | 0 | 0.10453 | 300.3675 | 0.052788 | 0 | 0 | 0.10558 | 300.6088 | 0.053311 | 0 | 0 | 0.10662 | 300.7697 | 0.05366 | 0 | 0 | 0.10732 | 301.011 | 0.054184 | 0 | 0 | 0.10837 | 301.2523 | 0.054707 | 0 | 0 | 0.10941 | 301.3327 | 0.054882 | 0 | 0 | 0.10976 | 301.5741 | 0.055405 | 0 | 0 | 0.11081 | 301.8154 | 0.055929 | 0 | 0 | 0.11186 | 301.9763 | 0.056277 | 0 | 0 | 0.11255 | 302.2176 | 0.056801 | 0 | 0 | 0.1136 | 302.3785 | 0.05715 | 0 | 0 | 0.1143 | 302.5394 | 0.057499 | 0 | 0 | 0.115
2017-04-06 06:00 | 272.0621 | 0.81091 |  | 285.6828 | 0.020937 | 0 | 0 | 0.041874 | 293.7108 | 0.03835 | 0 | 0 | 0.076699 | 300.2791 | 0.052596 | 0 | 0 | 0.10519 | 300.5224 | 0.053124 | 0 | 0 | 0.10625 | 300.6846 | 0.053476 | 0 | 0 | 0.10695 | 300.9278 | 0.054003 | 0 | 0 | 0.10801 | 301.1711 | 0.054531 | 0 | 0 | 0.10906 | 301.4144 | 0.055059 | 0 | 0 | 0.11012 | 301.7387 | 0.055762 | 0 | 0 | 0.11152 | 301.982 | 0.05629 | 0 | 0 | 0.11258 | 302.1442 | 0.056642 | 0 | 0 | 0.11328 | 302.3875 | 0.057169 | 0 | 0 | 0.11434 | 302.5496 | 0.057521 | 0 | 0 | 0.11504 | 302.7929 | 0.058049 | 0 | 0 | 0.1161 | 303.0362 | 0.058576 | 0 | 0 | 0.11715 | 303.1984 | 0.058928 | 0 | 0 | 0.11786 | 303.4416 | 0.059456 | 0 | 0 | 0.11891 | 303.6849 | 0.059984 | 0 | 0 | 0.11997 | 303.766 | 0.060159 | 0 | 0 | 0.12032 | 304.0093 | 0.060687 | 0 | 0 | 0.12137 | 304.2526 | 0.061215 | 0 | 0 | 0.12243 | 304.4147 | 0.061566 | 0 | 0 | 0.12313 | 304.658 | 0.062094 | 0 | 0 | 0.12419 | 304.8202 | 0.062446 | 0 | 0 | 0.12489 | 304.9824 | 0.062798 | 0 | 0 | 0.1256
2017-04-06 07:00 | 268.506 | 0.80031 |  | 281.9487 | 0.012838 | 0 | 0 | 0.025675 | 289.8718 | 0.030023 | 0 | 0 | 0.060046 | 296.3543 | 0.044083 | 0 | 0 | 0.088167 | 296.5944 | 0.044604 | 0 | 0 | 0.089208 | 296.7544 | 0.044951 | 0 | 0 | 0.089903 | 296.9945 | 0.045472 | 0 | 0 | 0.090944 | 297.2346 | 0.045993 | 0 | 0 | 0.091986 | 297.4747 | 0.046514 | 0 | 0 | 0.093027 | 297.7948 | 0.047208 | 0 | 0 | 0.094416 | 298.0349 | 0.047729 | 0 | 0 | 0.095457 | 298.195 | 0.048076 | 0 | 0 | 0.096152 | 298.4351 | 0.048597 | 0 | 0 | 0.097193 | 298.5951 | 0.048944 | 0 | 0 | 0.097888 | 298.8352 | 0.049465 | 0 | 0 | 0.098929 | 299.0753 | 0.049985 | 0 | 0 | 0.099971 | 299.2354 | 0.050332 | 0 | 0 | 0.10066 | 299.4755 | 0.050853 | 0 | 0 | 0.10171 | 299.7156 | 0.051374 | 0 | 0 | 0.10275 | 299.7956 | 0.051548 | 0 | 0 | 0.1031 | 300.0357 | 0.052068 | 0 | 0 | 0.10414 | 300.2758 | 0.052589 | 0 | 0 | 0.10518 | 300.4358 | 0.052936 | 0 | 0 | 0.10587 | 300.6759 | 0.053457 | 0 | 0 | 0.10691 | 300.836 | 0.053804 | 0 | 0 | 0.10761 | 300.9961 | 0.054151 | 0 | 0 | 0.1083
2017-04-06 08:00 | 268.1973 | 0.79939 |  | 281.6246 | 0.012135 | 0 | 0 | 0.024269 | 289.5385 | 0.0293 | 0 | 0 | 0.0586 | 296.0135 | 0.043344 | 0 | 0 | 0.086689 | 296.2534 | 0.043864 | 0 | 0 | 0.087729 | 296.4132 | 0.044211 | 0 | 0 | 0.088422 | 296.6531 | 0.044731 | 0 | 0 | 0.089463 | 296.8929 | 0.045252 | 0 | 0 | 0.090503 | 297.1327 | 0.045772 | 0 | 0 | 0.091543 | 297.4524 | 0.046465 | 0 | 0 | 0.092931 | 297.6923 | 0.046985 | 0 | 0 | 0.093971 | 297.8521 | 0.047332 | 0 | 0 | 0.094664 | 298.092 | 0.047852 | 0 | 0 | 0.095705 | 298.2518 | 0.048199 | 0 | 0 | 0.096398 | 298.4916 | 0.048719 | 0 | 0 | 0.097439 | 298.7315 | 0.049239 | 0 | 0 | 0.098479 | 298.8913 | 0.049586 | 0 | 0 | 0.099173 | 299.1312 | 0.050106 | 0 | 0 | 0.10021 | 299.371 | 0.050627 | 0 | 0 | 0.10125 | 299.4509 | 0.0508 | 0 | 0 | 0.1016 | 299.6907 | 0.05132 | 0 | 0 | 0.10264 | 299.9305 | 0.05184 | 0 | 0 | 0.10368 | 300.0904 | 0.052187 | 0 | 0 | 0.10437 | 300.3302 | 0.052707 | 0 | 0 | 0.10541 | 300.4901 | 0.053054 | 0 | 0 | 0.10611 | 300.65 | 0.053401 | 0 | 0 | 0.1068
2017-04-06 09:00 | 273.86 | 0.81627 |  | 287.5707 | 0.025032 | 0 | 0 | 0.050064 | 295.6518 | 0.04256 | 0 | 0 | 0.085119 | 302.2635 | 0.056901 | 0 | 0 | 0.1138 | 302.5084 | 0.057432 | 0 | 0 | 0.11486 | 302.6717 | 0.057786 | 0 | 0 | 0.11557 | 302.9165 | 0.058317 | 0 | 0 | 0.11663 | 303.1614 | 0.058848 | 0 | 0 | 0.1177 | 303.4063 | 0.059379 | 0 | 0 | 0.11876 | 303.7328 | 0.060087 | 0 | 0 | 0.12017 | 303.9777 | 0.060619 | 0 | 0 | 0.12124 | 304.1409 | 0.060973 | 0 | 0 | 0.12195 | 304.3858 | 0.061504 | 0 | 0 | 0.12301 | 304.5491 | 0.061858 | 0 | 0 | 0.12372 | 304.7939 | 0.062389 | 0 | 0 | 0.12478 | 305.0388 | 0.06292 | 0 | 0 | 0.12584 | 305.2021 | 0.063274 | 0 | 0 | 0.12655 | 305.447 | 0.063805 | 0 | 0 | 0.12761 | 305.6918 | 0.064337 | 0 | 0 | 0.12867 | 305.7735 | 0.064514 | 0 | 0 | 0.12903 | 306.0183 | 0.065045 | 0 | 0 | 0.13009 | 306.2632 | 0.065576 | 0 | 0 | 0.13115 | 306.4265 | 0.06593 | 0 | 0 | 0.13186 | 306.6714 | 0.066461 | 0 | 0 | 0.13292 | 306.8346 | 0.066815 | 0 | 0 | 0.13363 | 306.9979 | 0.067169 | 0 | 0 | 0.13434
2017-04-06 10:00 | 275.7441 | 0.82188 |  | 289.5492 | 0.029323 | 0 | 0 | 0.058646 | 297.6858 | 0.046972 | 0 | 0 | 0.093943 | 304.3431 | 0.061411 | 0 | 0 | 0.12282 | 304.5897 | 0.061946 | 0 | 0 | 0.12389 | 304.754 | 0.062302 | 0 | 0 | 0.1246 | 305.0006 | 0.062837 | 0 | 0 | 0.12567 | 305.2472 | 0.063372 | 0 | 0 | 0.12674 | 305.4937 | 0.063907 | 0 | 0 | 0.12781 | 305.8225 | 0.06462 | 0 | 0 | 0.12924 | 306.069 | 0.065155 | 0 | 0 | 0.13031 | 306.2334 | 0.065511 | 0 | 0 | 0.13102 | 306.48 | 0.066046 | 0 | 0 | 0.13209 | 306.6444 | 0.066403 | 0 | 0 | 0.13281 | 306.8909 | 0.066937 | 0 | 0 | 0.13387 | 307.1375 | 0.067472 | 0 | 0 | 0.13494 | 307.3019 | 0.067829 | 0 | 0 | 0.13566 | 307.5484 | 0.068363 | 0 | 0 | 0.13673 | 307.795 | 0.068898 | 0 | 0 | 0.1378 | 307.8772 | 0.069077 | 0 | 0 | 0.13815 | 308.1237 | 0.069611 | 0 | 0 | 0.13922 | 308.3703 | 0.070146 | 0 | 0 | 0.14029 | 308.5347 | 0.070503 | 0 | 0 | 0.14101 | 308.7813 | 0.071037 | 0 | 0 | 0.14207 | 308.9456 | 0.071394 | 0 | 0 | 0.14279 | 309.11 | 0.071751 | 0 | 0 | 0.1435
2017-04-06 11:00 | 281.5316 | 0.83913 |  | 295.6264 | 0.042504 | 0 | 0 | 0.085009 | 303.9338 | 0.060523 | 0 | 0 | 0.12105 | 310.7307 | 0.075266 | 0 | 0 | 0.15053 | 310.9825 | 0.075812 | 0 | 0 | 0.15162 | 311.1503 | 0.076176 | 0 | 0 | 0.15235 | 311.402 | 0.076722 | 0 | 0 | 0.15344 | 311.6538 | 0.077268 | 0 | 0 | 0.15454 | 311.9055 | 0.077814 | 0 | 0 | 0.15563 | 312.2412 | 0.078542 | 0 | 0 | 0.15708 | 312.4929 | 0.079088 | 0 | 0 | 0.15818 | 312.6607 | 0.079452 | 0 | 0 | 0.1589 | 312.9125 | 0.079998 | 0 | 0 | 0.16 | 313.0803 | 0.080362 | 0 | 0 | 0.16072 | 313.332 | 0.080908 | 0 | 0 | 0.16182 | 313.5838 | 0.081454 | 0 | 0 | 0.16291 | 313.7516 | 0.081818 | 0 | 0 | 0.16364 | 314.0034 | 0.082364 | 0 | 0 | 0.16473 | 314.2551 | 0.08291 | 0 | 0 | 0.16582 | 314.339 | 0.083092 | 0 | 0 | 0.16618 | 314.5907 | 0.083638 | 0 | 0 | 0.16728 | 314.8425 | 0.084184 | 0 | 0 | 0.16837 | 315.0103 | 0.084548 | 0 | 0 | 0.1691 | 315.2621 | 0.085094 | 0 | 0 | 0.17019 | 315.4299 | 0.085458 | 0 | 0 | 0.17092 | 315.5977 | 0.085822 | 0 | 0 | 0.17164
2017-04-06 12:00 | 270.9819 | 0.80769 |  | 284.5485 | 0.018477 | 0 | 0 | 0.036953 | 292.5446 | 0.03582 | 0 | 0 | 0.07164 | 299.0869 | 0.05001 | 0 | 0 | 0.10002 | 299.3292 | 0.050536 | 0 | 0 | 0.10107 | 299.4908 | 0.050886 | 0 | 0 | 0.10177 | 299.7331 | 0.051412 | 0 | 0 | 0.10282 | 299.9754 | 0.051937 | 0 | 0 | 0.10387 | 300.2177 | 0.052463 | 0 | 0 | 0.10493 | 300.5407 | 0.053164 | 0 | 0 | 0.10633 | 300.7831 | 0.053689 | 0 | 0 | 0.10738 | 300.9446 | 0.05404 | 0 | 0 | 0.10808 | 301.1869 | 0.054565 | 0 | 0 | 0.10913 | 301.3484 | 0.054916 | 0 | 0 | 0.10983 | 301.5907 | 0.055441 | 0 | 0 | 0.11088 | 301.833 | 0.055967 | 0 | 0 | 0.11193 | 301.9946 | 0.056317 | 0 | 0 | 0.11263 | 302.2369 | 0.056843 | 0 | 0 | 0.11369 | 302.4792 | 0.057368 | 0 | 0 | 0.11474 | 302.56 | 0.057543 | 0 | 0 | 0.11509 | 302.8023 | 0.058069 | 0 | 0 | 0.11614 | 303.0446 | 0.058595 | 0 | 0 | 0.11719 | 303.2061 | 0.058945 | 0 | 0 | 0.11789 | 303.4484 | 0.059471 | 0 | 0 | 0.11894 | 303.61 | 0.059821 | 0 | 0 | 0.11964 | 303.7715 | 0.060171 | 0 | 0 | 0.12034
2017-04-06 13:00 | 270.6173 | 0.8066 |  | 284.1656 | 0.017646 | 0 | 0 | 0.035292 | 292.151 | 0.034966 | 0 | 0 | 0.069933 | 298.6845 | 0.049138 | 0 | 0 | 0.098275 | 298.9264 | 0.049662 | 0 | 0 | 0.099325 | 299.0878 | 0.050012 | 0 | 0 | 0.10002 | 299.3297 | 0.050537 | 0 | 0 | 0.10107 | 299.5717 | 0.051062 | 0 | 0 | 0.10212 | 299.8137 | 0.051587 | 0 | 0 | 0.10317 | 300.1363 | 0.052287 | 0 | 0 | 0.10457 | 300.3783 | 0.052812 | 0 | 0 | 0.10562 | 300.5396 | 0.053161 | 0 | 0 | 0.10632 | 300.7816 | 0.053686 | 0 | 0 | 0.10737 | 300.9429 | 0.054036 | 0 | 0 | 0.10807 | 301.1849 | 0.054561 | 0 | 0 | 0.10912 | 301.4269 | 0.055086 | 0 | 0 | 0.11017 | 301.5882 | 0.055436 | 0 | 0 | 0.11087 | 301.8302 | 0.055961 | 0 | 0 | 0.11192 | 302.0722 | 0.056485 | 0 | 0 | 0.11297 | 302.1528 | 0.05666 | 0 | 0 | 0.11332 | 302.3948 | 0.057185 | 0 | 0 | 0.11437 | 302.6368 | 0.05771 | 0 | 0 | 0.11542 | 302.7981 | 0.05806 | 0 | 0 | 0.11612 | 303.0401 | 0.058585 | 0 | 0 | 0.11717 | 303.2014 | 0.058935 | 0 | 0 | 0.11787 | 303.3627 | 0.059285 | 0 | 0 | 0.11857
2017-04-06 14:00 | 279.0411 | 0.83171 |  | 293.0112 | 0.036832 | 0 | 0 | 0.073664 | 301.2451 | 0.054692 | 0 | 0 | 0.10938 | 307.982 | 0.069304 | 0 | 0 | 0.13861 | 308.2315 | 0.069845 | 0 | 0 | 0.13969 | 308.3978 | 0.070206 | 0 | 0 | 0.14041 | 308.6473 | 0.070747 | 0 | 0 | 0.14149 | 308.8968 | 0.071288 | 0 | 0 | 0.14258 | 309.1463 | 0.071829 | 0 | 0 | 0.14366 | 309.479 | 0.072551 | 0 | 0 | 0.1451 | 309.7285 | 0.073092 | 0 | 0 | 0.14618 | 309.8949 | 0.073453 | 0 | 0 | 0.14691 | 310.1444 | 0.073994 | 0 | 0 | 0.14799 | 310.3107 | 0.074355 | 0 | 0 | 0.14871 | 310.5602 | 0.074896 | 0 | 0 | 0.14979 | 310.8098 | 0.075437 | 0 | 0 | 0.15087 | 310.9761 | 0.075798 | 0 | 0 | 0.1516 | 311.2256 | 0.076339 | 0 | 0 | 0.15268 | 311.4751 | 0.07688 | 0 | 0 | 0.15376 | 311.5583 | 0.077061 | 0 | 0 | 0.15412 | 311.8078 | 0.077602 | 0 | 0 | 0.1552 | 312.0573 | 0.078143 | 0 | 0 | 0.15629 | 312.2237 | 0.078504 | 0 | 0 | 0.15701 | 312.4732 | 0.079045 | 0 | 0 | 0.15809 | 312.6395 | 0.079406 | 0 | 0 | 0.15881 | 312.8059 | 0.079767 | 0 | 0 | 0.15953
2017-04-06 15:00 | 271.2751 | 0.80856 |  | 284.8564 | 0.019144 | 0 | 0 | 0.038289 | 292.8611 | 0.036507 | 0 | 0 | 0.073014 | 299.4105 | 0.050712 | 0 | 0 | 0.10142 | 299.6531 | 0.051238 | 0 | 0 | 0.10248 | 299.8148 | 0.051589 | 0 | 0 | 0.10318 | 300.0573 | 0.052115 | 0 | 0 | 0.10423 | 300.2999 | 0.052641 | 0 | 0 | 0.10528 | 300.5425 | 0.053168 | 0 | 0 | 0.10634 | 300.8659 | 0.053869 | 0 | 0 | 0.10774 | 301.1085 | 0.054395 | 0 | 0 | 0.10879 | 301.2702 | 0.054746 | 0 | 0 | 0.10949 | 301.5128 | 0.055272 | 0 | 0 | 0.11054 | 301.6745 | 0.055623 | 0 | 0 | 0.11125 | 301.917 | 0.056149 | 0 | 0 | 0.1123 | 302.1596 | 0.056675 | 0 | 0 | 0.11335 | 302.3213 | 0.057026 | 0 | 0 | 0.11405 | 302.5639 | 0.057552 | 0 | 0 | 0.1151 | 302.8065 | 0.058078 | 0 | 0 | 0.11616 | 302.8873 | 0.058254 | 0 | 0 | 0.11651 | 303.1299 | 0.05878 | 0 | 0 | 0.11756 | 303.3725 | 0.059306 | 0 | 0 | 0.11861 | 303.5342 | 0.059657 | 0 | 0 | 0.11931 | 303.7767 | 0.060183 | 0 | 0 | 0.12037 | 303.9384 | 0.060533 | 0 | 0 | 0.12107 | 304.1002 | 0.060884 | 0 | 0 | 0.12177
2017-04-06 16:00 | 268.6368 | 0.8007 |  | 282.0861 | 0.013136 | 0 | 0 | 0.026271 | 290.013 | 0.030329 | 0 | 0 | 0.060658 | 296.4986 | 0.044396 | 0 | 0 | 0.088793 | 296.7389 | 0.044918 | 0 | 0 | 0.089835 | 296.899 | 0.045265 | 0 | 0 | 0.09053 | 297.1392 | 0.045786 | 0 | 0 | 0.091572 | 297.3794 | 0.046307 | 0 | 0 | 0.092614 | 297.6196 | 0.046828 | 0 | 0 | 0.093656 | 297.9399 | 0.047523 | 0 | 0 | 0.095045 | 298.1801 | 0.048044 | 0 | 0 | 0.096087 | 298.3402 | 0.048391 | 0 | 0 | 0.096782 | 298.5805 | 0.048912 | 0 | 0 | 0.097824 | 298.7406 | 0.049259 | 0 | 0 | 0.098519 | 298.9808 | 0.04978 | 0 | 0 | 0.099561 | 299.221 | 0.050301 | 0 | 0 | 0.1006 | 299.3812 | 0.050649 | 0 | 0 | 0.1013 | 299.6214 | 0.05117 | 0 | 0 | 0.10234 | 299.8616 | 0.051691 | 0 | 0 | 0.10338 | 299.9416 | 0.051864 | 0 | 0 | 0.10373 | 300.1819 | 0.052385 | 0 | 0 | 0.10477 | 300.4221 | 0.052906 | 0 | 0 | 0.10581 | 300.5822 | 0.053254 | 0 | 0 | 0.10651 | 300.8224 | 0.053775 | 0 | 0 | 0.10755 | 300.9826 | 0.054122 | 0 | 0 | 0.10824 | 301.1427 | 0.054469 | 0 | 0 | 0.10894
2017-04-06 17:00 | 278.1628 | 0.82909 |  | 292.0889 | 0.034832 | 0 | 0 | 0.069664 | 300.2969 | 0.052635 | 0 | 0 | 0.10527 | 307.0126 | 0.067201 | 0 | 0 | 0.1344 | 307.2613 | 0.067741 | 0 | 0 | 0.13548 | 307.4271 | 0.0681 | 0 | 0 | 0.1362 | 307.6758 | 0.06864 | 0 | 0 | 0.13728 | 307.9246 | 0.069179 | 0 | 0 | 0.13836 | 308.1733 | 0.069719 | 0 | 0 | 0.13944 | 308.5049 | 0.070438 | 0 | 0 | 0.14088 | 308.7536 | 0.070978 | 0 | 0 | 0.14196 | 308.9195 | 0.071337 | 0 | 0 | 0.14267 | 309.1682 | 0.071877 | 0 | 0 | 0.14375 | 309.334 | 0.072236 | 0 | 0 | 0.14447 | 309.5827 | 0.072776 | 0 | 0 | 0.14555 | 309.8315 | 0.073315 | 0 | 0 | 0.14663 | 309.9973 | 0.073675 | 0 | 0 | 0.14735 | 310.246 | 0.074215 | 0 | 0 | 0.14843 | 310.4947 | 0.074754 | 0 | 0 | 0.14951 | 310.5776 | 0.074934 | 0 | 0 | 0.14987 | 310.8264 | 0.075473 | 0 | 0 | 0.15095 | 311.0751 | 0.076013 | 0 | 0 | 0.15203 | 311.2409 | 0.076372 | 0 | 0 | 0.15274 | 311.4896 | 0.076912 | 0 | 0 | 0.15382 | 311.6555 | 0.077272 | 0 | 0 | 0.15454 | 311.8213 | 0.077631 | 0 | 0 | 0.15526
2017-04-06 18:00 | 274.4565 | 0.81804 |  | 288.1971 | 0.02639 | 0 | 0 | 0.052781 | 296.2957 | 0.043956 | 0 | 0 | 0.087913 | 302.9219 | 0.058329 | 0 | 0 | 0.11666 | 303.1673 | 0.058861 | 0 | 0 | 0.11772 | 303.3309 | 0.059216 | 0 | 0 | 0.11843 | 303.5763 | 0.059748 | 0 | 0 | 0.1195 | 303.8218 | 0.06028 | 0 | 0 | 0.12056 | 304.0672 | 0.060813 | 0 | 0 | 0.12163 | 304.3944 | 0.061522 | 0 | 0 | 0.12304 | 304.6398 | 0.062055 | 0 | 0 | 0.12411 | 304.8034 | 0.06241 | 0 | 0 | 0.12482 | 305.0488 | 0.062942 | 0 | 0 | 0.12588 | 305.2124 | 0.063297 | 0 | 0 | 0.12659 | 305.4578 | 0.063829 | 0 | 0 | 0.12766 | 305.7033 | 0.064361 | 0 | 0 | 0.12872 | 305.8669 | 0.064716 | 0 | 0 | 0.12943 | 306.1123 | 0.065248 | 0 | 0 | 0.1305 | 306.3577 | 0.065781 | 0 | 0 | 0.13156 | 306.4395 | 0.065958 | 0 | 0 | 0.13192 | 306.6849 | 0.06649 | 0 | 0 | 0.13298 | 306.9303 | 0.067023 | 0 | 0 | 0.13405 | 307.0939 | 0.067378 | 0 | 0 | 0.13476 | 307.3393 | 0.06791 | 0 | 0 | 0.13582 | 307.503 | 0.068265 | 0 | 0 | 0.13653 | 307.6666 | 0.06862 | 0 | 0 | 0.13724
2017-04-06 19:00 | 278.8226 | 0.83106 |  | 292.7818 | 0.036335 | 0 | 0 | 0.072669 | 301.0093 | 0.05418 | 0 | 0 | 0.10836 | 307.7409 | 0.068781 | 0 | 0 | 0.13756 | 307.9902 | 0.069322 | 0 | 0 | 0.13864 | 308.1564 | 0.069682 | 0 | 0 | 0.13936 | 308.4057 | 0.070223 | 0 | 0 | 0.14045 | 308.655 | 0.070764 | 0 | 0 | 0.14153 | 308.9043 | 0.071304 | 0 | 0 | 0.14261 | 309.2368 | 0.072025 | 0 | 0 | 0.14405 | 309.4861 | 0.072566 | 0 | 0 | 0.14513 | 309.6523 | 0.072927 | 0 | 0 | 0.14585 | 309.9016 | 0.073468 | 0 | 0 | 0.14694 | 310.0678 | 0.073828 | 0 | 0 | 0.14766 | 310.3171 | 0.074369 | 0 | 0 | 0.14874 | 310.5665 | 0.07491 | 0 | 0 | 0.14982 | 310.7327 | 0.07527 | 0 | 0 | 0.15054 | 310.982 | 0.075811 | 0 | 0 | 0.15162 | 311.2313 | 0.076352 | 0 | 0 | 0.1527 | 311.3144 | 0.076532 | 0 | 0 | 0.15306 | 311.5637 | 0.077073 | 0 | 0 | 0.15415 | 311.813 | 0.077613 | 0 | 0 | 0.15523 | 311.9793 | 0.077974 | 0 | 0 | 0.15595 | 312.2286 | 0.078515 | 0 | 0 | 0.15703 | 312.3948 | 0.078875 | 0 | 0 | 0.15775 | 312.561 | 0.079236 | 0 | 0 | 0.15847
2017-04-06 20:00 | 281.3133 | 0.83848 |  | 295.3971 | 0.042007 | 0 | 0 | 0.084015 | 303.6981 | 0.060012 | 0 | 0 | 0.12002 | 310.4898 | 0.074743 | 0 | 0 | 0.14949 | 310.7414 | 0.075289 | 0 | 0 | 0.15058 | 310.9091 | 0.075653 | 0 | 0 | 0.15131 | 311.1606 | 0.076198 | 0 | 0 | 0.1524 | 311.4121 | 0.076744 | 0 | 0 | 0.15349 | 311.6637 | 0.077289 | 0 | 0 | 0.15458 | 311.9991 | 0.078017 | 0 | 0 | 0.15603 | 312.2506 | 0.078563 | 0 | 0 | 0.15713 | 312.4183 | 0.078926 | 0 | 0 | 0.15785 | 312.6699 | 0.079472 | 0 | 0 | 0.15894 | 312.8376 | 0.079836 | 0 | 0 | 0.15967 | 313.0891 | 0.080381 | 0 | 0 | 0.16076 | 313.3407 | 0.080927 | 0 | 0 | 0.16185 | 313.5083 | 0.081291 | 0 | 0 | 0.16258 | 313.7599 | 0.081836 | 0 | 0 | 0.16367 | 314.0114 | 0.082382 | 0 | 0 | 0.16476 | 314.0953 | 0.082564 | 0 | 0 | 0.16513 | 314.3468 | 0.083109 | 0 | 0 | 0.16622 | 314.5984 | 0.083655 | 0 | 0 | 0.16731 | 314.7661 | 0.084019 | 0 | 0 | 0.16804 | 315.0176 | 0.084564 | 0 | 0 | 0.16913 | 315.1853 | 0.084928 | 0 | 0 | 0.16986 | 315.353 | 0.085292 | 0 | 0 | 0.17058
2017-04-06 21:00 | 288.6297 | 0.86029 |  | 303.0798 | 0.058671 | 0 | 0 | 0.11734 | 311.5967 | 0.077144 | 0 | 0 | 0.15429 | 318.565 | 0.092258 | 0 | 0 | 0.18452 | 318.8231 | 0.092818 | 0 | 0 | 0.18564 | 318.9952 | 0.093191 | 0 | 0 | 0.18638 | 319.2533 | 0.093751 | 0 | 0 | 0.1875 | 319.5114 | 0.094311 | 0 | 0 | 0.18862 | 319.7694 | 0.094871 | 0 | 0 | 0.18974 | 320.1136 | 0.095617 | 0 | 0 | 0.19123 | 320.3716 | 0.096177 | 0 | 0 | 0.19235 | 320.5437 | 0.09655 | 0 | 0 | 0.1931 | 320.8018 | 0.09711 | 0 | 0 | 0.19422 | 320.9738 | 0.097483 | 0 | 0 | 0.19497 | 321.2319 | 0.098043 | 0 | 0 | 0.19609 | 321.49 | 0.098603 | 0 | 0 | 0.19721 | 321.6621 | 0.098976 | 0 | 0 | 0.19795 | 321.9202 | 0.099536 | 0 | 0 | 0.19907 | 322.1783 | 0.1001 | 0 | 0 | 0.20019 | 322.2643 | 0.10028 | 0 | 0 | 0.20056 | 322.5224 | 0.10084 | 0 | 0 | 0.20168 | 322.7805 | 0.1014 | 0 | 0 | 0.2028 | 322.9525 | 0.10177 | 0 | 0 | 0.20355 | 323.2106 | 0.10233 | 0 | 0 | 0.20467 | 323.3827 | 0.10271 | 0 | 0 | 0.20542 | 323.5547 | 0.10308 | 0 | 0 | 0.20616
2017-04-06 22:00 | 286.8831 | 0.85508 |  | 301.2458 | 0.054693 | 0 | 0 | 0.10939 | 309.7111 | 0.073054 | 0 | 0 | 0.14611 | 316.6373 | 0.088077 | 0 | 0 | 0.17615 | 316.8938 | 0.088634 | 0 | 0 | 0.17727 | 317.0648 | 0.089005 | 0 | 0 | 0.17801 | 317.3213 | 0.089561 | 0 | 0 | 0.17912 | 317.5779 | 0.090117 | 0 | 0 | 0.18023 | 317.8344 | 0.090674 | 0 | 0 | 0.18135 | 318.1764 | 0.091416 | 0 | 0 | 0.18283 | 318.4329 | 0.091972 | 0 | 0 | 0.18394 | 318.604 | 0.092343 | 0 | 0 | 0.18469 | 318.8605 | 0.092899 | 0 | 0 | 0.1858 | 319.0315 | 0.09327 | 0 | 0 | 0.18654 | 319.288 | 0.093827 | 0 | 0 | 0.18765 | 319.5446 | 0.094383 | 0 | 0 | 0.18877 | 319.7156 | 0.094754 | 0 | 0 | 0.18951 | 319.9721 | 0.09531 | 0 | 0 | 0.19062 | 320.2286 | 0.095867 | 0 | 0 | 0.19173 | 320.3141 | 0.096052 | 0 | 0 | 0.1921 | 320.5707 | 0.096609 | 0 | 0 | 0.19322 | 320.8272 | 0.097165 | 0 | 0 | 0.19433 | 320.9982 | 0.097536 | 0 | 0 | 0.19507 | 321.2547 | 0.098092 | 0 | 0 | 0.19618 | 321.4257 | 0.098463 | 0 | 0 | 0.19693 | 321.5968 | 0.098834 | 0 | 0 | 0.19767
2017-04-06 23:00 | 279.9958 | 0.83455 |  | 294.0137 | 0.039007 | 0 | 0 | 0.078013 | 302.2758 | 0.056927 | 0 | 0 | 0.11385 | 309.0357 | 0.071589 | 0 | 0 | 0.14318 | 309.2861 | 0.072132 | 0 | 0 | 0.14426 | 309.453 | 0.072494 | 0 | 0 | 0.14499 | 309.7034 | 0.073038 | 0 | 0 | 0.14608 | 309.9537 | 0.073581 | 0 | 0 | 0.14716 | 310.2041 | 0.074124 | 0 | 0 | 0.14825 | 310.5379 | 0.074848 | 0 | 0 | 0.1497 | 310.7883 | 0.075391 | 0 | 0 | 0.15078 | 310.9552 | 0.075753 | 0 | 0 | 0.15151 | 311.2056 | 0.076296 | 0 | 0 | 0.15259 | 311.3725 | 0.076658 | 0 | 0 | 0.15332 | 311.6228 | 0.077201 | 0 | 0 | 0.1544 | 311.8732 | 0.077744 | 0 | 0 | 0.15549 | 312.0401 | 0.078106 | 0 | 0 | 0.15621 | 312.2905 | 0.078649 | 0 | 0 | 0.1573 | 312.5408 | 0.079192 | 0 | 0 | 0.15838 | 312.6243 | 0.079373 | 0 | 0 | 0.15875 | 312.8747 | 0.079916 | 0 | 0 | 0.15983 | 313.125 | 0.080459 | 0 | 0 | 0.16092 | 313.2919 | 0.080821 | 0 | 0 | 0.16164 | 313.5423 | 0.081364 | 0 | 0 | 0.16273 | 313.7092 | 0.081726 | 0 | 0 | 0.16345 | 313.8761 | 0.082088 | 0 | 0 | 0.16418
2017-04-07 | 277.8333 | 0.82811 |  | 291.743 | 0.034081 | 0 | 0 | 0.068163 | 299.9413 | 0.051864 | 0 | 0 | 0.10373 | 306.6489 | 0.066412 | 0 | 0 | 0.13282 | 306.8974 | 0.066951 | 0 | 0 | 0.1339 | 307.063 | 0.067311 | 0 | 0 | 0.13462 | 307.3114 | 0.067849 | 0 | 0 | 0.1357 | 307.5599 | 0.068388 | 0 | 0 | 0.13678 | 307.8083 | 0.068927 | 0 | 0 | 0.13785 | 308.1395 | 0.069646 | 0 | 0 | 0.13929 | 308.388 | 0.070184 | 0 | 0 | 0.14037 | 308.5536 | 0.070544 | 0 | 0 | 0.14109 | 308.802 | 0.071083 | 0 | 0 | 0.14217 | 308.9676 | 0.071442 | 0 | 0 | 0.14288 | 309.2161 | 0.071981 | 0 | 0 | 0.14396 | 309.4645 | 0.072519 | 0 | 0 | 0.14504 | 309.6301 | 0.072879 | 0 | 0 | 0.14576 | 309.8786 | 0.073418 | 0 | 0 | 0.14684 | 310.127 | 0.073956 | 0 | 0 | 0.14791 | 310.2098 | 0.074136 | 0 | 0 | 0.14827 | 310.4582 | 0.074675 | 0 | 0 | 0.14935 | 310.7067 | 0.075214 | 0 | 0 | 0.15043 | 310.8723 | 0.075573 | 0 | 0 | 0.15115 | 311.1207 | 0.076112 | 0 | 0 | 0.15222 | 311.2864 | 0.076471 | 0 | 0 | 0.15294 | 311.452 | 0.07683 | 0 | 0 | 0.15366
2017-04-07 01:00 | 284.6106 | 0.84831 |  | 298.8595 | 0.049517 | 0 | 0 | 0.099034 | 307.2578 | 0.067733 | 0 | 0 | 0.13547 | 314.1291 | 0.082637 | 0 | 0 | 0.16527 | 314.3836 | 0.083189 | 0 | 0 | 0.16638 | 314.5533 | 0.083557 | 0 | 0 | 0.16711 | 314.8077 | 0.084109 | 0 | 0 | 0.16822 | 315.0622 | 0.084661 | 0 | 0 | 0.16932 | 315.3167 | 0.085213 | 0 | 0 | 0.17043 | 315.6561 | 0.085949 | 0 | 0 | 0.1719 | 315.9105 | 0.086501 | 0 | 0 | 0.173 | 316.0802 | 0.086869 | 0 | 0 | 0.17374 | 316.3347 | 0.087421 | 0 | 0 | 0.17484 | 316.5044 | 0.087789 | 0 | 0 | 0.17558 | 316.7589 | 0.088341 | 0 | 0 | 0.17668 | 317.0134 | 0.088893 | 0 | 0 | 0.17779 | 317.183 | 0.089261 | 0 | 0 | 0.17852 | 317.4375 | 0.089813 | 0 | 0 | 0.17963 | 317.692 | 0.090365 | 0 | 0 | 0.18073 | 317.7768 | 0.090549 | 0 | 0 | 0.1811 | 318.0313 | 0.091101 | 0 | 0 | 0.1822 | 318.2858 | 0.091653 | 0 | 0 | 0.18331 | 318.4555 | 0.092021 | 0 | 0 | 0.18404 | 318.71 | 0.092573 | 0 | 0 | 0.18515 | 318.8796 | 0.092941 | 0 | 0 | 0.18588 | 319.0493 | 0.093309 | 0 | 0 | 0.18662
2017-04-07 02:00 | 286.8072 | 0.85486 |  | 301.1661 | 0.05452 | 0 | 0 | 0.10904 | 309.6292 | 0.072877 | 0 | 0 | 0.14575 | 316.5536 | 0.087896 | 0 | 0 | 0.17579 | 316.81 | 0.088452 | 0 | 0 | 0.1769 | 316.981 | 0.088823 | 0 | 0 | 0.17765 | 317.2374 | 0.089379 | 0 | 0 | 0.17876 | 317.4939 | 0.089935 | 0 | 0 | 0.17987 | 317.7504 | 0.090491 | 0 | 0 | 0.18098 | 318.0923 | 0.091233 | 0 | 0 | 0.18247 | 318.3488 | 0.091789 | 0 | 0 | 0.18358 | 318.5197 | 0.09216 | 0 | 0 | 0.18432 | 318.7762 | 0.092716 | 0 | 0 | 0.18543 | 318.9472 | 0.093087 | 0 | 0 | 0.18617 | 319.2036 | 0.093644 | 0 | 0 | 0.18729 | 319.4601 | 0.0942 | 0 | 0 | 0.1884 | 319.631 | 0.094571 | 0 | 0 | 0.18914 | 319.8875 | 0.095127 | 0 | 0 | 0.19025 | 320.144 | 0.095683 | 0 | 0 | 0.19137 | 320.2294 | 0.095869 | 0 | 0 | 0.19174 | 320.4859 | 0.096425 | 0 | 0 | 0.19285 | 320.7424 | 0.096981 | 0 | 0 | 0.19396 | 320.9133 | 0.097352 | 0 | 0 | 0.1947 | 321.1698 | 0.097908 | 0 | 0 | 0.19582 | 321.3408 | 0.098279 | 0 | 0 | 0.19656 | 321.5117 | 0.09865 | 0 | 0 | 0.1973
2017-04-07 03:00 | 287.7627 | 0.8577 |  | 302.1695 | 0.056696 | 0 | 0 | 0.11339 | 310.6607 | 0.075114 | 0 | 0 | 0.15023 | 317.6081 | 0.090183 | 0 | 0 | 0.18037 | 317.8655 | 0.090741 | 0 | 0 | 0.18148 | 318.037 | 0.091113 | 0 | 0 | 0.18223 | 318.2943 | 0.091671 | 0 | 0 | 0.18334 | 318.5516 | 0.092229 | 0 | 0 | 0.18446 | 318.8089 | 0.092788 | 0 | 0 | 0.18558 | 319.152 | 0.093532 | 0 | 0 | 0.18706 | 319.4093 | 0.09409 | 0 | 0 | 0.18818 | 319.5809 | 0.094462 | 0 | 0 | 0.18892 | 319.8382 | 0.09502 | 0 | 0 | 0.19004 | 320.0097 | 0.095392 | 0 | 0 | 0.19078 | 320.267 | 0.09595 | 0 | 0 | 0.1919 | 320.5243 | 0.096508 | 0 | 0 | 0.19302 | 320.6959 | 0.09688 | 0 | 0 | 0.19376 | 320.9532 | 0.097438 | 0 | 0 | 0.19488 | 321.2105 | 0.097997 | 0 | 0 | 0.19599 | 321.2963 | 0.098183 | 0 | 0 | 0.19637 | 321.5536 | 0.098741 | 0 | 0 | 0.19748 | 321.8109 | 0.099299 | 0 | 0 | 0.1986 | 321.9824 | 0.099671 | 0 | 0 | 0.19934 | 322.2398 | 0.10023 | 0 | 0 | 0.20046 | 322.4113 | 0.1006 | 0 | 0 | 0.2012 | 322.5828 | 0.10097 | 0 | 0 | 0.20195
2017-04-07 04:00 | 290.6204 | 0.86622 |  | 305.1702 | 0.063205 | 0 | 0 | 0.12641 | 313.7458 | 0.081806 | 0 | 0 | 0.16361 | 320.7622 | 0.097024 | 0 | 0 | 0.19405 | 321.0221 | 0.097588 | 0 | 0 | 0.19518 | 321.1953 | 0.097964 | 0 | 0 | 0.19593 | 321.4552 | 0.098527 | 0 | 0 | 0.19705 | 321.7151 | 0.099091 | 0 | 0 | 0.19818 | 321.9749 | 0.099655 | 0 | 0 | 0.19931 | 322.3214 | 0.10041 | 0 | 0 | 0.20081 | 322.5813 | 0.10097 | 0 | 0 | 0.20194 | 322.7545 | 0.10135 | 0 | 0 | 0.20269 | 323.0144 | 0.10191 | 0 | 0 | 0.20382 | 323.1876 | 0.10228 | 0 | 0 | 0.20457 | 323.4475 | 0.10285 | 0 | 0 | 0.2057 | 323.7074 | 0.10341 | 0 | 0 | 0.20682 | 323.8806 | 0.10379 | 0 | 0 | 0.20758 | 324.1405 | 0.10435 | 0 | 0 | 0.2087 | 324.4003 | 0.10492 | 0 | 0 | 0.20983 | 324.487 | 0.1051 | 0 | 0 | 0.21021 | 324.7468 | 0.10567 | 0 | 0 | 0.21133 | 325.0067 | 0.10623 | 0 | 0 | 0.21246 | 325.1799 | 0.10661 | 0 | 0 | 0.21321 | 325.4398 | 0.10717 | 0 | 0 | 0.21434 | 325.6131 | 0.10755 | 0 | 0 | 0.21509 | 325.7863 | 0.10792 | 0 | 0 | 0.21584
2017-04-07 05:00 | 288.9321 | 0.86119 |  | 303.3974 | 0.05936 | 0 | 0 | 0.11872 | 311.9232 | 0.077852 | 0 | 0 | 0.1557 | 318.8989 | 0.092983 | 0 | 0 | 0.18597 | 319.1572 | 0.093543 | 0 | 0 | 0.18709 | 319.3295 | 0.093917 | 0 | 0 | 0.18783 | 319.5878 | 0.094477 | 0 | 0 | 0.18895 | 319.8462 | 0.095037 | 0 | 0 | 0.19007 | 320.1045 | 0.095598 | 0 | 0 | 0.1912 | 320.449 | 0.096345 | 0 | 0 | 0.19269 | 320.7074 | 0.096905 | 0 | 0 | 0.19381 | 320.8796 | 0.097279 | 0 | 0 | 0.19456 | 321.138 | 0.097839 | 0 | 0 | 0.19568 | 321.3102 | 0.098213 | 0 | 0 | 0.19643 | 321.5685 | 0.098773 | 0 | 0 | 0.19755 | 321.8269 | 0.099333 | 0 | 0 | 0.19867 | 321.9991 | 0.099707 | 0 | 0 | 0.19941 | 322.2575 | 0.10027 | 0 | 0 | 0.20053 | 322.5159 | 0.10083 | 0 | 0 | 0.20166 | 322.602 | 0.10101 | 0 | 0 | 0.20203 | 322.8603 | 0.10157 | 0 | 0 | 0.20315 | 323.1187 | 0.10214 | 0 | 0 | 0.20427 | 323.2909 | 0.10251 | 0 | 0 | 0.20502 | 323.5493 | 0.10307 | 0 | 0 | 0.20614 | 323.7215 | 0.10344 | 0 | 0 | 0.20689 | 323.8938 | 0.10382 | 0 | 0 | 0.20763
2017-04-07 06:00 | 279.6409 | 0.8335 |  | 293.6411 | 0.038198 | 0 | 0 | 0.076397 | 301.8927 | 0.056096 | 0 | 0 | 0.11219 | 308.644 | 0.07074 | 0 | 0 | 0.14148 | 308.8941 | 0.071282 | 0 | 0 | 0.14256 | 309.0608 | 0.071644 | 0 | 0 | 0.14329 | 309.3108 | 0.072186 | 0 | 0 | 0.14437 | 309.5608 | 0.072728 | 0 | 0 | 0.14546 | 309.8109 | 0.073271 | 0 | 0 | 0.14654 | 310.1443 | 0.073994 | 0 | 0 | 0.14799 | 310.3943 | 0.074536 | 0 | 0 | 0.14907 | 310.561 | 0.074898 | 0 | 0 | 0.1498 | 310.8111 | 0.07544 | 0 | 0 | 0.15088 | 310.9778 | 0.075802 | 0 | 0 | 0.1516 | 311.2278 | 0.076344 | 0 | 0 | 0.15269 | 311.4779 | 0.076886 | 0 | 0 | 0.15377 | 311.6446 | 0.077248 | 0 | 0 | 0.1545 | 311.8946 | 0.07779 | 0 | 0 | 0.15558 | 312.1447 | 0.078333 | 0 | 0 | 0.15667 | 312.228 | 0.078514 | 0 | 0 | 0.15703 | 312.4781 | 0.079056 | 0 | 0 | 0.15811 | 312.7281 | 0.079598 | 0 | 0 | 0.1592 | 312.8948 | 0.07996 | 0 | 0 | 0.15992 | 313.1449 | 0.080502 | 0 | 0 | 0.161 | 313.3116 | 0.080864 | 0 | 0 | 0.16173 | 313.4783 | 0.081225 | 0 | 0 | 0.16245
2017-04-07 07:00 | 281.488 | 0.839 |  | 295.5807 | 0.042405 | 0 | 0 | 0.084811 | 303.8868 | 0.060421 | 0 | 0 | 0.12084 | 310.6827 | 0.075162 | 0 | 0 | 0.15032 | 310.9344 | 0.075708 | 0 | 0 | 0.15142 | 311.1022 | 0.076072 | 0 | 0 | 0.15214 | 311.3539 | 0.076618 | 0 | 0 | 0.15324 | 311.6056 | 0.077163 | 0 | 0 | 0.15433 | 311.8573 | 0.077709 | 0 | 0 | 0.15542 | 312.1929 | 0.078437 | 0 | 0 | 0.15687 | 312.4446 | 0.078983 | 0 | 0 | 0.15797 | 312.6124 | 0.079347 | 0 | 0 | 0.15869 | 312.8641 | 0.079893 | 0 | 0 | 0.15979 | 313.0319 | 0.080257 | 0 | 0 | 0.16051 | 313.2836 | 0.080803 | 0 | 0 | 0.16161 | 313.5353 | 0.081349 | 0 | 0 | 0.1627 | 313.7031 | 0.081713 | 0 | 0 | 0.16343 | 313.9548 | 0.082259 | 0 | 0 | 0.16452 | 314.2065 | 0.082805 | 0 | 0 | 0.16561 | 314.2904 | 0.082987 | 0 | 0 | 0.16597 | 314.5421 | 0.083533 | 0 | 0 | 0.16707 | 314.7938 | 0.084079 | 0 | 0 | 0.16816 | 314.9616 | 0.084443 | 0 | 0 | 0.16889 | 315.2133 | 0.084989 | 0 | 0 | 0.16998 | 315.3811 | 0.085353 | 0 | 0 | 0.17071 | 315.5489 | 0.085717 | 0 | 0 | 0.17143
2017-04-07 08:00 | 273.4586 | 0.81507 |  | 287.1493 | 0.024118 | 0 | 0 | 0.048235 | 295.2185 | 0.04162 | 0 | 0 | 0.08324 | 301.8205 | 0.05594 | 0 | 0 | 0.11188 | 302.065 | 0.05647 | 0 | 0 | 0.11294 | 302.2281 | 0.056824 | 0 | 0 | 0.11365 | 302.4726 | 0.057354 | 0 | 0 | 0.11471 | 302.7171 | 0.057884 | 0 | 0 | 0.11577 | 302.9616 | 0.058415 | 0 | 0 | 0.11683 | 303.2876 | 0.059122 | 0 | 0 | 0.11824 | 303.5322 | 0.059652 | 0 | 0 | 0.1193 | 303.6952 | 0.060006 | 0 | 0 | 0.12001 | 303.9397 | 0.060536 | 0 | 0 | 0.12107 | 304.1027 | 0.06089 | 0 | 0 | 0.12178 | 304.3472 | 0.06142 | 0 | 0 | 0.12284 | 304.5918 | 0.06195 | 0 | 0 | 0.1239 | 304.7548 | 0.062304 | 0 | 0 | 0.12461 | 304.9993 | 0.062834 | 0 | 0 | 0.12567 | 305.2438 | 0.063365 | 0 | 0 | 0.12673 | 305.3253 | 0.063542 | 0 | 0 | 0.12708 | 305.5698 | 0.064072 | 0 | 0 | 0.12814 | 305.8144 | 0.064602 | 0 | 0 | 0.1292 | 305.9774 | 0.064956 | 0 | 0 | 0.12991 | 306.2219 | 0.065486 | 0 | 0 | 0.13097 | 306.3849 | 0.06584 | 0 | 0 | 0.13168 | 306.5479 | 0.066193 | 0 | 0 | 0.13239
2017-04-07 09:00 | 274.0351 | 0.81679 |  | 287.7546 | 0.025431 | 0 | 0 | 0.050861 | 295.8408 | 0.04297 | 0 | 0 | 0.085939 | 302.4568 | 0.05732 | 0 | 0 | 0.11464 | 302.7018 | 0.057851 | 0 | 0 | 0.1157 | 302.8652 | 0.058205 | 0 | 0 | 0.11641 | 303.1102 | 0.058737 | 0 | 0 | 0.11747 | 303.3552 | 0.059268 | 0 | 0 | 0.11854 | 303.6003 | 0.0598 | 0 | 0 | 0.1196 | 303.927 | 0.060509 | 0 | 0 | 0.12102 | 304.172 | 0.06104 | 0 | 0 | 0.12208 | 304.3354 | 0.061394 | 0 | 0 | 0.12279 | 304.5804 | 0.061926 | 0 | 0 | 0.12385 | 304.7438 | 0.06228 | 0 | 0 | 0.12456 | 304.9888 | 0.062812 | 0 | 0 | 0.12562 | 305.2338 | 0.063343 | 0 | 0 | 0.12669 | 305.3972 | 0.063697 | 0 | 0 | 0.12739 | 305.6422 | 0.064229 | 0 | 0 | 0.12846 | 305.8873 | 0.06476 | 0 | 0 | 0.12952 | 305.969 | 0.064938 | 0 | 0 | 0.12988 | 306.214 | 0.065469 | 0 | 0 | 0.13094 | 306.459 | 0.066001 | 0 | 0 | 0.132 | 306.6224 | 0.066355 | 0 | 0 | 0.13271 | 306.8674 | 0.066886 | 0 | 0 | 0.13377 | 307.0308 | 0.067241 | 0 | 0 | 0.13448 | 307.1941 | 0.067595 | 0 | 0 | 0.13519
2017-04-07 10:00 | 261.5451 | 0.77956 |  | 274.6392 | 0 | 0 | 0 | 0 | 282.3569 | 0.013723 | 0 | 0 | 0.027446 | 288.6713 | 0.027419 | 0 | 0 | 0.054838 | 288.9052 | 0.027926 | 0 | 0 | 0.055853 | 289.0611 | 0.028264 | 0 | 0 | 0.056529 | 289.295 | 0.028772 | 0 | 0 | 0.057543 | 289.5288 | 0.029279 | 0 | 0 | 0.058558 | 289.7627 | 0.029786 | 0 | 0 | 0.059572 | 290.0745 | 0.030463 | 0 | 0 | 0.060925 | 290.3084 | 0.03097 | 0 | 0 | 0.06194 | 290.4643 | 0.031308 | 0 | 0 | 0.062616 | 290.6982 | 0.031815 | 0 | 0 | 0.063631 | 290.8541 | 0.032153 | 0 | 0 | 0.064307 | 291.088 | 0.032661 | 0 | 0 | 0.065321 | 291.3218 | 0.033168 | 0 | 0 | 0.066336 | 291.4777 | 0.033506 | 0 | 0 | 0.067012 | 291.7116 | 0.034013 | 0 | 0 | 0.068027 | 291.9455 | 0.034521 | 0 | 0 | 0.069041 | 292.0234 | 0.03469 | 0 | 0 | 0.06938 | 292.2573 | 0.035197 | 0 | 0 | 0.070394 | 292.4912 | 0.035704 | 0 | 0 | 0.071409 | 292.6471 | 0.036042 | 0 | 0 | 0.072085 | 292.881 | 0.03655 | 0 | 0 | 0.073099 | 293.0369 | 0.036888 | 0 | 0 | 0.073776 | 293.1928 | 0.037226 | 0 | 0 | 0.074452
2017-04-07 11:00 | 255.4225 | 0.76131 |  | 268.2102 | 0 | 0 | 0 | 0 | 275.7472 | 0 | 0 | 0 | 0 | 281.9138 | 0.012762 | 0 | 0 | 0.025524 | 282.1422 | 0.013257 | 0 | 0 | 0.026515 | 282.2945 | 0.013588 | 0 | 0 | 0.027175 | 282.5229 | 0.014083 | 0 | 0 | 0.028166 | 282.7513 | 0.014578 | 0 | 0 | 0.029157 | 282.9796 | 0.015074 | 0 | 0 | 0.030148 | 283.2842 | 0.015734 | 0 | 0 | 0.031469 | 283.5126 | 0.01623 | 0 | 0 | 0.032459 | 283.6648 | 0.01656 | 0 | 0 | 0.03312 | 283.8932 | 0.017055 | 0 | 0 | 0.034111 | 284.0455 | 0.017386 | 0 | 0 | 0.034771 | 284.2739 | 0.017881 | 0 | 0 | 0.035762 | 284.5023 | 0.018376 | 0 | 0 | 0.036753 | 284.6545 | 0.018707 | 0 | 0 | 0.037413 | 284.8829 | 0.019202 | 0 | 0 | 0.038404 | 285.1113 | 0.019697 | 0 | 0 | 0.039395 | 285.1875 | 0.019863 | 0 | 0 | 0.039725 | 285.4158 | 0.020358 | 0 | 0 | 0.040716 | 285.6442 | 0.020853 | 0 | 0 | 0.041707 | 285.7965 | 0.021184 | 0 | 0 | 0.042367 | 286.0249 | 0.021679 | 0 | 0 | 0.043358 | 286.1772 | 0.022009 | 0 | 0 | 0.044018 | 286.3294 | 0.022339 | 0 | 0 | 0.044679
2017-04-07 12:00 | 242.4221 | 0.72256 |  | 254.5588 | 0 | 0 | 0 | 0 | 261.7122 | 0 | 0 | 0 | 0 | 267.565 | 0 | 0 | 0 | 0 | 267.7817 | 0 | 0 | 0 | 0 | 267.9263 | 0 | 0 | 0 | 0 | 268.143 | 0 | 0 | 0 | 0 | 268.3598 | 0 | 0 | 0 | 0 | 268.5766 | 0 | 0 | 0 | 0 | 268.8656 | 0 | 0 | 0 | 0 | 269.0824 | 0 | 0 | 0 | 0 | 269.2269 | 0 | 0 | 0 | 0 | 269.4436 | 0 | 0 | 0 | 0 | 269.5882 | 0 | 0 | 0 | 0 | 269.8049 | 0 | 0 | 0 | 0 | 270.0217 | 0 | 0 | 0 | 0 | 270.1662 | 0 | 0 | 0 | 0 | 270.383 | 0 | 0 | 0 | 0 | 270.5997 | 0 | 0 | 0 | 0 | 270.672 | 0 | 0 | 0 | 0 | 270.8888 | 0 | 0 | 0 | 0 | 271.1055 | 0 | 0 | 0 | 0 | 271.25 | 0 | 0 | 0 | 0 | 271.4668 | 0 | 0 | 0 | 0 | 271.6113 | 0 | 0 | 0 | 0 | 271.7558 | 0 | 0 | 0 | 0
2017-04-07 13:00 | 245.0833 | 0.73049 |  | 257.3533 | 0 | 0 | 0 | 0 | 264.5852 | 0 | 0 | 0 | 0 | 270.5022 | 0 | 0 | 0 | 0 | 270.7213 | 0 | 0 | 0 | 0 | 270.8674 | 0 | 0 | 0 | 0 | 271.0866 | 0 | 0 | 0 | 0 | 271.3057 | 0 | 0 | 0 | 0 | 271.5249 | 0 | 0 | 0 | 0 | 271.8171 | 0 | 0 | 0 | 0 | 272.0362 | 0 | 0 | 0 | 0 | 272.1823 | 0 | 0 | 0 | 0 | 272.4015 | 0 | 0 | 0 | 0 | 272.5476 | 0 | 0 | 0 | 0 | 272.7667 | 0 | 0 | 0 | 0 | 272.9859 | 0 | 0 | 0 | 0 | 273.132 | 0 | 0 | 0 | 0 | 273.3511 | 0 | 0 | 0 | 0 | 273.5703 | 0 | 0 | 0 | 0 | 273.6433 | 0 | 0 | 0 | 0 | 273.8625 | 0 | 0 | 0 | 0 | 274.0816 | 0 | 0 | 0 | 0 | 274.2277 | 0 | 0 | 0 | 0 | 274.4469 | 0 | 0 | 0 | 0 | 274.593 | 0 | 0 | 0 | 0 | 274.7391 | 0 | 0 | 0 | 0
2017-04-07 14:00 | 246.3608 | 0.7343 |  | 258.6948 | 0 | 0 | 0 | 0 | 265.9644 | 0 | 0 | 0 | 0 | 271.9122 | 0 | 0 | 0 | 0 | 272.1325 | 0 | 0 | 0 | 0 | 272.2794 | 0 | 0 | 0 | 0 | 272.4997 | 0 | 0 | 0 | 0 | 272.7199 | 0 | 0 | 0 | 0 | 272.9402 | 0 | 0 | 0 | 0 | 273.234 | 0 | 0 | 0 | 0 | 273.4542 | 0 | 0 | 0 | 0 | 273.6011 | 0 | 0 | 0 | 0 | 273.8214 | 0 | 0 | 0 | 0 | 273.9683 | 0 | 0 | 0 | 0 | 274.1886 | 0 | 0 | 0 | 0 | 274.4088 | 0 | 0 | 0 | 0 | 274.5557 | 0 | 0 | 0 | 0 | 274.776 | 0 | 0 | 0 | 0 | 274.9963 | 0 | 0 | 0 | 0 | 275.0697 | 0 | 0 | 0 | 0 | 275.29 | 0 | 0 | 0 | 0 | 275.5103 | 0 | 0 | 0 | 0 | 275.6572 | 0 | 0 | 0 | 0 | 275.8774 | 0 | 0 | 0 | 0 | 276.0243 | 0 | 0 | 0 | 0 | 276.1712 | 0.00030619 | 0 | 0 | 0.00061238
2017-04-07 15:00 | 243.9252 | 0.72704 |  | 256.1372 | 0 | 0 | 0 | 0 | 263.335 | 0 | 0 | 0 | 0 | 269.224 | 0 | 0 | 0 | 0 | 269.4421 | 0 | 0 | 0 | 0 | 269.5875 | 0 | 0 | 0 | 0 | 269.8057 | 0 | 0 | 0 | 0 | 270.0238 | 0 | 0 | 0 | 0 | 270.2419 | 0 | 0 | 0 | 0 | 270.5327 | 0 | 0 | 0 | 0 | 270.7508 | 0 | 0 | 0 | 0 | 270.8962 | 0 | 0 | 0 | 0 | 271.1143 | 0 | 0 | 0 | 0 | 271.2597 | 0 | 0 | 0 | 0 | 271.4779 | 0 | 0 | 0 | 0 | 271.696 | 0 | 0 | 0 | 0 | 271.8414 | 0 | 0 | 0 | 0 | 272.0595 | 0 | 0 | 0 | 0 | 272.2776 | 0 | 0 | 0 | 0 | 272.3503 | 0 | 0 | 0 | 0 | 272.5684 | 0 | 0 | 0 | 0 | 272.7865 | 0 | 0 | 0 | 0 | 272.9319 | 0 | 0 | 0 | 0 | 273.1501 | 0 | 0 | 0 | 0 | 273.2955 | 0 | 0 | 0 | 0 | 273.4409 | 0 | 0 | 0 | 0
2017-04-07 16:00 | 240.7285 | 0.71751 |  | 252.7805 | 0 | 0 | 0 | 0 | 259.8839 | 0 | 0 | 0 | 0 | 265.6958 | 0 | 0 | 0 | 0 | 265.911 | 0 | 0 | 0 | 0 | 266.0545 | 0 | 0 | 0 | 0 | 266.2698 | 0 | 0 | 0 | 0 | 266.485 | 0 | 0 | 0 | 0 | 266.7003 | 0 | 0 | 0 | 0 | 266.9873 | 0 | 0 | 0 | 0 | 267.2025 | 0 | 0 | 0 | 0 | 267.346 | 0 | 0 | 0 | 0 | 267.5613 | 0 | 0 | 0 | 0 | 267.7048 | 0 | 0 | 0 | 0 | 267.9201 | 0 | 0 | 0 | 0 | 268.1353 | 0 | 0 | 0 | 0 | 268.2788 | 0 | 0 | 0 | 0 | 268.4941 | 0 | 0 | 0 | 0 | 268.7093 | 0 | 0 | 0 | 0 | 268.7811 | 0 | 0 | 0 | 0 | 268.9963 | 0 | 0 | 0 | 0 | 269.2116 | 0 | 0 | 0 | 0 | 269.3551 | 0 | 0 | 0 | 0 | 269.5703 | 0 | 0 | 0 | 0 | 269.7138 | 0 | 0 | 0 | 0 | 269.8573 | 0 | 0 | 0 | 0
2017-04-07 17:00 | 245.775 | 0.73256 |  | 258.0797 | 0 | 0 | 0 | 0 | 265.332 | 0 | 0 | 0 | 0 | 271.2657 | 0 | 0 | 0 | 0 | 271.4854 | 0 | 0 | 0 | 0 | 271.6319 | 0 | 0 | 0 | 0 | 271.8517 | 0 | 0 | 0 | 0 | 272.0715 | 0 | 0 | 0 | 0 | 272.2912 | 0 | 0 | 0 | 0 | 272.5843 | 0 | 0 | 0 | 0 | 272.804 | 0 | 0 | 0 | 0 | 272.9505 | 0 | 0 | 0 | 0 | 273.1703 | 0 | 0 | 0 | 0 | 273.3168 | 0 | 0 | 0 | 0 | 273.5366 | 0 | 0 | 0 | 0 | 273.7564 | 0 | 0 | 0 | 0 | 273.9029 | 0 | 0 | 0 | 0 | 274.1226 | 0 | 0 | 0 | 0 | 274.3424 | 0 | 0 | 0 | 0 | 274.4157 | 0 | 0 | 0 | 0 | 274.6354 | 0 | 0 | 0 | 0 | 274.8552 | 0 | 0 | 0 | 0 | 275.0017 | 0 | 0 | 0 | 0 | 275.2215 | 0 | 0 | 0 | 0 | 275.368 | 0 | 0 | 0 | 0 | 275.5145 | 0 | 0 | 0 | 0
2017-04-07 18:00 | 259.0293 | 0.77206 |  | 271.9975 | 0 | 0 | 0 | 0 | 279.6409 | 0.007832 | 0 | 0 | 0.015664 | 285.8946 | 0.021396 | 0 | 0 | 0.042793 | 286.1262 | 0.021899 | 0 | 0 | 0.043797 | 286.2806 | 0.022234 | 0 | 0 | 0.044467 | 286.5122 | 0.022736 | 0 | 0 | 0.045472 | 286.7439 | 0.023238 | 0 | 0 | 0.046477 | 286.9755 | 0.023741 | 0 | 0 | 0.047482 | 287.2843 | 0.024411 | 0 | 0 | 0.048821 | 287.5159 | 0.024913 | 0 | 0 | 0.049826 | 287.6703 | 0.025248 | 0 | 0 | 0.050496 | 287.902 | 0.02575 | 0 | 0 | 0.051501 | 288.0564 | 0.026085 | 0 | 0 | 0.05217 | 288.288 | 0.026588 | 0 | 0 | 0.053175 | 288.5196 | 0.02709 | 0 | 0 | 0.05418 | 288.674 | 0.027425 | 0 | 0 | 0.05485 | 288.9056 | 0.027927 | 0 | 0 | 0.055855 | 289.1373 | 0.02843 | 0 | 0 | 0.056859 | 289.2145 | 0.028597 | 0 | 0 | 0.057194 | 289.4461 | 0.029099 | 0 | 0 | 0.058199 | 289.6777 | 0.029602 | 0 | 0 | 0.059204 | 289.8321 | 0.029937 | 0 | 0 | 0.059874 | 290.0637 | 0.030439 | 0 | 0 | 0.060878 | 290.2181 | 0.030774 | 0 | 0 | 0.061548 | 290.3726 | 0.031109 | 0 | 0 | 0.062218
2017-04-07 19:00 | 257.4987 | 0.7675 |  | 270.3903 | 0 | 0 | 0 | 0 | 277.9886 | 0.0042482 | 0 | 0 | 0.0084964 | 284.2053 | 0.017732 | 0 | 0 | 0.035465 | 284.4356 | 0.018232 | 0 | 0 | 0.036463 | 284.5891 | 0.018565 | 0 | 0 | 0.037129 | 284.8193 | 0.019064 | 0 | 0 | 0.038128 | 285.0496 | 0.019564 | 0 | 0 | 0.039127 | 285.2799 | 0.020063 | 0 | 0 | 0.040126 | 285.5869 | 0.020729 | 0 | 0 | 0.041458 | 285.8171 | 0.021228 | 0 | 0 | 0.042456 | 285.9706 | 0.021561 | 0 | 0 | 0.043122 | 286.2009 | 0.022061 | 0 | 0 | 0.044121 | 286.3544 | 0.022394 | 0 | 0 | 0.044787 | 286.5846 | 0.022893 | 0 | 0 | 0.045786 | 286.8149 | 0.023392 | 0 | 0 | 0.046785 | 286.9684 | 0.023725 | 0 | 0 | 0.047451 | 287.1986 | 0.024225 | 0 | 0 | 0.048449 | 287.4289 | 0.024724 | 0 | 0 | 0.049448 | 287.5056 | 0.024891 | 0 | 0 | 0.049781 | 287.7359 | 0.02539 | 0 | 0 | 0.05078 | 287.9661 | 0.025889 | 0 | 0 | 0.051779 | 288.1196 | 0.026222 | 0 | 0 | 0.052445 | 288.3499 | 0.026722 | 0 | 0 | 0.053444 | 288.5034 | 0.027055 | 0 | 0 | 0.054109 | 288.6569 | 0.027388 | 0 | 0 | 0.054775
2017-04-07 20:00 | 253.6357 | 0.75599 |  | 266.3339 | 0 | 0 | 0 | 0 | 273.8181 | 0 | 0 | 0 | 0 | 279.9416 | 0.0084843 | 0 | 0 | 0.016969 | 280.1684 | 0.0089762 | 0 | 0 | 0.017952 | 280.3196 | 0.0093042 | 0 | 0 | 0.018608 | 280.5464 | 0.0097961 | 0 | 0 | 0.019592 | 280.7732 | 0.010288 | 0 | 0 | 0.020576 | 281 | 0.01078 | 0 | 0 | 0.02156 | 281.3024 | 0.011436 | 0 | 0 | 0.022872 | 281.5292 | 0.011928 | 0 | 0 | 0.023855 | 281.6804 | 0.012256 | 0 | 0 | 0.024511 | 281.9072 | 0.012748 | 0 | 0 | 0.025495 | 282.0584 | 0.013076 | 0 | 0 | 0.026151 | 282.2852 | 0.013567 | 0 | 0 | 0.027135 | 282.512 | 0.014059 | 0 | 0 | 0.028119 | 282.6632 | 0.014387 | 0 | 0 | 0.028775 | 282.89 | 0.014879 | 0 | 0 | 0.029759 | 283.1168 | 0.015371 | 0 | 0 | 0.030742 | 283.1924 | 0.015535 | 0 | 0 | 0.03107 | 283.4192 | 0.016027 | 0 | 0 | 0.032054 | 283.646 | 0.016519 | 0 | 0 | 0.033038 | 283.7972 | 0.016847 | 0 | 0 | 0.033694 | 284.0239 | 0.017339 | 0 | 0 | 0.034678 | 284.1751 | 0.017667 | 0 | 0 | 0.035334 | 284.3263 | 0.017995 | 0 | 0 | 0.03599
2017-04-07 21:00 | 265.0621 | 0.79004 |  | 278.3324 | 0.0049938 | 0 | 0 | 0.0099876 | 286.1538 | 0.021958 | 0 | 0 | 0.043917 | 292.5531 | 0.035839 | 0 | 0 | 0.071677 | 292.7902 | 0.036353 | 0 | 0 | 0.072706 | 292.9482 | 0.036695 | 0 | 0 | 0.073391 | 293.1852 | 0.03721 | 0 | 0 | 0.074419 | 293.4222 | 0.037724 | 0 | 0 | 0.075447 | 293.6592 | 0.038238 | 0 | 0 | 0.076475 | 293.9752 | 0.038923 | 0 | 0 | 0.077846 | 294.2122 | 0.039437 | 0 | 0 | 0.078875 | 294.3702 | 0.03978 | 0 | 0 | 0.07956 | 294.6073 | 0.040294 | 0 | 0 | 0.080588 | 294.7653 | 0.040637 | 0 | 0 | 0.081274 | 295.0023 | 0.041151 | 0 | 0 | 0.082302 | 295.2393 | 0.041665 | 0 | 0 | 0.08333 | 295.3973 | 0.042008 | 0 | 0 | 0.084015 | 295.6343 | 0.042522 | 0 | 0 | 0.085044 | 295.8713 | 0.043036 | 0 | 0 | 0.086072 | 295.9503 | 0.043207 | 0 | 0 | 0.086414 | 296.1873 | 0.043721 | 0 | 0 | 0.087443 | 296.4244 | 0.044235 | 0 | 0 | 0.088471 | 296.5824 | 0.044578 | 0 | 0 | 0.089156 | 296.8194 | 0.045092 | 0 | 0 | 0.090184 | 296.9774 | 0.045435 | 0 | 0 | 0.09087 | 297.1354 | 0.045778 | 0 | 0 | 0.091555
2017-04-07 22:00 | 263.8474 | 0.78642 |  | 277.0568 | 0.0022271 | 0 | 0 | 0.0044543 | 284.8424 | 0.019114 | 0 | 0 | 0.038228 | 291.2124 | 0.032931 | 0 | 0 | 0.065861 | 291.4483 | 0.033442 | 0 | 0 | 0.066885 | 291.6056 | 0.033784 | 0 | 0 | 0.067567 | 291.8416 | 0.034295 | 0 | 0 | 0.068591 | 292.0775 | 0.034807 | 0 | 0 | 0.069614 | 292.3134 | 0.035319 | 0 | 0 | 0.070637 | 292.628 | 0.036001 | 0 | 0 | 0.072002 | 292.8639 | 0.036513 | 0 | 0 | 0.073025 | 293.0212 | 0.036854 | 0 | 0 | 0.073708 | 293.2571 | 0.037366 | 0 | 0 | 0.074731 | 293.4144 | 0.037707 | 0 | 0 | 0.075414 | 293.6503 | 0.038218 | 0 | 0 | 0.076437 | 293.8863 | 0.03873 | 0 | 0 | 0.07746 | 294.0435 | 0.039071 | 0 | 0 | 0.078143 | 294.2795 | 0.039583 | 0 | 0 | 0.079166 | 294.5154 | 0.040095 | 0 | 0 | 0.08019 | 294.594 | 0.040265 | 0 | 0 | 0.080531 | 294.83 | 0.040777 | 0 | 0 | 0.081554 | 295.0659 | 0.041289 | 0 | 0 | 0.082578 | 295.2232 | 0.04163 | 0 | 0 | 0.08326 | 295.4591 | 0.042142 | 0 | 0 | 0.084283 | 295.6164 | 0.042483 | 0 | 0 | 0.084966 | 295.7737 | 0.042824 | 0 | 0 | 0.085648
2017-04-07 23:00 | 267.5941 | 0.79759 |  | 280.9911 | 0.010761 | 0 | 0 | 0.021521 | 288.8873 | 0.027887 | 0 | 0 | 0.055775 | 295.3478 | 0.0419 | 0 | 0 | 0.0838 | 295.587 | 0.042419 | 0 | 0 | 0.084838 | 295.7466 | 0.042765 | 0 | 0 | 0.08553 | 295.9858 | 0.043284 | 0 | 0 | 0.086568 | 296.2251 | 0.043803 | 0 | 0 | 0.087606 | 296.4644 | 0.044322 | 0 | 0 | 0.088644 | 296.7834 | 0.045014 | 0 | 0 | 0.090028 | 297.0227 | 0.045533 | 0 | 0 | 0.091066 | 297.1822 | 0.045879 | 0 | 0 | 0.091758 | 297.4215 | 0.046398 | 0 | 0 | 0.092796 | 297.581 | 0.046744 | 0 | 0 | 0.093488 | 297.8203 | 0.047263 | 0 | 0 | 0.094526 | 298.0596 | 0.047782 | 0 | 0 | 0.095564 | 298.2191 | 0.048128 | 0 | 0 | 0.096256 | 298.4584 | 0.048647 | 0 | 0 | 0.097294 | 298.6976 | 0.049166 | 0 | 0 | 0.098332 | 298.7774 | 0.049339 | 0 | 0 | 0.098678 | 299.0167 | 0.049858 | 0 | 0 | 0.099716 | 299.256 | 0.050377 | 0 | 0 | 0.10075 | 299.4155 | 0.050723 | 0 | 0 | 0.10145 | 299.6548 | 0.051242 | 0 | 0 | 0.10248 | 299.8143 | 0.051588 | 0 | 0 | 0.10318 | 299.9738 | 0.051934 | 0 | 0 | 0.10387
2017-04-08 | 266.3166 | 0.79378 |  | 279.6496 | 0.007851 | 0 | 0 | 0.015702 | 287.5081 | 0.024896 | 0 | 0 | 0.049792 | 293.9377 | 0.038842 | 0 | 0 | 0.077684 | 294.1759 | 0.039358 | 0 | 0 | 0.078717 | 294.3346 | 0.039703 | 0 | 0 | 0.079405 | 294.5727 | 0.040219 | 0 | 0 | 0.080438 | 294.8109 | 0.040736 | 0 | 0 | 0.081471 | 295.049 | 0.041252 | 0 | 0 | 0.082504 | 295.3665 | 0.041941 | 0 | 0 | 0.083882 | 295.6047 | 0.042457 | 0 | 0 | 0.084915 | 295.7634 | 0.042802 | 0 | 0 | 0.085604 | 296.0016 | 0.043318 | 0 | 0 | 0.086637 | 296.1603 | 0.043663 | 0 | 0 | 0.087325 | 296.3984 | 0.044179 | 0 | 0 | 0.088358 | 296.6366 | 0.044696 | 0 | 0 | 0.089391 | 296.7953 | 0.04504 | 0 | 0 | 0.09008 | 297.0335 | 0.045557 | 0 | 0 | 0.091113 | 297.2716 | 0.046073 | 0 | 0 | 0.092146 | 297.351 | 0.046245 | 0 | 0 | 0.09249 | 297.5891 | 0.046762 | 0 | 0 | 0.093523 | 297.8273 | 0.047278 | 0 | 0 | 0.094556 | 297.986 | 0.047623 | 0 | 0 | 0.095245 | 298.2241 | 0.048139 | 0 | 0 | 0.096278 | 298.3829 | 0.048483 | 0 | 0 | 0.096967 | 298.5417 | 0.048828 | 0 | 0 | 0.097656
2017-04-08 01:00 | 262.7727 | 0.78322 |  | 275.9283 | 0 | 0 | 0 | 0 | 283.6822 | 0.016598 | 0 | 0 | 0.033195 | 290.0263 | 0.030358 | 0 | 0 | 0.060716 | 290.2612 | 0.030868 | 0 | 0 | 0.061735 | 290.4179 | 0.031207 | 0 | 0 | 0.062415 | 290.6528 | 0.031717 | 0 | 0 | 0.063434 | 290.8878 | 0.032227 | 0 | 0 | 0.064453 | 291.1228 | 0.032736 | 0 | 0 | 0.065472 | 291.4361 | 0.033416 | 0 | 0 | 0.066832 | 291.671 | 0.033925 | 0 | 0 | 0.067851 | 291.8277 | 0.034265 | 0 | 0 | 0.06853 | 292.0626 | 0.034775 | 0 | 0 | 0.06955 | 292.2193 | 0.035115 | 0 | 0 | 0.070229 | 292.4543 | 0.035624 | 0 | 0 | 0.071248 | 292.6892 | 0.036134 | 0 | 0 | 0.072268 | 292.8459 | 0.036474 | 0 | 0 | 0.072947 | 293.0808 | 0.036983 | 0 | 0 | 0.073966 | 293.3158 | 0.037493 | 0 | 0 | 0.074986 | 293.3941 | 0.037663 | 0 | 0 | 0.075326 | 293.6291 | 0.038172 | 0 | 0 | 0.076345 | 293.864 | 0.038682 | 0 | 0 | 0.077364 | 294.0207 | 0.039022 | 0 | 0 | 0.078044 | 294.2557 | 0.039531 | 0 | 0 | 0.079063 | 294.4123 | 0.039871 | 0 | 0 | 0.079742 | 294.5689 | 0.040211 | 0 | 0 | 0.080422
2017-04-08 02:00 | 272.7992 | 0.8131 |  | 286.4568 | 0.022616 | 0 | 0 | 0.045231 | 294.5065 | 0.040076 | 0 | 0 | 0.080151 | 301.0927 | 0.054361 | 0 | 0 | 0.10872 | 301.3366 | 0.05489 | 0 | 0 | 0.10978 | 301.4992 | 0.055243 | 0 | 0 | 0.11049 | 301.7432 | 0.055772 | 0 | 0 | 0.11154 | 301.9871 | 0.056301 | 0 | 0 | 0.1126 | 302.231 | 0.05683 | 0 | 0 | 0.11366 | 302.5563 | 0.057535 | 0 | 0 | 0.11507 | 302.8002 | 0.058065 | 0 | 0 | 0.11613 | 302.9628 | 0.058417 | 0 | 0 | 0.11683 | 303.2067 | 0.058946 | 0 | 0 | 0.11789 | 303.3694 | 0.059299 | 0 | 0 | 0.1186 | 303.6133 | 0.059828 | 0 | 0 | 0.11966 | 303.8572 | 0.060357 | 0 | 0 | 0.12071 | 304.0198 | 0.06071 | 0 | 0 | 0.12142 | 304.2638 | 0.061239 | 0 | 0 | 0.12248 | 304.5077 | 0.061768 | 0 | 0 | 0.12354 | 304.589 | 0.061945 | 0 | 0 | 0.12389 | 304.833 | 0.062474 | 0 | 0 | 0.12495 | 305.0769 | 0.063003 | 0 | 0 | 0.12601 | 305.2395 | 0.063355 | 0 | 0 | 0.12671 | 305.4834 | 0.063885 | 0 | 0 | 0.12777 | 305.6461 | 0.064237 | 0 | 0 | 0.12847 | 305.8087 | 0.06459 | 0 | 0 | 0.12918
2017-04-08 03:00 | 274.0611 | 0.81687 |  | 287.7818 | 0.02549 | 0 | 0 | 0.05098 | 295.8688 | 0.04303 | 0 | 0 | 0.086061 | 302.4854 | 0.057382 | 0 | 0 | 0.11476 | 302.7305 | 0.057913 | 0 | 0 | 0.11583 | 302.8939 | 0.058268 | 0 | 0 | 0.11654 | 303.1389 | 0.058799 | 0 | 0 | 0.1176 | 303.384 | 0.059331 | 0 | 0 | 0.11866 | 303.629 | 0.059862 | 0 | 0 | 0.11972 | 303.9558 | 0.060571 | 0 | 0 | 0.12114 | 304.2009 | 0.061103 | 0 | 0 | 0.12221 | 304.3642 | 0.061457 | 0 | 0 | 0.12291 | 304.6093 | 0.061988 | 0 | 0 | 0.12398 | 304.7727 | 0.062343 | 0 | 0 | 0.12469 | 305.0177 | 0.062874 | 0 | 0 | 0.12575 | 305.2628 | 0.063406 | 0 | 0 | 0.12681 | 305.4262 | 0.06376 | 0 | 0 | 0.12752 | 305.6712 | 0.064292 | 0 | 0 | 0.12858 | 305.9163 | 0.064823 | 0 | 0 | 0.12965 | 305.998 | 0.065001 | 0 | 0 | 0.13 | 306.243 | 0.065532 | 0 | 0 | 0.13106 | 306.4881 | 0.066064 | 0 | 0 | 0.13213 | 306.6515 | 0.066418 | 0 | 0 | 0.13284 | 306.8965 | 0.066949 | 0 | 0 | 0.1339 | 307.0599 | 0.067304 | 0 | 0 | 0.13461 | 307.2233 | 0.067658 | 0 | 0 | 0.13532
2017-04-08 04:00 | 278.6758 | 0.83062 |  | 292.6276 | 0.036 | 0 | 0 | 0.072 | 300.8507 | 0.053836 | 0 | 0 | 0.10767 | 307.5788 | 0.068429 | 0 | 0 | 0.13686 | 307.828 | 0.06897 | 0 | 0 | 0.13794 | 307.9941 | 0.06933 | 0 | 0 | 0.13866 | 308.2433 | 0.069871 | 0 | 0 | 0.13974 | 308.4925 | 0.070411 | 0 | 0 | 0.14082 | 308.7416 | 0.070952 | 0 | 0 | 0.1419 | 309.0739 | 0.071672 | 0 | 0 | 0.14334 | 309.3231 | 0.072213 | 0 | 0 | 0.14443 | 309.4892 | 0.072573 | 0 | 0 | 0.14515 | 309.7384 | 0.073113 | 0 | 0 | 0.14623 | 309.9045 | 0.073474 | 0 | 0 | 0.14695 | 310.1537 | 0.074014 | 0 | 0 | 0.14803 | 310.4029 | 0.074555 | 0 | 0 | 0.14911 | 310.569 | 0.074915 | 0 | 0 | 0.14983 | 310.8182 | 0.075456 | 0 | 0 | 0.15091 | 311.0674 | 0.075996 | 0 | 0 | 0.15199 | 311.1504 | 0.076176 | 0 | 0 | 0.15235 | 311.3996 | 0.076717 | 0 | 0 | 0.15343 | 311.6488 | 0.077257 | 0 | 0 | 0.15451 | 311.8149 | 0.077618 | 0 | 0 | 0.15524 | 312.0641 | 0.078158 | 0 | 0 | 0.15632 | 312.2302 | 0.078518 | 0 | 0 | 0.15704 | 312.3964 | 0.078879 | 0 | 0 | 0.15776
2017-04-08 05:00 | 281.4817 | 0.83898 |  | 295.574 | 0.042391 | 0 | 0 | 0.084782 | 303.8799 | 0.060406 | 0 | 0 | 0.12081 | 310.6757 | 0.075146 | 0 | 0 | 0.15029 | 310.9274 | 0.075692 | 0 | 0 | 0.15138 | 311.0952 | 0.076056 | 0 | 0 | 0.15211 | 311.3468 | 0.076602 | 0 | 0 | 0.1532 | 311.5985 | 0.077148 | 0 | 0 | 0.1543 | 311.8502 | 0.077694 | 0 | 0 | 0.15539 | 312.1858 | 0.078422 | 0 | 0 | 0.15684 | 312.4375 | 0.078968 | 0 | 0 | 0.15794 | 312.6053 | 0.079332 | 0 | 0 | 0.15866 | 312.857 | 0.079878 | 0 | 0 | 0.15976 | 313.0248 | 0.080242 | 0 | 0 | 0.16048 | 313.2765 | 0.080788 | 0 | 0 | 0.16158 | 313.5282 | 0.081334 | 0 | 0 | 0.16267 | 313.696 | 0.081698 | 0 | 0 | 0.1634 | 313.9477 | 0.082243 | 0 | 0 | 0.16449 | 314.1994 | 0.082789 | 0 | 0 | 0.16558 | 314.2833 | 0.082971 | 0 | 0 | 0.16594 | 314.535 | 0.083517 | 0 | 0 | 0.16703 | 314.7867 | 0.084063 | 0 | 0 | 0.16813 | 314.9545 | 0.084427 | 0 | 0 | 0.16885 | 315.2062 | 0.084973 | 0 | 0 | 0.16995 | 315.374 | 0.085337 | 0 | 0 | 0.17067 | 315.5418 | 0.085701 | 0 | 0 | 0.1714
2017-04-08 06:00 | 285.9687 | 0.85236 |  | 300.2856 | 0.05261 | 0 | 0 | 0.10522 | 308.724 | 0.070913 | 0 | 0 | 0.14183 | 315.6281 | 0.085888 | 0 | 0 | 0.17178 | 315.8838 | 0.086443 | 0 | 0 | 0.17289 | 316.0543 | 0.086813 | 0 | 0 | 0.17363 | 316.31 | 0.087367 | 0 | 0 | 0.17473 | 316.5657 | 0.087922 | 0 | 0 | 0.17584 | 316.8214 | 0.088476 | 0 | 0 | 0.17695 | 317.1623 | 0.089216 | 0 | 0 | 0.17843 | 317.418 | 0.089771 | 0 | 0 | 0.17954 | 317.5885 | 0.09014 | 0 | 0 | 0.18028 | 317.8442 | 0.090695 | 0 | 0 | 0.18139 | 318.0147 | 0.091065 | 0 | 0 | 0.18213 | 318.2704 | 0.091619 | 0 | 0 | 0.18324 | 318.5261 | 0.092174 | 0 | 0 | 0.18435 | 318.6966 | 0.092544 | 0 | 0 | 0.18509 | 318.9523 | 0.093098 | 0 | 0 | 0.1862 | 319.208 | 0.093653 | 0 | 0 | 0.18731 | 319.2932 | 0.093838 | 0 | 0 | 0.18768 | 319.5489 | 0.094393 | 0 | 0 | 0.18879 | 319.8046 | 0.094947 | 0 | 0 | 0.18989 | 319.9751 | 0.095317 | 0 | 0 | 0.19063 | 320.2308 | 0.095872 | 0 | 0 | 0.19174 | 320.4013 | 0.096241 | 0 | 0 | 0.19248 | 320.5717 | 0.096611 | 0 | 0 | 0.19322
2017-04-08 07:00 | 285.2702 | 0.85028 |  | 299.5522 | 0.05102 | 0 | 0 | 0.10204 | 307.9699 | 0.069278 | 0 | 0 | 0.13856 | 314.8571 | 0.084216 | 0 | 0 | 0.16843 | 315.1122 | 0.084769 | 0 | 0 | 0.16954 | 315.2823 | 0.085138 | 0 | 0 | 0.17028 | 315.5374 | 0.085691 | 0 | 0 | 0.17138 | 315.7924 | 0.086245 | 0 | 0 | 0.17249 | 316.0475 | 0.086798 | 0 | 0 | 0.1736 | 316.3876 | 0.087536 | 0 | 0 | 0.17507 | 316.6427 | 0.088089 | 0 | 0 | 0.17618 | 316.8128 | 0.088458 | 0 | 0 | 0.17692 | 317.0679 | 0.089011 | 0 | 0 | 0.17802 | 317.2379 | 0.08938 | 0 | 0 | 0.17876 | 317.493 | 0.089933 | 0 | 0 | 0.17987 | 317.7481 | 0.090487 | 0 | 0 | 0.18097 | 317.9181 | 0.090855 | 0 | 0 | 0.18171 | 318.1732 | 0.091409 | 0 | 0 | 0.18282 | 318.4283 | 0.091962 | 0 | 0 | 0.18392 | 318.5133 | 0.092146 | 0 | 0 | 0.18429 | 318.7684 | 0.0927 | 0 | 0 | 0.1854 | 319.0235 | 0.093253 | 0 | 0 | 0.18651 | 319.1935 | 0.093622 | 0 | 0 | 0.18724 | 319.4486 | 0.094175 | 0 | 0 | 0.18835 | 319.6187 | 0.094544 | 0 | 0 | 0.18909 | 319.7887 | 0.094913 | 0 | 0 | 0.18983
2017-04-08 08:00 | 288.3413 | 0.85943 |  | 302.777 | 0.058014 | 0 | 0 | 0.11603 | 311.2854 | 0.076469 | 0 | 0 | 0.15294 | 318.2468 | 0.091568 | 0 | 0 | 0.18314 | 318.5046 | 0.092127 | 0 | 0 | 0.18425 | 318.6765 | 0.0925 | 0 | 0 | 0.185 | 318.9343 | 0.093059 | 0 | 0 | 0.18612 | 319.1921 | 0.093619 | 0 | 0 | 0.18724 | 319.45 | 0.094178 | 0 | 0 | 0.18836 | 319.7937 | 0.094924 | 0 | 0 | 0.18985 | 320.0516 | 0.095483 | 0 | 0 | 0.19097 | 320.2234 | 0.095856 | 0 | 0 | 0.19171 | 320.4813 | 0.096415 | 0 | 0 | 0.19283 | 320.6532 | 0.096788 | 0 | 0 | 0.19358 | 320.911 | 0.097347 | 0 | 0 | 0.19469 | 321.1688 | 0.097906 | 0 | 0 | 0.19581 | 321.3407 | 0.098279 | 0 | 0 | 0.19656 | 321.5985 | 0.098838 | 0 | 0 | 0.19768 | 321.8564 | 0.099397 | 0 | 0 | 0.19879 | 321.9423 | 0.099584 | 0 | 0 | 0.19917 | 322.2001 | 0.10014 | 0 | 0 | 0.20029 | 322.458 | 0.1007 | 0 | 0 | 0.2014 | 322.6299 | 0.10108 | 0 | 0 | 0.20215 | 322.8877 | 0.10163 | 0 | 0 | 0.20327 | 323.0596 | 0.10201 | 0 | 0 | 0.20401 | 323.2315 | 0.10238 | 0 | 0 | 0.20476
2017-04-08 09:00 | 280.9765 | 0.83748 |  | 295.0435 | 0.04124 | 0 | 0 | 0.082481 | 303.3345 | 0.059224 | 0 | 0 | 0.11845 | 310.1181 | 0.073937 | 0 | 0 | 0.14787 | 310.3694 | 0.074482 | 0 | 0 | 0.14896 | 310.5368 | 0.074845 | 0 | 0 | 0.14969 | 310.7881 | 0.07539 | 0 | 0 | 0.15078 | 311.0393 | 0.075935 | 0 | 0 | 0.15187 | 311.2906 | 0.07648 | 0 | 0 | 0.15296 | 311.6256 | 0.077207 | 0 | 0 | 0.15441 | 311.8768 | 0.077752 | 0 | 0 | 0.1555 | 312.0443 | 0.078115 | 0 | 0 | 0.15623 | 312.2956 | 0.07866 | 0 | 0 | 0.15732 | 312.463 | 0.079023 | 0 | 0 | 0.15805 | 312.7143 | 0.079568 | 0 | 0 | 0.15914 | 312.9655 | 0.080113 | 0 | 0 | 0.16023 | 313.133 | 0.080476 | 0 | 0 | 0.16095 | 313.3843 | 0.081021 | 0 | 0 | 0.16204 | 313.6355 | 0.081566 | 0 | 0 | 0.16313 | 313.7193 | 0.081748 | 0 | 0 | 0.1635 | 313.9705 | 0.082293 | 0 | 0 | 0.16459 | 314.2218 | 0.082838 | 0 | 0 | 0.16568 | 314.3892 | 0.083201 | 0 | 0 | 0.1664 | 314.6405 | 0.083746 | 0 | 0 | 0.16749 | 314.808 | 0.084109 | 0 | 0 | 0.16822 | 314.9755 | 0.084473 | 0 | 0 | 0.16895
2017-04-08 10:00 | 277.4546 | 0.82698 |  | 291.3452 | 0.033219 | 0 | 0 | 0.066438 | 299.5324 | 0.050977 | 0 | 0 | 0.10195 | 306.2309 | 0.065506 | 0 | 0 | 0.13101 | 306.479 | 0.066044 | 0 | 0 | 0.13209 | 306.6444 | 0.066403 | 0 | 0 | 0.13281 | 306.8925 | 0.066941 | 0 | 0 | 0.13388 | 307.1406 | 0.067479 | 0 | 0 | 0.13496 | 307.3887 | 0.068017 | 0 | 0 | 0.13603 | 307.7195 | 0.068734 | 0 | 0 | 0.13747 | 307.9676 | 0.069273 | 0 | 0 | 0.13855 | 308.133 | 0.069631 | 0 | 0 | 0.13926 | 308.381 | 0.070169 | 0 | 0 | 0.14034 | 308.5464 | 0.070528 | 0 | 0 | 0.14106 | 308.7945 | 0.071066 | 0 | 0 | 0.14213 | 309.0426 | 0.071604 | 0 | 0 | 0.14321 | 309.208 | 0.071963 | 0 | 0 | 0.14393 | 309.4561 | 0.072501 | 0 | 0 | 0.145 | 309.7042 | 0.073039 | 0 | 0 | 0.14608 | 309.7869 | 0.073219 | 0 | 0 | 0.14644 | 310.035 | 0.073757 | 0 | 0 | 0.14751 | 310.2831 | 0.074295 | 0 | 0 | 0.14859 | 310.4485 | 0.074654 | 0 | 0 | 0.14931 | 310.6966 | 0.075192 | 0 | 0 | 0.15038 | 310.862 | 0.075551 | 0 | 0 | 0.1511 | 311.0274 | 0.075909 | 0 | 0 | 0.15182
2017-04-08 11:00 | 274.3331 | 0.81768 |  | 288.0676 | 0.026109 | 0 | 0 | 0.052219 | 296.1626 | 0.043668 | 0 | 0 | 0.087335 | 302.7857 | 0.058033 | 0 | 0 | 0.11607 | 303.031 | 0.058565 | 0 | 0 | 0.11713 | 303.1946 | 0.05892 | 0 | 0 | 0.11784 | 303.4399 | 0.059452 | 0 | 0 | 0.1189 | 303.6852 | 0.059984 | 0 | 0 | 0.11997 | 303.9305 | 0.060516 | 0 | 0 | 0.12103 | 304.2576 | 0.061226 | 0 | 0 | 0.12245 | 304.5029 | 0.061758 | 0 | 0 | 0.12352 | 304.6664 | 0.062112 | 0 | 0 | 0.12422 | 304.9117 | 0.062644 | 0 | 0 | 0.12529 | 305.0752 | 0.062999 | 0 | 0 | 0.126 | 305.3205 | 0.063531 | 0 | 0 | 0.12706 | 305.5658 | 0.064063 | 0 | 0 | 0.12813 | 305.7294 | 0.064418 | 0 | 0 | 0.12884 | 305.9747 | 0.06495 | 0 | 0 | 0.1299 | 306.22 | 0.065482 | 0 | 0 | 0.13096 | 306.3018 | 0.065659 | 0 | 0 | 0.13132 | 306.5471 | 0.066191 | 0 | 0 | 0.13238 | 306.7924 | 0.066724 | 0 | 0 | 0.13345 | 306.9559 | 0.067078 | 0 | 0 | 0.13416 | 307.2012 | 0.06761 | 0 | 0 | 0.13522 | 307.3647 | 0.067965 | 0 | 0 | 0.13593 | 307.5283 | 0.06832 | 0 | 0 | 0.13664
2017-04-08 12:00 | 276.9899 | 0.8256 |  | 290.8573 | 0.03216 | 0 | 0 | 0.064321 | 299.0307 | 0.049889 | 0 | 0 | 0.099777 | 305.718 | 0.064393 | 0 | 0 | 0.12879 | 305.9657 | 0.064931 | 0 | 0 | 0.12986 | 306.1308 | 0.065289 | 0 | 0 | 0.13058 | 306.3785 | 0.065826 | 0 | 0 | 0.13165 | 306.6262 | 0.066363 | 0 | 0 | 0.13273 | 306.8739 | 0.0669 | 0 | 0 | 0.1338 | 307.2041 | 0.067617 | 0 | 0 | 0.13523 | 307.4518 | 0.068154 | 0 | 0 | 0.13631 | 307.6169 | 0.068512 | 0 | 0 | 0.13702 | 307.8646 | 0.069049 | 0 | 0 | 0.1381 | 308.0297 | 0.069407 | 0 | 0 | 0.13881 | 308.2774 | 0.069945 | 0 | 0 | 0.13989 | 308.525 | 0.070482 | 0 | 0 | 0.14096 | 308.6902 | 0.07084 | 0 | 0 | 0.14168 | 308.9378 | 0.071377 | 0 | 0 | 0.14275 | 309.1855 | 0.071914 | 0 | 0 | 0.14383 | 309.2681 | 0.072093 | 0 | 0 | 0.14419 | 309.5158 | 0.072631 | 0 | 0 | 0.14526 | 309.7634 | 0.073168 | 0 | 0 | 0.14634 | 309.9286 | 0.073526 | 0 | 0 | 0.14705 | 310.1762 | 0.074063 | 0 | 0 | 0.14813 | 310.3414 | 0.074421 | 0 | 0 | 0.14884 | 310.5065 | 0.074779 | 0 | 0 | 0.14956
2017-04-08 13:00 | 266.3166 | 0.79378 |  | 279.6497 | 0.0078511 | 0 | 0 | 0.015702 | 287.5081 | 0.024896 | 0 | 0 | 0.049792 | 293.9378 | 0.038842 | 0 | 0 | 0.077684 | 294.1759 | 0.039359 | 0 | 0 | 0.078717 | 294.3347 | 0.039703 | 0 | 0 | 0.079406 | 294.5728 | 0.040219 | 0 | 0 | 0.080439 | 294.8109 | 0.040736 | 0 | 0 | 0.081472 | 295.0491 | 0.041252 | 0 | 0 | 0.082505 | 295.3666 | 0.041941 | 0 | 0 | 0.083882 | 295.6047 | 0.042458 | 0 | 0 | 0.084915 | 295.7635 | 0.042802 | 0 | 0 | 0.085604 | 296.0016 | 0.043318 | 0 | 0 | 0.086637 | 296.1604 | 0.043663 | 0 | 0 | 0.087326 | 296.3985 | 0.044179 | 0 | 0 | 0.088359 | 296.6366 | 0.044696 | 0 | 0 | 0.089392 | 296.7954 | 0.04504 | 0 | 0 | 0.09008 | 297.0335 | 0.045557 | 0 | 0 | 0.091113 | 297.2717 | 0.046073 | 0 | 0 | 0.092146 | 297.3511 | 0.046245 | 0 | 0 | 0.092491 | 297.5892 | 0.046762 | 0 | 0 | 0.093524 | 297.8273 | 0.047278 | 0 | 0 | 0.094557 | 297.9861 | 0.047623 | 0 | 0 | 0.095245 | 298.2242 | 0.048139 | 0 | 0 | 0.096279 | 298.383 | 0.048484 | 0 | 0 | 0.096967 | 298.5417 | 0.048828 | 0 | 0 | 0.097656
2017-04-08 14:00 | 263.7334 | 0.78608 |  | 276.9371 | 0.0019676 | 0 | 0 | 0.0039351 | 284.7194 | 0.018847 | 0 | 0 | 0.037694 | 291.0866 | 0.032658 | 0 | 0 | 0.065316 | 291.3225 | 0.033169 | 0 | 0 | 0.066339 | 291.4797 | 0.03351 | 0 | 0 | 0.067021 | 291.7155 | 0.034022 | 0 | 0 | 0.068044 | 291.9513 | 0.034533 | 0 | 0 | 0.069067 | 292.1871 | 0.035045 | 0 | 0 | 0.07009 | 292.5016 | 0.035727 | 0 | 0 | 0.071454 | 292.7374 | 0.036238 | 0 | 0 | 0.072477 | 292.8946 | 0.036579 | 0 | 0 | 0.073159 | 293.1304 | 0.037091 | 0 | 0 | 0.074182 | 293.2877 | 0.037432 | 0 | 0 | 0.074864 | 293.5235 | 0.037943 | 0 | 0 | 0.075887 | 293.7593 | 0.038455 | 0 | 0 | 0.07691 | 293.9165 | 0.038796 | 0 | 0 | 0.077592 | 294.1524 | 0.039307 | 0 | 0 | 0.078615 | 294.3882 | 0.039819 | 0 | 0 | 0.079638 | 294.4668 | 0.039989 | 0 | 0 | 0.079979 | 294.7026 | 0.040501 | 0 | 0 | 0.081002 | 294.9384 | 0.041012 | 0 | 0 | 0.082025 | 295.0957 | 0.041353 | 0 | 0 | 0.082707 | 295.3315 | 0.041865 | 0 | 0 | 0.08373 | 295.4887 | 0.042206 | 0 | 0 | 0.084412 | 295.6459 | 0.042547 | 0 | 0 | 0.085094
2017-04-08 15:00 | 272.4941 | 0.8122 |  | 286.1365 | 0.021921 | 0 | 0 | 0.043842 | 294.1772 | 0.039361 | 0 | 0 | 0.078723 | 300.756 | 0.053631 | 0 | 0 | 0.10726 | 300.9997 | 0.054159 | 0 | 0 | 0.10832 | 301.1621 | 0.054512 | 0 | 0 | 0.10902 | 301.4058 | 0.05504 | 0 | 0 | 0.11008 | 301.6494 | 0.055569 | 0 | 0 | 0.11114 | 301.8931 | 0.056097 | 0 | 0 | 0.11219 | 302.218 | 0.056802 | 0 | 0 | 0.1136 | 302.4616 | 0.05733 | 0 | 0 | 0.11466 | 302.6241 | 0.057683 | 0 | 0 | 0.11537 | 302.8677 | 0.058211 | 0 | 0 | 0.11642 | 303.0302 | 0.058563 | 0 | 0 | 0.11713 | 303.2738 | 0.059092 | 0 | 0 | 0.11818 | 303.5175 | 0.05962 | 0 | 0 | 0.11924 | 303.6799 | 0.059973 | 0 | 0 | 0.11995 | 303.9236 | 0.060501 | 0 | 0 | 0.121 | 304.1672 | 0.06103 | 0 | 0 | 0.12206 | 304.2484 | 0.061206 | 0 | 0 | 0.12241 | 304.4921 | 0.061734 | 0 | 0 | 0.12347 | 304.7358 | 0.062263 | 0 | 0 | 0.12453 | 304.8982 | 0.062615 | 0 | 0 | 0.12523 | 305.1419 | 0.063144 | 0 | 0 | 0.12629 | 305.3043 | 0.063496 | 0 | 0 | 0.12699 | 305.4667 | 0.063848 | 0 | 0 | 0.1277
2017-04-08 16:00 | 278.964 | 0.83148 |  | 292.9303 | 0.036657 | 0 | 0 | 0.073313 | 301.1619 | 0.054511 | 0 | 0 | 0.10902 | 307.8969 | 0.069119 | 0 | 0 | 0.13824 | 308.1464 | 0.06966 | 0 | 0 | 0.13932 | 308.3127 | 0.070021 | 0 | 0 | 0.14004 | 308.5621 | 0.070562 | 0 | 0 | 0.14112 | 308.8115 | 0.071103 | 0 | 0 | 0.14221 | 309.061 | 0.071644 | 0 | 0 | 0.14329 | 309.3936 | 0.072366 | 0 | 0 | 0.14473 | 309.643 | 0.072907 | 0 | 0 | 0.14581 | 309.8093 | 0.073267 | 0 | 0 | 0.14653 | 310.0588 | 0.073808 | 0 | 0 | 0.14762 | 310.2251 | 0.074169 | 0 | 0 | 0.14834 | 310.4745 | 0.07471 | 0 | 0 | 0.14942 | 310.7239 | 0.075251 | 0 | 0 | 0.1505 | 310.8902 | 0.075612 | 0 | 0 | 0.15122 | 311.1397 | 0.076153 | 0 | 0 | 0.15231 | 311.3891 | 0.076694 | 0 | 0 | 0.15339 | 311.4723 | 0.076874 | 0 | 0 | 0.15375 | 311.7217 | 0.077415 | 0 | 0 | 0.15483 | 311.9712 | 0.077956 | 0 | 0 | 0.15591 | 312.1375 | 0.078317 | 0 | 0 | 0.15663 | 312.3869 | 0.078858 | 0 | 0 | 0.15772 | 312.5532 | 0.079219 | 0 | 0 | 0.15844 | 312.7195 | 0.07958 | 0 | 0 | 0.15916
2017-04-08 17:00 | 280.3617 | 0.83565 |  | 294.3979 | 0.03984 | 0 | 0 | 0.07968 | 302.6708 | 0.057784 | 0 | 0 | 0.11557 | 309.4395 | 0.072465 | 0 | 0 | 0.14493 | 309.6902 | 0.073009 | 0 | 0 | 0.14602 | 309.8573 | 0.073371 | 0 | 0 | 0.14674 | 310.108 | 0.073915 | 0 | 0 | 0.14783 | 310.3587 | 0.074459 | 0 | 0 | 0.14892 | 310.6094 | 0.075003 | 0 | 0 | 0.15001 | 310.9437 | 0.075728 | 0 | 0 | 0.15146 | 311.1944 | 0.076271 | 0 | 0 | 0.15254 | 311.3615 | 0.076634 | 0 | 0 | 0.15327 | 311.6122 | 0.077178 | 0 | 0 | 0.15436 | 311.7793 | 0.07754 | 0 | 0 | 0.15508 | 312.03 | 0.078084 | 0 | 0 | 0.15617 | 312.2807 | 0.078628 | 0 | 0 | 0.15726 | 312.4478 | 0.07899 | 0 | 0 | 0.15798 | 312.6985 | 0.079534 | 0 | 0 | 0.15907 | 312.9492 | 0.080078 | 0 | 0 | 0.16016 | 313.0328 | 0.080259 | 0 | 0 | 0.16052 | 313.2835 | 0.080803 | 0 | 0 | 0.16161 | 313.5342 | 0.081347 | 0 | 0 | 0.16269 | 313.7013 | 0.081709 | 0 | 0 | 0.16342 | 313.952 | 0.082253 | 0 | 0 | 0.16451 | 314.1191 | 0.082615 | 0 | 0 | 0.16523 | 314.2862 | 0.082978 | 0 | 0 | 0.16596
2017-04-08 18:00 | 279.7021 | 0.83368 |  | 293.7053 | 0.038338 | 0 | 0 | 0.076675 | 301.9587 | 0.056239 | 0 | 0 | 0.11248 | 308.7115 | 0.070886 | 0 | 0 | 0.14177 | 308.9616 | 0.071429 | 0 | 0 | 0.14286 | 309.1283 | 0.07179 | 0 | 0 | 0.14358 | 309.3785 | 0.072333 | 0 | 0 | 0.14467 | 309.6286 | 0.072875 | 0 | 0 | 0.14575 | 309.8787 | 0.073418 | 0 | 0 | 0.14684 | 310.2121 | 0.074141 | 0 | 0 | 0.14828 | 310.4622 | 0.074684 | 0 | 0 | 0.14937 | 310.629 | 0.075045 | 0 | 0 | 0.15009 | 310.8791 | 0.075588 | 0 | 0 | 0.15118 | 311.0458 | 0.075949 | 0 | 0 | 0.1519 | 311.2959 | 0.076492 | 0 | 0 | 0.15298 | 311.546 | 0.077034 | 0 | 0 | 0.15407 | 311.7128 | 0.077396 | 0 | 0 | 0.15479 | 311.9629 | 0.077938 | 0 | 0 | 0.15588 | 312.213 | 0.078481 | 0 | 0 | 0.15696 | 312.2963 | 0.078662 | 0 | 0 | 0.15732 | 312.5464 | 0.079204 | 0 | 0 | 0.15841 | 312.7965 | 0.079747 | 0 | 0 | 0.15949 | 312.9633 | 0.080108 | 0 | 0 | 0.16022 | 313.2134 | 0.080651 | 0 | 0 | 0.1613 | 313.3801 | 0.081012 | 0 | 0 | 0.16202 | 313.5469 | 0.081374 | 0 | 0 | 0.16275
2017-04-08 19:00 | 277.4408 | 0.82694 |  | 291.3308 | 0.033188 | 0 | 0 | 0.066375 | 299.5176 | 0.050945 | 0 | 0 | 0.10189 | 306.2158 | 0.065473 | 0 | 0 | 0.13095 | 306.4638 | 0.066011 | 0 | 0 | 0.13202 | 306.6292 | 0.06637 | 0 | 0 | 0.13274 | 306.8773 | 0.066908 | 0 | 0 | 0.13382 | 307.1254 | 0.067446 | 0 | 0 | 0.13489 | 307.3735 | 0.067984 | 0 | 0 | 0.13597 | 307.7043 | 0.068701 | 0 | 0 | 0.1374 | 307.9523 | 0.06924 | 0 | 0 | 0.13848 | 308.1177 | 0.069598 | 0 | 0 | 0.1392 | 308.3658 | 0.070136 | 0 | 0 | 0.14027 | 308.5312 | 0.070495 | 0 | 0 | 0.14099 | 308.7793 | 0.071033 | 0 | 0 | 0.14207 | 309.0274 | 0.071571 | 0 | 0 | 0.14314 | 309.1927 | 0.07193 | 0 | 0 | 0.14386 | 309.4408 | 0.072468 | 0 | 0 | 0.14494 | 309.6889 | 0.073006 | 0 | 0 | 0.14601 | 309.7716 | 0.073186 | 0 | 0 | 0.14637 | 310.0197 | 0.073724 | 0 | 0 | 0.14745 | 310.2678 | 0.074262 | 0 | 0 | 0.14852 | 310.4332 | 0.07462 | 0 | 0 | 0.14924 | 310.6812 | 0.075159 | 0 | 0 | 0.15032 | 310.8466 | 0.075517 | 0 | 0 | 0.15103 | 311.012 | 0.075876 | 0 | 0 | 0.15175
2017-04-08 20:00 | 257.9018 | 0.7687 |  | 270.8136 | 0 | 0 | 0 | 0 | 278.4238 | 0.0051921 | 0 | 0 | 0.010384 | 284.6503 | 0.018697 | 0 | 0 | 0.037395 | 284.8809 | 0.019198 | 0 | 0 | 0.038395 | 285.0346 | 0.019531 | 0 | 0 | 0.039062 | 285.2652 | 0.020031 | 0 | 0 | 0.040062 | 285.4958 | 0.020531 | 0 | 0 | 0.041063 | 285.7264 | 0.021032 | 0 | 0 | 0.042063 | 286.0339 | 0.021699 | 0 | 0 | 0.043397 | 286.2645 | 0.022199 | 0 | 0 | 0.044397 | 286.4183 | 0.022532 | 0 | 0 | 0.045064 | 286.6489 | 0.023032 | 0 | 0 | 0.046065 | 286.8026 | 0.023366 | 0 | 0 | 0.046732 | 287.0332 | 0.023866 | 0 | 0 | 0.047732 | 287.2638 | 0.024366 | 0 | 0 | 0.048732 | 287.4176 | 0.0247 | 0 | 0 | 0.049399 | 287.6482 | 0.0252 | 0 | 0 | 0.0504 | 287.8788 | 0.0257 | 0 | 0 | 0.0514 | 287.9557 | 0.025867 | 0 | 0 | 0.051734 | 288.1863 | 0.026367 | 0 | 0 | 0.052734 | 288.4169 | 0.026867 | 0 | 0 | 0.053734 | 288.5706 | 0.027201 | 0 | 0 | 0.054401 | 288.8013 | 0.027701 | 0 | 0 | 0.055402 | 288.955 | 0.028034 | 0 | 0 | 0.056069 | 289.1087 | 0.028368 | 0 | 0 | 0.056736
2017-04-08 21:00 | 264.4578 | 0.78824 |  | 277.6978 | 0.0036174 | 0 | 0 | 0.0072349 | 285.5014 | 0.020543 | 0 | 0 | 0.041087 | 291.8861 | 0.034392 | 0 | 0 | 0.068784 | 292.1226 | 0.034905 | 0 | 0 | 0.06981 | 292.2803 | 0.035247 | 0 | 0 | 0.070494 | 292.5167 | 0.03576 | 0 | 0 | 0.071519 | 292.7532 | 0.036273 | 0 | 0 | 0.072545 | 292.9897 | 0.036786 | 0 | 0 | 0.073571 | 293.305 | 0.037469 | 0 | 0 | 0.074939 | 293.5415 | 0.037982 | 0 | 0 | 0.075965 | 293.6991 | 0.038324 | 0 | 0 | 0.076649 | 293.9356 | 0.038837 | 0 | 0 | 0.077674 | 294.0932 | 0.039179 | 0 | 0 | 0.078358 | 294.3297 | 0.039692 | 0 | 0 | 0.079384 | 294.5662 | 0.040205 | 0 | 0 | 0.08041 | 294.7238 | 0.040547 | 0 | 0 | 0.081094 | 294.9603 | 0.04106 | 0 | 0 | 0.08212 | 295.1968 | 0.041573 | 0 | 0 | 0.083145 | 295.2756 | 0.041744 | 0 | 0 | 0.083487 | 295.5121 | 0.042257 | 0 | 0 | 0.084513 | 295.7485 | 0.04277 | 0 | 0 | 0.085539 | 295.9062 | 0.043111 | 0 | 0 | 0.086223 | 296.1427 | 0.043624 | 0 | 0 | 0.087249 | 296.3003 | 0.043966 | 0 | 0 | 0.087933 | 296.458 | 0.044308 | 0 | 0 | 0.088616
2017-04-08 22:00 | 276.0214 | 0.82271 |  | 289.8403 | 0.029955 | 0 | 0 | 0.059909 | 297.9851 | 0.047621 | 0 | 0 | 0.095241 | 304.649 | 0.062075 | 0 | 0 | 0.12415 | 304.8959 | 0.06261 | 0 | 0 | 0.12522 | 305.0604 | 0.062967 | 0 | 0 | 0.12593 | 305.3072 | 0.063502 | 0 | 0 | 0.127 | 305.554 | 0.064038 | 0 | 0 | 0.12808 | 305.8008 | 0.064573 | 0 | 0 | 0.12915 | 306.1299 | 0.065287 | 0 | 0 | 0.13057 | 306.3767 | 0.065822 | 0 | 0 | 0.13164 | 306.5413 | 0.066179 | 0 | 0 | 0.13236 | 306.7881 | 0.066714 | 0 | 0 | 0.13343 | 306.9526 | 0.067071 | 0 | 0 | 0.13414 | 307.1994 | 0.067607 | 0 | 0 | 0.13521 | 307.4463 | 0.068142 | 0 | 0 | 0.13628 | 307.6108 | 0.068499 | 0 | 0 | 0.137 | 307.8576 | 0.069034 | 0 | 0 | 0.13807 | 308.1044 | 0.069569 | 0 | 0 | 0.13914 | 308.1867 | 0.069748 | 0 | 0 | 0.1395 | 308.4335 | 0.070283 | 0 | 0 | 0.14057 | 308.6803 | 0.070819 | 0 | 0 | 0.14164 | 308.8449 | 0.071175 | 0 | 0 | 0.14235 | 309.0917 | 0.071711 | 0 | 0 | 0.14342 | 309.2562 | 0.072068 | 0 | 0 | 0.14414 | 309.4208 | 0.072425 | 0 | 0 | 0.14485
2017-04-08 23:00 | 282.2912 | 0.8414 |  | 296.4241 | 0.044235 | 0 | 0 | 0.08847 | 304.7539 | 0.062302 | 0 | 0 | 0.1246 | 311.5692 | 0.077085 | 0 | 0 | 0.15417 | 311.8216 | 0.077632 | 0 | 0 | 0.15526 | 311.9899 | 0.077997 | 0 | 0 | 0.15599 | 312.2423 | 0.078545 | 0 | 0 | 0.15709 | 312.4948 | 0.079092 | 0 | 0 | 0.15818 | 312.7472 | 0.07964 | 0 | 0 | 0.15928 | 313.0837 | 0.08037 | 0 | 0 | 0.16074 | 313.3362 | 0.080917 | 0 | 0 | 0.16183 | 313.5044 | 0.081282 | 0 | 0 | 0.16256 | 313.7569 | 0.08183 | 0 | 0 | 0.16366 | 313.9251 | 0.082195 | 0 | 0 | 0.16439 | 314.1775 | 0.082742 | 0 | 0 | 0.16548 | 314.43 | 0.08329 | 0 | 0 | 0.16658 | 314.5982 | 0.083655 | 0 | 0 | 0.16731 | 314.8507 | 0.084202 | 0 | 0 | 0.1684 | 315.1031 | 0.08475 | 0 | 0 | 0.1695 | 315.1872 | 0.084932 | 0 | 0 | 0.16986 | 315.4396 | 0.08548 | 0 | 0 | 0.17096 | 315.6921 | 0.086027 | 0 | 0 | 0.17205 | 315.8603 | 0.086392 | 0 | 0 | 0.17278 | 316.1128 | 0.08694 | 0 | 0 | 0.17388 | 316.281 | 0.087305 | 0 | 0 | 0.17461 | 316.4493 | 0.08767 | 0 | 0 | 0.17534
2017-04-09 | 285.1978 | 0.85006 |  | 299.4761 | 0.050855 | 0 | 0 | 0.10171 | 307.8917 | 0.069108 | 0 | 0 | 0.13822 | 314.7772 | 0.084043 | 0 | 0 | 0.16809 | 315.0322 | 0.084596 | 0 | 0 | 0.16919 | 315.2022 | 0.084965 | 0 | 0 | 0.16993 | 315.4572 | 0.085518 | 0 | 0 | 0.17104 | 315.7123 | 0.086071 | 0 | 0 | 0.17214 | 315.9673 | 0.086624 | 0 | 0 | 0.17325 | 316.3073 | 0.087361 | 0 | 0 | 0.17472 | 316.5623 | 0.087915 | 0 | 0 | 0.17583 | 316.7323 | 0.088283 | 0 | 0 | 0.17657 | 316.9873 | 0.088836 | 0 | 0 | 0.17767 | 317.1574 | 0.089205 | 0 | 0 | 0.17841 | 317.4124 | 0.089758 | 0 | 0 | 0.17952 | 317.6674 | 0.090312 | 0 | 0 | 0.18062 | 317.8374 | 0.09068 | 0 | 0 | 0.18136 | 318.0924 | 0.091233 | 0 | 0 | 0.18247 | 318.3474 | 0.091787 | 0 | 0 | 0.18357 | 318.4324 | 0.091971 | 0 | 0 | 0.18394 | 318.6875 | 0.092524 | 0 | 0 | 0.18505 | 318.9425 | 0.093077 | 0 | 0 | 0.18615 | 319.1125 | 0.093446 | 0 | 0 | 0.18689 | 319.3675 | 0.093999 | 0 | 0 | 0.188 | 319.5375 | 0.094368 | 0 | 0 | 0.18874 | 319.7075 | 0.094737 | 0 | 0 | 0.18947
2017-04-09 01:00 | 282.819 | 0.84297 |  | 296.9783 | 0.045437 | 0 | 0 | 0.090874 | 305.3237 | 0.063538 | 0 | 0 | 0.12708 | 312.1518 | 0.078348 | 0 | 0 | 0.1567 | 312.4046 | 0.078897 | 0 | 0 | 0.15779 | 312.5732 | 0.079262 | 0 | 0 | 0.15852 | 312.8261 | 0.079811 | 0 | 0 | 0.15962 | 313.079 | 0.080359 | 0 | 0 | 0.16072 | 313.3319 | 0.080908 | 0 | 0 | 0.16182 | 313.6691 | 0.081639 | 0 | 0 | 0.16328 | 313.922 | 0.082188 | 0 | 0 | 0.16438 | 314.0906 | 0.082553 | 0 | 0 | 0.16511 | 314.3435 | 0.083102 | 0 | 0 | 0.1662 | 314.5121 | 0.083468 | 0 | 0 | 0.16694 | 314.765 | 0.084016 | 0 | 0 | 0.16803 | 315.0179 | 0.084565 | 0 | 0 | 0.16913 | 315.1864 | 0.08493 | 0 | 0 | 0.16986 | 315.4393 | 0.085479 | 0 | 0 | 0.17096 | 315.6922 | 0.086027 | 0 | 0 | 0.17205 | 315.7765 | 0.08621 | 0 | 0 | 0.17242 | 316.0294 | 0.086759 | 0 | 0 | 0.17352 | 316.2823 | 0.087307 | 0 | 0 | 0.17461 | 316.4509 | 0.087673 | 0 | 0 | 0.17535 | 316.7038 | 0.088221 | 0 | 0 | 0.17644 | 316.8724 | 0.088587 | 0 | 0 | 0.17717 | 317.041 | 0.088953 | 0 | 0 | 0.17791
2017-04-09 02:00 | 284.0243 | 0.84656 |  | 298.2439 | 0.048182 | 0 | 0 | 0.096364 | 306.6249 | 0.06636 | 0 | 0 | 0.13272 | 313.4821 | 0.081234 | 0 | 0 | 0.16247 | 313.736 | 0.081784 | 0 | 0 | 0.16357 | 313.9053 | 0.082152 | 0 | 0 | 0.1643 | 314.1593 | 0.082702 | 0 | 0 | 0.1654 | 314.4133 | 0.083253 | 0 | 0 | 0.16651 | 314.6672 | 0.083804 | 0 | 0 | 0.16761 | 315.0059 | 0.084539 | 0 | 0 | 0.16908 | 315.2598 | 0.08509 | 0 | 0 | 0.17018 | 315.4291 | 0.085457 | 0 | 0 | 0.17091 | 315.6831 | 0.086008 | 0 | 0 | 0.17202 | 315.8524 | 0.086375 | 0 | 0 | 0.17275 | 316.1064 | 0.086926 | 0 | 0 | 0.17385 | 316.3604 | 0.087477 | 0 | 0 | 0.17495 | 316.5297 | 0.087844 | 0 | 0 | 0.17569 | 316.7836 | 0.088395 | 0 | 0 | 0.17679 | 317.0376 | 0.088946 | 0 | 0 | 0.17789 | 317.1223 | 0.089129 | 0 | 0 | 0.17826 | 317.3762 | 0.08968 | 0 | 0 | 0.17936 | 317.6302 | 0.090231 | 0 | 0 | 0.18046 | 317.7995 | 0.090598 | 0 | 0 | 0.1812 | 318.0535 | 0.091149 | 0 | 0 | 0.1823 | 318.2228 | 0.091516 | 0 | 0 | 0.18303 | 318.3921 | 0.091883 | 0 | 0 | 0.18377
2017-04-09 03:00 | 290.3173 | 0.86532 |  | 304.8519 | 0.062515 | 0 | 0 | 0.12503 | 313.4186 | 0.081096 | 0 | 0 | 0.16219 | 320.4277 | 0.096299 | 0 | 0 | 0.1926 | 320.6873 | 0.096862 | 0 | 0 | 0.19372 | 320.8603 | 0.097237 | 0 | 0 | 0.19447 | 321.1199 | 0.0978 | 0 | 0 | 0.1956 | 321.3795 | 0.098363 | 0 | 0 | 0.19673 | 321.6391 | 0.098926 | 0 | 0 | 0.19785 | 321.9852 | 0.099677 | 0 | 0 | 0.19935 | 322.2448 | 0.10024 | 0 | 0 | 0.20048 | 322.4179 | 0.10062 | 0 | 0 | 0.20123 | 322.6775 | 0.10118 | 0 | 0 | 0.20236 | 322.8506 | 0.10155 | 0 | 0 | 0.20311 | 323.1101 | 0.10212 | 0 | 0 | 0.20423 | 323.3697 | 0.10268 | 0 | 0 | 0.20536 | 323.5428 | 0.10306 | 0 | 0 | 0.20611 | 323.8024 | 0.10362 | 0 | 0 | 0.20724 | 324.062 | 0.10418 | 0 | 0 | 0.20836 | 324.1485 | 0.10437 | 0 | 0 | 0.20874 | 324.4081 | 0.10493 | 0 | 0 | 0.20986 | 324.6677 | 0.1055 | 0 | 0 | 0.21099 | 324.8408 | 0.10587 | 0 | 0 | 0.21174 | 325.1004 | 0.10643 | 0 | 0 | 0.21287 | 325.2734 | 0.10681 | 0 | 0 | 0.21362 | 325.4465 | 0.10718 | 0 | 0 | 0.21437
2017-04-09 04:00 | 278.5352 | 0.8302 |  | 292.48 | 0.03568 | 0 | 0 | 0.07136 | 300.699 | 0.053507 | 0 | 0 | 0.10701 | 307.4236 | 0.068093 | 0 | 0 | 0.13619 | 307.6726 | 0.068633 | 0 | 0 | 0.13727 | 307.8387 | 0.068993 | 0 | 0 | 0.13799 | 308.0877 | 0.069533 | 0 | 0 | 0.13907 | 308.3368 | 0.070073 | 0 | 0 | 0.14015 | 308.5859 | 0.070614 | 0 | 0 | 0.14123 | 308.9179 | 0.071334 | 0 | 0 | 0.14267 | 309.167 | 0.071874 | 0 | 0 | 0.14375 | 309.333 | 0.072234 | 0 | 0 | 0.14447 | 309.5821 | 0.072775 | 0 | 0 | 0.14555 | 309.7481 | 0.073135 | 0 | 0 | 0.14627 | 309.9972 | 0.073675 | 0 | 0 | 0.14735 | 310.2463 | 0.074215 | 0 | 0 | 0.14843 | 310.4123 | 0.074575 | 0 | 0 | 0.14915 | 310.6614 | 0.075115 | 0 | 0 | 0.15023 | 310.9104 | 0.075656 | 0 | 0 | 0.15131 | 310.9934 | 0.075836 | 0 | 0 | 0.15167 | 311.2425 | 0.076376 | 0 | 0 | 0.15275 | 311.4916 | 0.076916 | 0 | 0 | 0.15383 | 311.6576 | 0.077276 | 0 | 0 | 0.15455 | 311.9067 | 0.077817 | 0 | 0 | 0.15563 | 312.0727 | 0.078177 | 0 | 0 | 0.15635 | 312.2388 | 0.078537 | 0 | 0 | 0.15707
2017-04-09 05:00 | 279.2604 | 0.83236 |  | 293.2415 | 0.037332 | 0 | 0 | 0.074664 | 301.4819 | 0.055205 | 0 | 0 | 0.11041 | 308.2241 | 0.069829 | 0 | 0 | 0.13966 | 308.4738 | 0.070371 | 0 | 0 | 0.14074 | 308.6402 | 0.070732 | 0 | 0 | 0.14146 | 308.89 | 0.071273 | 0 | 0 | 0.14255 | 309.1397 | 0.071815 | 0 | 0 | 0.14363 | 309.3894 | 0.072356 | 0 | 0 | 0.14471 | 309.7223 | 0.073079 | 0 | 0 | 0.14616 | 309.972 | 0.07362 | 0 | 0 | 0.14724 | 310.1385 | 0.073981 | 0 | 0 | 0.14796 | 310.3882 | 0.074523 | 0 | 0 | 0.14905 | 310.5547 | 0.074884 | 0 | 0 | 0.14977 | 310.8044 | 0.075426 | 0 | 0 | 0.15085 | 311.0541 | 0.075967 | 0 | 0 | 0.15193 | 311.2206 | 0.076328 | 0 | 0 | 0.15266 | 311.4703 | 0.07687 | 0 | 0 | 0.15374 | 311.72 | 0.077412 | 0 | 0 | 0.15482 | 311.8032 | 0.077592 | 0 | 0 | 0.15518 | 312.0529 | 0.078134 | 0 | 0 | 0.15627 | 312.3026 | 0.078675 | 0 | 0 | 0.15735 | 312.4691 | 0.079036 | 0 | 0 | 0.15807 | 312.7188 | 0.079578 | 0 | 0 | 0.15916 | 312.8853 | 0.079939 | 0 | 0 | 0.15988 | 313.0518 | 0.0803 | 0 | 0 | 0.1606
2017-04-09 06:00 | 283.256 | 0.84427 |  | 297.4371 | 0.046432 | 0 | 0 | 0.092864 | 305.7954 | 0.064561 | 0 | 0 | 0.12912 | 312.634 | 0.079394 | 0 | 0 | 0.15879 | 312.8873 | 0.079943 | 0 | 0 | 0.15989 | 313.0561 | 0.08031 | 0 | 0 | 0.16062 | 313.3094 | 0.080859 | 0 | 0 | 0.16172 | 313.5627 | 0.081408 | 0 | 0 | 0.16282 | 313.816 | 0.081958 | 0 | 0 | 0.16392 | 314.1537 | 0.08269 | 0 | 0 | 0.16538 | 314.407 | 0.08324 | 0 | 0 | 0.16648 | 314.5758 | 0.083606 | 0 | 0 | 0.16721 | 314.8291 | 0.084155 | 0 | 0 | 0.16831 | 314.998 | 0.084521 | 0 | 0 | 0.16904 | 315.2512 | 0.085071 | 0 | 0 | 0.17014 | 315.5045 | 0.08562 | 0 | 0 | 0.17124 | 315.6734 | 0.085986 | 0 | 0 | 0.17197 | 315.9267 | 0.086536 | 0 | 0 | 0.17307 | 316.1799 | 0.087085 | 0 | 0 | 0.17417 | 316.2644 | 0.087268 | 0 | 0 | 0.17454 | 316.5176 | 0.087818 | 0 | 0 | 0.17564 | 316.7709 | 0.088367 | 0 | 0 | 0.17673 | 316.9398 | 0.088733 | 0 | 0 | 0.17747 | 317.1931 | 0.089283 | 0 | 0 | 0.17857 | 317.3619 | 0.089649 | 0 | 0 | 0.1793 | 317.5308 | 0.090015 | 0 | 0 | 0.18003
2017-04-09 07:00 | 284.2746 | 0.84731 |  | 298.5068 | 0.048752 | 0 | 0 | 0.097504 | 306.8951 | 0.066946 | 0 | 0 | 0.13389 | 313.7583 | 0.081833 | 0 | 0 | 0.16367 | 314.0125 | 0.082384 | 0 | 0 | 0.16477 | 314.182 | 0.082752 | 0 | 0 | 0.1655 | 314.4362 | 0.083303 | 0 | 0 | 0.16661 | 314.6903 | 0.083854 | 0 | 0 | 0.16771 | 314.9445 | 0.084406 | 0 | 0 | 0.16881 | 315.2835 | 0.085141 | 0 | 0 | 0.17028 | 315.5377 | 0.085692 | 0 | 0 | 0.17138 | 315.7071 | 0.08606 | 0 | 0 | 0.17212 | 315.9613 | 0.086611 | 0 | 0 | 0.17322 | 316.1308 | 0.086979 | 0 | 0 | 0.17396 | 316.385 | 0.08753 | 0 | 0 | 0.17506 | 316.6392 | 0.088081 | 0 | 0 | 0.17616 | 316.8086 | 0.088449 | 0 | 0 | 0.1769 | 317.0628 | 0.089 | 0 | 0 | 0.178 | 317.317 | 0.089552 | 0 | 0 | 0.1791 | 317.4017 | 0.089735 | 0 | 0 | 0.17947 | 317.6559 | 0.090287 | 0 | 0 | 0.18057 | 317.9101 | 0.090838 | 0 | 0 | 0.18168 | 318.0796 | 0.091206 | 0 | 0 | 0.18241 | 318.3338 | 0.091757 | 0 | 0 | 0.18351 | 318.5032 | 0.092124 | 0 | 0 | 0.18425 | 318.6727 | 0.092492 | 0 | 0 | 0.18498
2017-04-09 08:00 | 270.5212 | 0.80631 |  | 284.0648 | 0.017427 | 0 | 0 | 0.034855 | 292.0473 | 0.034741 | 0 | 0 | 0.069483 | 298.5784 | 0.048908 | 0 | 0 | 0.097815 | 298.8203 | 0.049432 | 0 | 0 | 0.098864 | 298.9816 | 0.049782 | 0 | 0 | 0.099564 | 299.2235 | 0.050307 | 0 | 0 | 0.10061 | 299.4654 | 0.050831 | 0 | 0 | 0.10166 | 299.7073 | 0.051356 | 0 | 0 | 0.10271 | 300.0298 | 0.052056 | 0 | 0 | 0.10411 | 300.2717 | 0.05258 | 0 | 0 | 0.10516 | 300.433 | 0.05293 | 0 | 0 | 0.10586 | 300.6748 | 0.053455 | 0 | 0 | 0.10691 | 300.8361 | 0.053804 | 0 | 0 | 0.10761 | 301.078 | 0.054329 | 0 | 0 | 0.10866 | 301.3199 | 0.054854 | 0 | 0 | 0.10971 | 301.4812 | 0.055204 | 0 | 0 | 0.11041 | 301.7231 | 0.055728 | 0 | 0 | 0.11146 | 301.965 | 0.056253 | 0 | 0 | 0.11251 | 302.0456 | 0.056428 | 0 | 0 | 0.11286 | 302.2875 | 0.056952 | 0 | 0 | 0.1139 | 302.5294 | 0.057477 | 0 | 0 | 0.11495 | 302.6906 | 0.057827 | 0 | 0 | 0.11565 | 302.9325 | 0.058352 | 0 | 0 | 0.1167 | 303.0938 | 0.058701 | 0 | 0 | 0.1174 | 303.2551 | 0.059051 | 0 | 0 | 0.1181
2017-04-09 09:00 | 273.694 | 0.81577 |  | 287.3965 | 0.024654 | 0 | 0 | 0.049308 | 295.4726 | 0.042171 | 0 | 0 | 0.084342 | 302.0804 | 0.056503 | 0 | 0 | 0.11301 | 302.3251 | 0.057034 | 0 | 0 | 0.11407 | 302.4882 | 0.057388 | 0 | 0 | 0.11478 | 302.733 | 0.057919 | 0 | 0 | 0.11584 | 302.9777 | 0.05845 | 0 | 0 | 0.1169 | 303.2224 | 0.05898 | 0 | 0 | 0.11796 | 303.5487 | 0.059688 | 0 | 0 | 0.11938 | 303.7935 | 0.060219 | 0 | 0 | 0.12044 | 303.9566 | 0.060573 | 0 | 0 | 0.12115 | 304.2014 | 0.061104 | 0 | 0 | 0.12221 | 304.3645 | 0.061458 | 0 | 0 | 0.12292 | 304.6093 | 0.061988 | 0 | 0 | 0.12398 | 304.854 | 0.062519 | 0 | 0 | 0.12504 | 305.0171 | 0.062873 | 0 | 0 | 0.12575 | 305.2619 | 0.063404 | 0 | 0 | 0.12681 | 305.5066 | 0.063935 | 0 | 0 | 0.12787 | 305.5882 | 0.064112 | 0 | 0 | 0.12822 | 305.8329 | 0.064643 | 0 | 0 | 0.12929 | 306.0776 | 0.065173 | 0 | 0 | 0.13035 | 306.2408 | 0.065527 | 0 | 0 | 0.13105 | 306.4855 | 0.066058 | 0 | 0 | 0.13212 | 306.6487 | 0.066412 | 0 | 0 | 0.13282 | 306.8118 | 0.066766 | 0 | 0 | 0.13353
2017-04-09 10:00 | 276.4794 | 0.82407 |  | 290.3213 | 0.030998 | 0 | 0 | 0.061996 | 298.4796 | 0.048693 | 0 | 0 | 0.097386 | 305.1546 | 0.063171 | 0 | 0 | 0.12634 | 305.4018 | 0.063708 | 0 | 0 | 0.12742 | 305.5667 | 0.064065 | 0 | 0 | 0.12813 | 305.8139 | 0.064601 | 0 | 0 | 0.1292 | 306.0611 | 0.065137 | 0 | 0 | 0.13027 | 306.3083 | 0.065674 | 0 | 0 | 0.13135 | 306.638 | 0.066389 | 0 | 0 | 0.13278 | 306.8852 | 0.066925 | 0 | 0 | 0.13385 | 307.05 | 0.067282 | 0 | 0 | 0.13456 | 307.2972 | 0.067819 | 0 | 0 | 0.13564 | 307.462 | 0.068176 | 0 | 0 | 0.13635 | 307.7092 | 0.068712 | 0 | 0 | 0.13742 | 307.9565 | 0.069249 | 0 | 0 | 0.1385 | 308.1213 | 0.069606 | 0 | 0 | 0.13921 | 308.3685 | 0.070142 | 0 | 0 | 0.14028 | 308.6157 | 0.070678 | 0 | 0 | 0.14136 | 308.6981 | 0.070857 | 0 | 0 | 0.14171 | 308.9454 | 0.071393 | 0 | 0 | 0.14279 | 309.1926 | 0.07193 | 0 | 0 | 0.14386 | 309.3574 | 0.072287 | 0 | 0 | 0.14457 | 309.6046 | 0.072823 | 0 | 0 | 0.14565 | 309.7694 | 0.073181 | 0 | 0 | 0.14636 | 309.9342 | 0.073538 | 0 | 0 | 0.14708
2017-04-09 11:00 | 274.3184 | 0.81763 |  | 288.0521 | 0.026076 | 0 | 0 | 0.052152 | 296.1467 | 0.043633 | 0 | 0 | 0.087266 | 302.7695 | 0.057998 | 0 | 0 | 0.116 | 303.0148 | 0.05853 | 0 | 0 | 0.11706 | 303.1783 | 0.058885 | 0 | 0 | 0.11777 | 303.4236 | 0.059417 | 0 | 0 | 0.11883 | 303.6689 | 0.059949 | 0 | 0 | 0.1199 | 303.9142 | 0.060481 | 0 | 0 | 0.12096 | 304.2413 | 0.06119 | 0 | 0 | 0.12238 | 304.4865 | 0.061722 | 0 | 0 | 0.12344 | 304.6501 | 0.062077 | 0 | 0 | 0.12415 | 304.8954 | 0.062609 | 0 | 0 | 0.12522 | 305.0589 | 0.062964 | 0 | 0 | 0.12593 | 305.3042 | 0.063496 | 0 | 0 | 0.12699 | 305.5495 | 0.064028 | 0 | 0 | 0.12806 | 305.713 | 0.064382 | 0 | 0 | 0.12876 | 305.9583 | 0.064914 | 0 | 0 | 0.12983 | 306.2036 | 0.065446 | 0 | 0 | 0.13089 | 306.2853 | 0.065624 | 0 | 0 | 0.13125 | 306.5306 | 0.066156 | 0 | 0 | 0.13231 | 306.7759 | 0.066688 | 0 | 0 | 0.13338 | 306.9394 | 0.067043 | 0 | 0 | 0.13409 | 307.1847 | 0.067575 | 0 | 0 | 0.13515 | 307.3483 | 0.067929 | 0 | 0 | 0.13586 | 307.5118 | 0.068284 | 0 | 0 | 0.13657
2017-04-09 12:00 | 276.5036 | 0.82415 |  | 290.3467 | 0.031053 | 0 | 0 | 0.062106 | 298.5058 | 0.04875 | 0 | 0 | 0.0975 | 305.1814 | 0.063229 | 0 | 0 | 0.12646 | 305.4286 | 0.063766 | 0 | 0 | 0.12753 | 305.5934 | 0.064123 | 0 | 0 | 0.12825 | 305.8407 | 0.064659 | 0 | 0 | 0.12932 | 306.0879 | 0.065196 | 0 | 0 | 0.13039 | 306.3352 | 0.065732 | 0 | 0 | 0.13146 | 306.6648 | 0.066447 | 0 | 0 | 0.13289 | 306.9121 | 0.066983 | 0 | 0 | 0.13397 | 307.0769 | 0.067341 | 0 | 0 | 0.13468 | 307.3241 | 0.067877 | 0 | 0 | 0.13575 | 307.489 | 0.068234 | 0 | 0 | 0.13647 | 307.7362 | 0.068771 | 0 | 0 | 0.13754 | 307.9835 | 0.069307 | 0 | 0 | 0.13861 | 308.1483 | 0.069665 | 0 | 0 | 0.13933 | 308.3955 | 0.070201 | 0 | 0 | 0.1404 | 308.6428 | 0.070737 | 0 | 0 | 0.14147 | 308.7252 | 0.070916 | 0 | 0 | 0.14183 | 308.9724 | 0.071452 | 0 | 0 | 0.1429 | 309.2197 | 0.071988 | 0 | 0 | 0.14398 | 309.3845 | 0.072346 | 0 | 0 | 0.14469 | 309.6317 | 0.072882 | 0 | 0 | 0.14576 | 309.7966 | 0.07324 | 0 | 0 | 0.14648 | 309.9614 | 0.073597 | 0 | 0 | 0.14719
2017-04-09 13:00 | 274.8758 | 0.81929 |  | 288.6374 | 0.027345 | 0 | 0 | 0.054691 | 296.7484 | 0.044938 | 0 | 0 | 0.089877 | 303.3847 | 0.059332 | 0 | 0 | 0.11866 | 303.6305 | 0.059865 | 0 | 0 | 0.11973 | 303.7944 | 0.060221 | 0 | 0 | 0.12044 | 304.0401 | 0.060754 | 0 | 0 | 0.12151 | 304.2859 | 0.061287 | 0 | 0 | 0.12257 | 304.5317 | 0.06182 | 0 | 0 | 0.12364 | 304.8594 | 0.062531 | 0 | 0 | 0.12506 | 305.1052 | 0.063064 | 0 | 0 | 0.12613 | 305.2691 | 0.06342 | 0 | 0 | 0.12684 | 305.5149 | 0.063953 | 0 | 0 | 0.12791 | 305.6787 | 0.064308 | 0 | 0 | 0.12862 | 305.9245 | 0.064841 | 0 | 0 | 0.12968 | 306.1703 | 0.065374 | 0 | 0 | 0.13075 | 306.3342 | 0.06573 | 0 | 0 | 0.13146 | 306.58 | 0.066263 | 0 | 0 | 0.13253 | 306.8257 | 0.066796 | 0 | 0 | 0.13359 | 306.9077 | 0.066974 | 0 | 0 | 0.13395 | 307.1535 | 0.067507 | 0 | 0 | 0.13501 | 307.3992 | 0.06804 | 0 | 0 | 0.13608 | 307.5631 | 0.068395 | 0 | 0 | 0.13679 | 307.8089 | 0.068928 | 0 | 0 | 0.13786 | 307.9728 | 0.069284 | 0 | 0 | 0.13857 | 308.1366 | 0.069639 | 0 | 0 | 0.13928
2017-04-09 14:00 | 274.5138 | 0.81822 |  | 288.2572 | 0.026521 | 0 | 0 | 0.053042 | 296.3576 | 0.04409 | 0 | 0 | 0.088181 | 302.9851 | 0.058466 | 0 | 0 | 0.11693 | 303.2306 | 0.058998 | 0 | 0 | 0.118 | 303.3942 | 0.059353 | 0 | 0 | 0.11871 | 303.6397 | 0.059885 | 0 | 0 | 0.11977 | 303.8851 | 0.060418 | 0 | 0 | 0.12084 | 304.1306 | 0.06095 | 0 | 0 | 0.1219 | 304.4579 | 0.06166 | 0 | 0 | 0.12332 | 304.7034 | 0.062193 | 0 | 0 | 0.12439 | 304.867 | 0.062547 | 0 | 0 | 0.12509 | 305.1125 | 0.06308 | 0 | 0 | 0.12616 | 305.2761 | 0.063435 | 0 | 0 | 0.12687 | 305.5216 | 0.063967 | 0 | 0 | 0.12793 | 305.767 | 0.0645 | 0 | 0 | 0.129 | 305.9307 | 0.064855 | 0 | 0 | 0.12971 | 306.1761 | 0.065387 | 0 | 0 | 0.13077 | 306.4216 | 0.065919 | 0 | 0 | 0.13184 | 306.5034 | 0.066097 | 0 | 0 | 0.13219 | 306.7489 | 0.066629 | 0 | 0 | 0.13326 | 306.9944 | 0.067162 | 0 | 0 | 0.13432 | 307.158 | 0.067517 | 0 | 0 | 0.13503 | 307.4035 | 0.068049 | 0 | 0 | 0.1361 | 307.5671 | 0.068404 | 0 | 0 | 0.13681 | 307.7308 | 0.068759 | 0 | 0 | 0.13752
2017-04-09 15:00 | 271.3151 | 0.80868 |  | 284.8984 | 0.019235 | 0 | 0 | 0.038471 | 292.9043 | 0.0366 | 0 | 0 | 0.073201 | 299.4546 | 0.050808 | 0 | 0 | 0.10162 | 299.6972 | 0.051334 | 0 | 0 | 0.10267 | 299.859 | 0.051685 | 0 | 0 | 0.10337 | 300.1016 | 0.052211 | 0 | 0 | 0.10442 | 300.3442 | 0.052737 | 0 | 0 | 0.10547 | 300.5868 | 0.053264 | 0 | 0 | 0.10653 | 300.9103 | 0.053965 | 0 | 0 | 0.10793 | 301.1529 | 0.054491 | 0 | 0 | 0.10898 | 301.3146 | 0.054842 | 0 | 0 | 0.10968 | 301.5572 | 0.055368 | 0 | 0 | 0.11074 | 301.7189 | 0.055719 | 0 | 0 | 0.11144 | 301.9615 | 0.056246 | 0 | 0 | 0.11249 | 302.2041 | 0.056772 | 0 | 0 | 0.11354 | 302.3659 | 0.057123 | 0 | 0 | 0.11425 | 302.6085 | 0.057649 | 0 | 0 | 0.1153 | 302.8511 | 0.058175 | 0 | 0 | 0.11635 | 302.932 | 0.05835 | 0 | 0 | 0.1167 | 303.1746 | 0.058877 | 0 | 0 | 0.11775 | 303.4172 | 0.059403 | 0 | 0 | 0.11881 | 303.5789 | 0.059754 | 0 | 0 | 0.11951 | 303.8215 | 0.06028 | 0 | 0 | 0.12056 | 303.9832 | 0.060631 | 0 | 0 | 0.12126 | 304.145 | 0.060981 | 0 | 0 | 0.12196
2017-04-09 16:00 | 279.3268 | 0.83256 |  | 293.3112 | 0.037483 | 0 | 0 | 0.074966 | 301.5535 | 0.055361 | 0 | 0 | 0.11072 | 308.2973 | 0.069988 | 0 | 0 | 0.13998 | 308.547 | 0.070529 | 0 | 0 | 0.14106 | 308.7136 | 0.070891 | 0 | 0 | 0.14178 | 308.9633 | 0.071432 | 0 | 0 | 0.14286 | 309.2131 | 0.071974 | 0 | 0 | 0.14395 | 309.4629 | 0.072516 | 0 | 0 | 0.14503 | 309.7959 | 0.073238 | 0 | 0 | 0.14648 | 310.0457 | 0.07378 | 0 | 0 | 0.14756 | 310.2122 | 0.074141 | 0 | 0 | 0.14828 | 310.4619 | 0.074683 | 0 | 0 | 0.14937 | 310.6285 | 0.075044 | 0 | 0 | 0.15009 | 310.8782 | 0.075586 | 0 | 0 | 0.15117 | 311.128 | 0.076128 | 0 | 0 | 0.15226 | 311.2945 | 0.076489 | 0 | 0 | 0.15298 | 311.5443 | 0.07703 | 0 | 0 | 0.15406 | 311.794 | 0.077572 | 0 | 0 | 0.15514 | 311.8773 | 0.077753 | 0 | 0 | 0.15551 | 312.1271 | 0.078295 | 0 | 0 | 0.15659 | 312.3768 | 0.078836 | 0 | 0 | 0.15767 | 312.5433 | 0.079197 | 0 | 0 | 0.15839 | 312.7931 | 0.079739 | 0 | 0 | 0.15948 | 312.9596 | 0.0801 | 0 | 0 | 0.1602 | 313.1261 | 0.080462 | 0 | 0 | 0.16092
2017-04-09 17:00 | 283.8054 | 0.84591 |  | 298.014 | 0.047683 | 0 | 0 | 0.095367 | 306.3885 | 0.065848 | 0 | 0 | 0.1317 | 313.2404 | 0.080709 | 0 | 0 | 0.16142 | 313.4942 | 0.08126 | 0 | 0 | 0.16252 | 313.6633 | 0.081627 | 0 | 0 | 0.16325 | 313.9171 | 0.082177 | 0 | 0 | 0.16435 | 314.1709 | 0.082728 | 0 | 0 | 0.16546 | 314.4247 | 0.083278 | 0 | 0 | 0.16656 | 314.763 | 0.084012 | 0 | 0 | 0.16802 | 315.0168 | 0.084562 | 0 | 0 | 0.16912 | 315.186 | 0.084929 | 0 | 0 | 0.16986 | 315.4398 | 0.08548 | 0 | 0 | 0.17096 | 315.6089 | 0.085847 | 0 | 0 | 0.17169 | 315.8627 | 0.086397 | 0 | 0 | 0.17279 | 316.1165 | 0.086948 | 0 | 0 | 0.1739 | 316.2857 | 0.087315 | 0 | 0 | 0.17463 | 316.5394 | 0.087865 | 0 | 0 | 0.17573 | 316.7932 | 0.088415 | 0 | 0 | 0.17683 | 316.8778 | 0.088599 | 0 | 0 | 0.1772 | 317.1316 | 0.089149 | 0 | 0 | 0.1783 | 317.3853 | 0.0897 | 0 | 0 | 0.1794 | 317.5545 | 0.090067 | 0 | 0 | 0.18013 | 317.8083 | 0.090617 | 0 | 0 | 0.18123 | 317.9775 | 0.090984 | 0 | 0 | 0.18197 | 318.1467 | 0.091351 | 0 | 0 | 0.1827
2017-04-09 18:00 | 279.3859 | 0.83274 |  | 293.3733 | 0.037618 | 0 | 0 | 0.075235 | 301.6174 | 0.055499 | 0 | 0 | 0.111 | 308.3626 | 0.070129 | 0 | 0 | 0.14026 | 308.6124 | 0.070671 | 0 | 0 | 0.14134 | 308.7789 | 0.071032 | 0 | 0 | 0.14206 | 309.0288 | 0.071574 | 0 | 0 | 0.14315 | 309.2786 | 0.072116 | 0 | 0 | 0.14423 | 309.5284 | 0.072658 | 0 | 0 | 0.14532 | 309.8615 | 0.073381 | 0 | 0 | 0.14676 | 310.1113 | 0.073922 | 0 | 0 | 0.14784 | 310.2779 | 0.074284 | 0 | 0 | 0.14857 | 310.5277 | 0.074825 | 0 | 0 | 0.14965 | 310.6942 | 0.075187 | 0 | 0 | 0.15037 | 310.9441 | 0.075729 | 0 | 0 | 0.15146 | 311.1939 | 0.07627 | 0 | 0 | 0.15254 | 311.3604 | 0.076632 | 0 | 0 | 0.15326 | 311.6102 | 0.077174 | 0 | 0 | 0.15435 | 311.8601 | 0.077715 | 0 | 0 | 0.15543 | 311.9433 | 0.077896 | 0 | 0 | 0.15579 | 312.1932 | 0.078438 | 0 | 0 | 0.15688 | 312.443 | 0.07898 | 0 | 0 | 0.15796 | 312.6095 | 0.079341 | 0 | 0 | 0.15868 | 312.8593 | 0.079883 | 0 | 0 | 0.15977 | 313.0259 | 0.080244 | 0 | 0 | 0.16049 | 313.1924 | 0.080605 | 0 | 0 | 0.16121
2017-04-09 19:00 | 277.6991 | 0.82771 |  | 291.602 | 0.033776 | 0 | 0 | 0.067551 | 299.7963 | 0.051549 | 0 | 0 | 0.1031 | 306.5008 | 0.066091 | 0 | 0 | 0.13218 | 306.7491 | 0.06663 | 0 | 0 | 0.13326 | 306.9146 | 0.066989 | 0 | 0 | 0.13398 | 307.163 | 0.067527 | 0 | 0 | 0.13505 | 307.4113 | 0.068066 | 0 | 0 | 0.13613 | 307.6596 | 0.068605 | 0 | 0 | 0.13721 | 307.9907 | 0.069323 | 0 | 0 | 0.13865 | 308.239 | 0.069861 | 0 | 0 | 0.13972 | 308.4045 | 0.07022 | 0 | 0 | 0.14044 | 308.6528 | 0.070759 | 0 | 0 | 0.14152 | 308.8184 | 0.071118 | 0 | 0 | 0.14224 | 309.0667 | 0.071657 | 0 | 0 | 0.14331 | 309.315 | 0.072195 | 0 | 0 | 0.14439 | 309.4805 | 0.072554 | 0 | 0 | 0.14511 | 309.7289 | 0.073093 | 0 | 0 | 0.14619 | 309.9772 | 0.073631 | 0 | 0 | 0.14726 | 310.0599 | 0.073811 | 0 | 0 | 0.14762 | 310.3082 | 0.07435 | 0 | 0 | 0.1487 | 310.5566 | 0.074888 | 0 | 0 | 0.14978 | 310.7221 | 0.075247 | 0 | 0 | 0.15049 | 310.9704 | 0.075786 | 0 | 0 | 0.15157 | 311.136 | 0.076145 | 0 | 0 | 0.15229 | 311.3015 | 0.076504 | 0 | 0 | 0.15301
2017-04-09 20:00 | 276.3368 | 0.82365 |  | 290.1715 | 0.030673 | 0 | 0 | 0.061346 | 298.3257 | 0.048359 | 0 | 0 | 0.096719 | 304.9972 | 0.06283 | 0 | 0 | 0.12566 | 305.2443 | 0.063366 | 0 | 0 | 0.12673 | 305.409 | 0.063723 | 0 | 0 | 0.12745 | 305.6561 | 0.064259 | 0 | 0 | 0.12852 | 305.9032 | 0.064795 | 0 | 0 | 0.12959 | 306.1503 | 0.065331 | 0 | 0 | 0.13066 | 306.4798 | 0.066046 | 0 | 0 | 0.13209 | 306.7269 | 0.066582 | 0 | 0 | 0.13316 | 306.8916 | 0.066939 | 0 | 0 | 0.13388 | 307.1387 | 0.067475 | 0 | 0 | 0.13495 | 307.3034 | 0.067832 | 0 | 0 | 0.13566 | 307.5505 | 0.068368 | 0 | 0 | 0.13674 | 307.7976 | 0.068904 | 0 | 0 | 0.13781 | 307.9624 | 0.069261 | 0 | 0 | 0.13852 | 308.2094 | 0.069797 | 0 | 0 | 0.13959 | 308.4565 | 0.070333 | 0 | 0 | 0.14067 | 308.5389 | 0.070512 | 0 | 0 | 0.14102 | 308.786 | 0.071048 | 0 | 0 | 0.1421 | 309.0331 | 0.071584 | 0 | 0 | 0.14317 | 309.1978 | 0.071941 | 0 | 0 | 0.14388 | 309.4449 | 0.072477 | 0 | 0 | 0.14495 | 309.6096 | 0.072834 | 0 | 0 | 0.14567 | 309.7744 | 0.073192 | 0 | 0 | 0.14638
2017-04-09 21:00 | 288.3121 | 0.85934 |  | 302.7463 | 0.057948 | 0 | 0 | 0.1159 | 311.2538 | 0.0764 | 0 | 0 | 0.1528 | 318.2145 | 0.091498 | 0 | 0 | 0.183 | 318.4723 | 0.092057 | 0 | 0 | 0.18411 | 318.6442 | 0.09243 | 0 | 0 | 0.18486 | 318.902 | 0.092989 | 0 | 0 | 0.18598 | 319.1598 | 0.093548 | 0 | 0 | 0.1871 | 319.4176 | 0.094108 | 0 | 0 | 0.18822 | 319.7613 | 0.094853 | 0 | 0 | 0.18971 | 320.0191 | 0.095412 | 0 | 0 | 0.19082 | 320.191 | 0.095785 | 0 | 0 | 0.19157 | 320.4488 | 0.096344 | 0 | 0 | 0.19269 | 320.6207 | 0.096717 | 0 | 0 | 0.19343 | 320.8785 | 0.097276 | 0 | 0 | 0.19455 | 321.1363 | 0.097835 | 0 | 0 | 0.19567 | 321.3081 | 0.098208 | 0 | 0 | 0.19642 | 321.5659 | 0.098767 | 0 | 0 | 0.19753 | 321.8237 | 0.099327 | 0 | 0 | 0.19865 | 321.9097 | 0.099513 | 0 | 0 | 0.19903 | 322.1675 | 0.10007 | 0 | 0 | 0.20014 | 322.4253 | 0.10063 | 0 | 0 | 0.20126 | 322.5971 | 0.101 | 0 | 0 | 0.20201 | 322.855 | 0.10156 | 0 | 0 | 0.20313 | 323.0268 | 0.10194 | 0 | 0 | 0.20387 | 323.1987 | 0.10231 | 0 | 0 | 0.20462
2017-04-09 22:00 | 282.0713 | 0.84074 |  | 296.1931 | 0.043734 | 0 | 0 | 0.087468 | 304.5165 | 0.061787 | 0 | 0 | 0.12357 | 311.3265 | 0.076558 | 0 | 0 | 0.15312 | 311.5787 | 0.077105 | 0 | 0 | 0.15421 | 311.7468 | 0.07747 | 0 | 0 | 0.15494 | 311.9991 | 0.078017 | 0 | 0 | 0.15603 | 312.2513 | 0.078564 | 0 | 0 | 0.15713 | 312.5035 | 0.079111 | 0 | 0 | 0.15822 | 312.8398 | 0.07984 | 0 | 0 | 0.15968 | 313.092 | 0.080388 | 0 | 0 | 0.16078 | 313.2602 | 0.080752 | 0 | 0 | 0.1615 | 313.5124 | 0.081299 | 0 | 0 | 0.1626 | 313.6805 | 0.081664 | 0 | 0 | 0.16333 | 313.9328 | 0.082211 | 0 | 0 | 0.16442 | 314.185 | 0.082758 | 0 | 0 | 0.16552 | 314.3531 | 0.083123 | 0 | 0 | 0.16625 | 314.6054 | 0.08367 | 0 | 0 | 0.16734 | 314.8576 | 0.084217 | 0 | 0 | 0.16843 | 314.9416 | 0.084399 | 0 | 0 | 0.1688 | 315.1939 | 0.084946 | 0 | 0 | 0.16989 | 315.4461 | 0.085494 | 0 | 0 | 0.17099 | 315.6142 | 0.085858 | 0 | 0 | 0.17172 | 315.8665 | 0.086405 | 0 | 0 | 0.17281 | 316.0346 | 0.08677 | 0 | 0 | 0.17354 | 316.2028 | 0.087135 | 0 | 0 | 0.17427
2017-04-09 23:00 | 280.1466 | 0.835 |  | 294.1721 | 0.03935 | 0 | 0 | 0.0787 | 302.4386 | 0.05728 | 0 | 0 | 0.11456 | 309.2022 | 0.07195 | 0 | 0 | 0.1439 | 309.4527 | 0.072494 | 0 | 0 | 0.14499 | 309.6197 | 0.072856 | 0 | 0 | 0.14571 | 309.8702 | 0.073399 | 0 | 0 | 0.1468 | 310.1207 | 0.073943 | 0 | 0 | 0.14789 | 310.3712 | 0.074486 | 0 | 0 | 0.14897 | 310.7052 | 0.07521 | 0 | 0 | 0.15042 | 310.9557 | 0.075754 | 0 | 0 | 0.15151 | 311.1227 | 0.076116 | 0 | 0 | 0.15223 | 311.3732 | 0.076659 | 0 | 0 | 0.15332 | 311.5402 | 0.077022 | 0 | 0 | 0.15404 | 311.7907 | 0.077565 | 0 | 0 | 0.15513 | 312.0412 | 0.078108 | 0 | 0 | 0.15622 | 312.2082 | 0.07847 | 0 | 0 | 0.15694 | 312.4587 | 0.079014 | 0 | 0 | 0.15803 | 312.7092 | 0.079557 | 0 | 0 | 0.15911 | 312.7927 | 0.079738 | 0 | 0 | 0.15948 | 313.0432 | 0.080282 | 0 | 0 | 0.16056 | 313.2937 | 0.080825 | 0 | 0 | 0.16165 | 313.4607 | 0.081187 | 0 | 0 | 0.16237 | 313.7112 | 0.081731 | 0 | 0 | 0.16346 | 313.8782 | 0.082093 | 0 | 0 | 0.16419 | 314.0452 | 0.082455 | 0 | 0 | 0.16491
2017-04-10 | 282.7185 | 0.84267 |  | 296.8727 | 0.045208 | 0 | 0 | 0.090416 | 305.2151 | 0.063303 | 0 | 0 | 0.12661 | 312.0407 | 0.078107 | 0 | 0 | 0.15621 | 312.2935 | 0.078656 | 0 | 0 | 0.15731 | 312.4621 | 0.079021 | 0 | 0 | 0.15804 | 312.7149 | 0.07957 | 0 | 0 | 0.15914 | 312.9677 | 0.080118 | 0 | 0 | 0.16024 | 313.2205 | 0.080666 | 0 | 0 | 0.16133 | 313.5576 | 0.081397 | 0 | 0 | 0.16279 | 313.8104 | 0.081946 | 0 | 0 | 0.16389 | 313.9789 | 0.082311 | 0 | 0 | 0.16462 | 314.2317 | 0.082859 | 0 | 0 | 0.16572 | 314.4002 | 0.083225 | 0 | 0 | 0.16645 | 314.653 | 0.083773 | 0 | 0 | 0.16755 | 314.9058 | 0.084322 | 0 | 0 | 0.16864 | 315.0744 | 0.084687 | 0 | 0 | 0.16937 | 315.3272 | 0.085236 | 0 | 0 | 0.17047 | 315.58 | 0.085784 | 0 | 0 | 0.17157 | 315.6642 | 0.085967 | 0 | 0 | 0.17193 | 315.917 | 0.086515 | 0 | 0 | 0.17303 | 316.1698 | 0.087063 | 0 | 0 | 0.17413 | 316.3384 | 0.087429 | 0 | 0 | 0.17486 | 316.5912 | 0.087977 | 0 | 0 | 0.17595 | 316.7597 | 0.088343 | 0 | 0 | 0.17669 | 316.9282 | 0.088708 | 0 | 0 | 0.17742
2017-04-10 01:00 | 284.2743 | 0.84731 |  | 298.5064 | 0.048751 | 0 | 0 | 0.097503 | 306.8948 | 0.066946 | 0 | 0 | 0.13389 | 313.758 | 0.081832 | 0 | 0 | 0.16366 | 314.0121 | 0.082383 | 0 | 0 | 0.16477 | 314.1816 | 0.082751 | 0 | 0 | 0.1655 | 314.4358 | 0.083302 | 0 | 0 | 0.1666 | 314.69 | 0.083854 | 0 | 0 | 0.16771 | 314.9442 | 0.084405 | 0 | 0 | 0.16881 | 315.2831 | 0.08514 | 0 | 0 | 0.17028 | 315.5373 | 0.085691 | 0 | 0 | 0.17138 | 315.7068 | 0.086059 | 0 | 0 | 0.17212 | 315.961 | 0.08661 | 0 | 0 | 0.17322 | 316.1304 | 0.086978 | 0 | 0 | 0.17396 | 316.3846 | 0.087529 | 0 | 0 | 0.17506 | 316.6388 | 0.08808 | 0 | 0 | 0.17616 | 316.8083 | 0.088448 | 0 | 0 | 0.1769 | 317.0625 | 0.088999 | 0 | 0 | 0.178 | 317.3166 | 0.089551 | 0 | 0 | 0.1791 | 317.4014 | 0.089735 | 0 | 0 | 0.17947 | 317.6556 | 0.090286 | 0 | 0 | 0.18057 | 317.9098 | 0.090837 | 0 | 0 | 0.18167 | 318.0792 | 0.091205 | 0 | 0 | 0.18241 | 318.3334 | 0.091756 | 0 | 0 | 0.18351 | 318.5029 | 0.092124 | 0 | 0 | 0.18425 | 318.6723 | 0.092491 | 0 | 0 | 0.18498
2017-04-10 02:00 | 283.6581 | 0.84547 |  | 297.8594 | 0.047348 | 0 | 0 | 0.094696 | 306.2296 | 0.065503 | 0 | 0 | 0.13101 | 313.0779 | 0.080357 | 0 | 0 | 0.16071 | 313.3315 | 0.080907 | 0 | 0 | 0.16181 | 313.5006 | 0.081274 | 0 | 0 | 0.16255 | 313.7543 | 0.081824 | 0 | 0 | 0.16365 | 314.0079 | 0.082374 | 0 | 0 | 0.16475 | 314.2616 | 0.082924 | 0 | 0 | 0.16585 | 314.5997 | 0.083658 | 0 | 0 | 0.16732 | 314.8534 | 0.084208 | 0 | 0 | 0.16842 | 315.0225 | 0.084575 | 0 | 0 | 0.16915 | 315.2761 | 0.085125 | 0 | 0 | 0.17025 | 315.4452 | 0.085492 | 0 | 0 | 0.17098 | 315.6989 | 0.086042 | 0 | 0 | 0.17208 | 315.9525 | 0.086592 | 0 | 0 | 0.17318 | 316.1216 | 0.086959 | 0 | 0 | 0.17392 | 316.3752 | 0.087509 | 0 | 0 | 0.17502 | 316.6289 | 0.088059 | 0 | 0 | 0.17612 | 316.7134 | 0.088242 | 0 | 0 | 0.17648 | 316.9671 | 0.088792 | 0 | 0 | 0.17758 | 317.2207 | 0.089343 | 0 | 0 | 0.17869 | 317.3898 | 0.089709 | 0 | 0 | 0.17942 | 317.6434 | 0.09026 | 0 | 0 | 0.18052 | 317.8125 | 0.090626 | 0 | 0 | 0.18125 | 317.9816 | 0.090993 | 0 | 0 | 0.18199
2017-04-10 03:00 | 287.1766 | 0.85596 |  | 301.554 | 0.055362 | 0 | 0 | 0.11072 | 310.028 | 0.073742 | 0 | 0 | 0.14748 | 316.9613 | 0.08878 | 0 | 0 | 0.17756 | 317.2181 | 0.089337 | 0 | 0 | 0.17867 | 317.3893 | 0.089708 | 0 | 0 | 0.17942 | 317.6461 | 0.090265 | 0 | 0 | 0.18053 | 317.9028 | 0.090822 | 0 | 0 | 0.18164 | 318.1596 | 0.091379 | 0 | 0 | 0.18276 | 318.502 | 0.092122 | 0 | 0 | 0.18424 | 318.7588 | 0.092679 | 0 | 0 | 0.18536 | 318.93 | 0.09305 | 0 | 0 | 0.1861 | 319.1868 | 0.093607 | 0 | 0 | 0.18721 | 319.358 | 0.093978 | 0 | 0 | 0.18796 | 319.6148 | 0.094535 | 0 | 0 | 0.18907 | 319.8715 | 0.095092 | 0 | 0 | 0.19018 | 320.0427 | 0.095464 | 0 | 0 | 0.19093 | 320.2995 | 0.096021 | 0 | 0 | 0.19204 | 320.5563 | 0.096578 | 0 | 0 | 0.19316 | 320.6419 | 0.096763 | 0 | 0 | 0.19353 | 320.8987 | 0.09732 | 0 | 0 | 0.19464 | 321.1555 | 0.097877 | 0 | 0 | 0.19575 | 321.3267 | 0.098248 | 0 | 0 | 0.1965 | 321.5835 | 0.098805 | 0 | 0 | 0.19761 | 321.7547 | 0.099177 | 0 | 0 | 0.19835 | 321.9258 | 0.099548 | 0 | 0 | 0.1991
2017-04-10 04:00 | 281.6806 | 0.83958 |  | 295.7829 | 0.042844 | 0 | 0 | 0.085688 | 304.0947 | 0.060872 | 0 | 0 | 0.12174 | 310.8952 | 0.075623 | 0 | 0 | 0.15125 | 311.1471 | 0.076169 | 0 | 0 | 0.15234 | 311.315 | 0.076533 | 0 | 0 | 0.15307 | 311.5669 | 0.07708 | 0 | 0 | 0.15416 | 311.8188 | 0.077626 | 0 | 0 | 0.15525 | 312.0706 | 0.078172 | 0 | 0 | 0.15634 | 312.4065 | 0.078901 | 0 | 0 | 0.1578 | 312.6583 | 0.079447 | 0 | 0 | 0.15889 | 312.8263 | 0.079811 | 0 | 0 | 0.15962 | 313.0781 | 0.080357 | 0 | 0 | 0.16071 | 313.2461 | 0.080722 | 0 | 0 | 0.16144 | 313.4979 | 0.081268 | 0 | 0 | 0.16254 | 313.7498 | 0.081814 | 0 | 0 | 0.16363 | 313.9177 | 0.082178 | 0 | 0 | 0.16436 | 314.1696 | 0.082725 | 0 | 0 | 0.16545 | 314.4215 | 0.083271 | 0 | 0 | 0.16654 | 314.5054 | 0.083453 | 0 | 0 | 0.16691 | 314.7573 | 0.083999 | 0 | 0 | 0.168 | 315.0092 | 0.084546 | 0 | 0 | 0.16909 | 315.1771 | 0.08491 | 0 | 0 | 0.16982 | 315.429 | 0.085456 | 0 | 0 | 0.17091 | 315.5969 | 0.085821 | 0 | 0 | 0.17164 | 315.7648 | 0.086185 | 0 | 0 | 0.17237
2017-04-10 05:00 | 289.4586 | 0.86276 |  | 303.9503 | 0.060559 | 0 | 0 | 0.12112 | 312.4916 | 0.079085 | 0 | 0 | 0.15817 | 319.4799 | 0.094243 | 0 | 0 | 0.18849 | 319.7388 | 0.094804 | 0 | 0 | 0.18961 | 319.9113 | 0.095179 | 0 | 0 | 0.19036 | 320.1702 | 0.09574 | 0 | 0 | 0.19148 | 320.429 | 0.096301 | 0 | 0 | 0.1926 | 320.6878 | 0.096863 | 0 | 0 | 0.19373 | 321.0329 | 0.097611 | 0 | 0 | 0.19522 | 321.2917 | 0.098173 | 0 | 0 | 0.19635 | 321.4643 | 0.098547 | 0 | 0 | 0.19709 | 321.7231 | 0.099108 | 0 | 0 | 0.19822 | 321.8957 | 0.099483 | 0 | 0 | 0.19897 | 322.1545 | 0.10004 | 0 | 0 | 0.20009 | 322.4133 | 0.10061 | 0 | 0 | 0.20121 | 322.5859 | 0.10098 | 0 | 0 | 0.20196 | 322.8447 | 0.10154 | 0 | 0 | 0.20308 | 323.1035 | 0.1021 | 0 | 0 | 0.2042 | 323.1898 | 0.10229 | 0 | 0 | 0.20458 | 323.4486 | 0.10285 | 0 | 0 | 0.2057 | 323.7075 | 0.10341 | 0 | 0 | 0.20682 | 323.88 | 0.10379 | 0 | 0 | 0.20757 | 324.1388 | 0.10435 | 0 | 0 | 0.2087 | 324.3114 | 0.10472 | 0 | 0 | 0.20944 | 324.484 | 0.1051 | 0 | 0 | 0.21019
2017-04-10 06:00 | 286.5907 | 0.85421 |  | 300.9388 | 0.054027 | 0 | 0 | 0.10805 | 309.3955 | 0.07237 | 0 | 0 | 0.14474 | 316.3146 | 0.087377 | 0 | 0 | 0.17475 | 316.5708 | 0.087933 | 0 | 0 | 0.17587 | 316.7417 | 0.088304 | 0 | 0 | 0.17661 | 316.9979 | 0.088859 | 0 | 0 | 0.17772 | 317.2542 | 0.089415 | 0 | 0 | 0.17883 | 317.5105 | 0.089971 | 0 | 0 | 0.17994 | 317.8522 | 0.090712 | 0 | 0 | 0.18142 | 318.1084 | 0.091268 | 0 | 0 | 0.18254 | 318.2793 | 0.091639 | 0 | 0 | 0.18328 | 318.5355 | 0.092194 | 0 | 0 | 0.18439 | 318.7064 | 0.092565 | 0 | 0 | 0.18513 | 318.9626 | 0.093121 | 0 | 0 | 0.18624 | 319.2189 | 0.093677 | 0 | 0 | 0.18735 | 319.3897 | 0.094047 | 0 | 0 | 0.18809 | 319.646 | 0.094603 | 0 | 0 | 0.18921 | 319.9023 | 0.095159 | 0 | 0 | 0.19032 | 319.9877 | 0.095344 | 0 | 0 | 0.19069 | 320.244 | 0.0959 | 0 | 0 | 0.1918 | 320.5002 | 0.096456 | 0 | 0 | 0.19291 | 320.6711 | 0.096826 | 0 | 0 | 0.19365 | 320.9273 | 0.097382 | 0 | 0 | 0.19476 | 321.0982 | 0.097753 | 0 | 0 | 0.19551 | 321.269 | 0.098123 | 0 | 0 | 0.19625
2017-04-10 07:00 | 290.5478 | 0.86601 |  | 305.094 | 0.06304 | 0 | 0 | 0.12608 | 313.6675 | 0.081636 | 0 | 0 | 0.16327 | 320.6821 | 0.09685 | 0 | 0 | 0.1937 | 320.9419 | 0.097414 | 0 | 0 | 0.19483 | 321.1151 | 0.09779 | 0 | 0 | 0.19558 | 321.3749 | 0.098353 | 0 | 0 | 0.19671 | 321.6347 | 0.098917 | 0 | 0 | 0.19783 | 321.8945 | 0.09948 | 0 | 0 | 0.19896 | 322.241 | 0.10023 | 0 | 0 | 0.20046 | 322.5008 | 0.1008 | 0 | 0 | 0.20159 | 322.674 | 0.10117 | 0 | 0 | 0.20234 | 322.9338 | 0.10173 | 0 | 0 | 0.20347 | 323.107 | 0.10211 | 0 | 0 | 0.20422 | 323.3668 | 0.10267 | 0 | 0 | 0.20535 | 323.6266 | 0.10324 | 0 | 0 | 0.20647 | 323.7998 | 0.10361 | 0 | 0 | 0.20723 | 324.0596 | 0.10418 | 0 | 0 | 0.20835 | 324.3194 | 0.10474 | 0 | 0 | 0.20948 | 324.406 | 0.10493 | 0 | 0 | 0.20985 | 324.6658 | 0.10549 | 0 | 0 | 0.21098 | 324.9256 | 0.10605 | 0 | 0 | 0.21211 | 325.0988 | 0.10643 | 0 | 0 | 0.21286 | 325.3586 | 0.10699 | 0 | 0 | 0.21399 | 325.5318 | 0.10737 | 0 | 0 | 0.21474 | 325.705 | 0.10775 | 0 | 0 | 0.21549
2017-04-10 08:00 | 288.5175 | 0.85995 |  | 302.962 | 0.058416 | 0 | 0 | 0.11683 | 311.4756 | 0.076881 | 0 | 0 | 0.15376 | 318.4412 | 0.09199 | 0 | 0 | 0.18398 | 318.6992 | 0.092549 | 0 | 0 | 0.1851 | 318.8712 | 0.092923 | 0 | 0 | 0.18585 | 319.1292 | 0.093482 | 0 | 0 | 0.18696 | 319.3871 | 0.094042 | 0 | 0 | 0.18808 | 319.6451 | 0.094601 | 0 | 0 | 0.1892 | 319.9891 | 0.095347 | 0 | 0 | 0.19069 | 320.2471 | 0.095907 | 0 | 0 | 0.19181 | 320.4191 | 0.09628 | 0 | 0 | 0.19256 | 320.6771 | 0.09684 | 0 | 0 | 0.19368 | 320.8491 | 0.097213 | 0 | 0 | 0.19443 | 321.1071 | 0.097772 | 0 | 0 | 0.19554 | 321.365 | 0.098332 | 0 | 0 | 0.19666 | 321.537 | 0.098705 | 0 | 0 | 0.19741 | 321.795 | 0.099264 | 0 | 0 | 0.19853 | 322.053 | 0.099824 | 0 | 0 | 0.19965 | 322.139 | 0.10001 | 0 | 0 | 0.20002 | 322.397 | 0.10057 | 0 | 0 | 0.20114 | 322.655 | 0.10113 | 0 | 0 | 0.20226 | 322.827 | 0.1015 | 0 | 0 | 0.20301 | 323.0849 | 0.10206 | 0 | 0 | 0.20412 | 323.2569 | 0.10244 | 0 | 0 | 0.20487 | 323.4289 | 0.10281 | 0 | 0 | 0.20562
2017-04-10 09:00 | 289.8138 | 0.86382 |  | 304.3233 | 0.061368 | 0 | 0 | 0.12274 | 312.8751 | 0.079917 | 0 | 0 | 0.15983 | 319.872 | 0.095093 | 0 | 0 | 0.19019 | 320.1311 | 0.095655 | 0 | 0 | 0.19131 | 320.3039 | 0.09603 | 0 | 0 | 0.19206 | 320.563 | 0.096592 | 0 | 0 | 0.19318 | 320.8222 | 0.097154 | 0 | 0 | 0.19431 | 321.0813 | 0.097716 | 0 | 0 | 0.19543 | 321.4269 | 0.098466 | 0 | 0 | 0.19693 | 321.686 | 0.099028 | 0 | 0 | 0.19806 | 321.8588 | 0.099403 | 0 | 0 | 0.19881 | 322.1179 | 0.099965 | 0 | 0 | 0.19993 | 322.2907 | 0.10034 | 0 | 0 | 0.20068 | 322.5498 | 0.1009 | 0 | 0 | 0.2018 | 322.809 | 0.10146 | 0 | 0 | 0.20293 | 322.9817 | 0.10184 | 0 | 0 | 0.20368 | 323.2409 | 0.1024 | 0 | 0 | 0.2048 | 323.5 | 0.10296 | 0 | 0 | 0.20592 | 323.5864 | 0.10315 | 0 | 0 | 0.2063 | 323.8456 | 0.10371 | 0 | 0 | 0.20742 | 324.1047 | 0.10427 | 0 | 0 | 0.20855 | 324.2775 | 0.10465 | 0 | 0 | 0.2093 | 324.5366 | 0.10521 | 0 | 0 | 0.21042 | 324.7094 | 0.10559 | 0 | 0 | 0.21117 | 324.8821 | 0.10596 | 0 | 0 | 0.21192
2017-04-10 10:00 | 287.0476 | 0.85557 |  | 301.4185 | 0.055068 | 0 | 0 | 0.11014 | 309.8887 | 0.07344 | 0 | 0 | 0.14688 | 316.8189 | 0.088471 | 0 | 0 | 0.17694 | 317.0755 | 0.089028 | 0 | 0 | 0.17806 | 317.2467 | 0.089399 | 0 | 0 | 0.1788 | 317.5033 | 0.089956 | 0 | 0 | 0.17991 | 317.76 | 0.090512 | 0 | 0 | 0.18102 | 318.0167 | 0.091069 | 0 | 0 | 0.18214 | 318.3589 | 0.091811 | 0 | 0 | 0.18362 | 318.6156 | 0.092368 | 0 | 0 | 0.18474 | 318.7867 | 0.092739 | 0 | 0 | 0.18548 | 319.0434 | 0.093296 | 0 | 0 | 0.18659 | 319.2145 | 0.093667 | 0 | 0 | 0.18733 | 319.4711 | 0.094224 | 0 | 0 | 0.18845 | 319.7278 | 0.094781 | 0 | 0 | 0.18956 | 319.8989 | 0.095152 | 0 | 0 | 0.1903 | 320.1556 | 0.095708 | 0 | 0 | 0.19142 | 320.4123 | 0.096265 | 0 | 0 | 0.19253 | 320.4978 | 0.096451 | 0 | 0 | 0.1929 | 320.7545 | 0.097007 | 0 | 0 | 0.19401 | 321.0112 | 0.097564 | 0 | 0 | 0.19513 | 321.1823 | 0.097935 | 0 | 0 | 0.19587 | 321.439 | 0.098492 | 0 | 0 | 0.19698 | 321.6101 | 0.098863 | 0 | 0 | 0.19773 | 321.7812 | 0.099234 | 0 | 0 | 0.19847
2017-04-10 11:00 | 283.2927 | 0.84438 |  | 297.4756 | 0.046516 | 0 | 0 | 0.093031 | 305.835 | 0.064647 | 0 | 0 | 0.12929 | 312.6745 | 0.079482 | 0 | 0 | 0.15896 | 312.9278 | 0.080031 | 0 | 0 | 0.16006 | 313.0967 | 0.080398 | 0 | 0 | 0.1608 | 313.35 | 0.080947 | 0 | 0 | 0.16189 | 313.6033 | 0.081497 | 0 | 0 | 0.16299 | 313.8566 | 0.082046 | 0 | 0 | 0.16409 | 314.1944 | 0.082779 | 0 | 0 | 0.16556 | 314.4477 | 0.083328 | 0 | 0 | 0.16666 | 314.6166 | 0.083694 | 0 | 0 | 0.16739 | 314.8699 | 0.084244 | 0 | 0 | 0.16849 | 315.0388 | 0.08461 | 0 | 0 | 0.16922 | 315.2921 | 0.085159 | 0 | 0 | 0.17032 | 315.5454 | 0.085709 | 0 | 0 | 0.17142 | 315.7143 | 0.086075 | 0 | 0 | 0.17215 | 315.9676 | 0.086625 | 0 | 0 | 0.17325 | 316.2209 | 0.087174 | 0 | 0 | 0.17435 | 316.3053 | 0.087357 | 0 | 0 | 0.17471 | 316.5587 | 0.087907 | 0 | 0 | 0.17581 | 316.812 | 0.088456 | 0 | 0 | 0.17691 | 316.9808 | 0.088822 | 0 | 0 | 0.17764 | 317.2342 | 0.089372 | 0 | 0 | 0.17874 | 317.403 | 0.089738 | 0 | 0 | 0.17948 | 317.5719 | 0.090104 | 0 | 0 | 0.18021
2017-04-10 12:00 | 283.4001 | 0.8447 |  | 297.5884 | 0.04676 | 0 | 0 | 0.09352 | 305.951 | 0.064899 | 0 | 0 | 0.1298 | 312.7931 | 0.079739 | 0 | 0 | 0.15948 | 313.0465 | 0.080289 | 0 | 0 | 0.16058 | 313.2154 | 0.080655 | 0 | 0 | 0.16131 | 313.4688 | 0.081205 | 0 | 0 | 0.16241 | 313.7222 | 0.081754 | 0 | 0 | 0.16351 | 313.9756 | 0.082304 | 0 | 0 | 0.16461 | 314.3135 | 0.083037 | 0 | 0 | 0.16607 | 314.5669 | 0.083587 | 0 | 0 | 0.16717 | 314.7359 | 0.083953 | 0 | 0 | 0.16791 | 314.9893 | 0.084503 | 0 | 0 | 0.16901 | 315.1582 | 0.084869 | 0 | 0 | 0.16974 | 315.4116 | 0.085419 | 0 | 0 | 0.17084 | 315.6651 | 0.085968 | 0 | 0 | 0.17194 | 315.834 | 0.086335 | 0 | 0 | 0.17267 | 316.0874 | 0.086885 | 0 | 0 | 0.17377 | 316.3408 | 0.087434 | 0 | 0 | 0.17487 | 316.4253 | 0.087617 | 0 | 0 | 0.17523 | 316.6787 | 0.088167 | 0 | 0 | 0.17633 | 316.9321 | 0.088717 | 0 | 0 | 0.17743 | 317.101 | 0.089083 | 0 | 0 | 0.17817 | 317.3545 | 0.089633 | 0 | 0 | 0.17927 | 317.5234 | 0.089999 | 0 | 0 | 0.18 | 317.6923 | 0.090366 | 0 | 0 | 0.18073
2017-04-10 13:00 | 281.314 | 0.83848 |  | 295.398 | 0.042009 | 0 | 0 | 0.084018 | 303.6989 | 0.060014 | 0 | 0 | 0.12003 | 310.4907 | 0.074745 | 0 | 0 | 0.14949 | 310.7422 | 0.075291 | 0 | 0 | 0.15058 | 310.9099 | 0.075655 | 0 | 0 | 0.15131 | 311.1615 | 0.0762 | 0 | 0 | 0.1524 | 311.413 | 0.076746 | 0 | 0 | 0.15349 | 311.6645 | 0.077291 | 0 | 0 | 0.15458 | 311.9999 | 0.078019 | 0 | 0 | 0.15604 | 312.2515 | 0.078564 | 0 | 0 | 0.15713 | 312.4192 | 0.078928 | 0 | 0 | 0.15786 | 312.6707 | 0.079474 | 0 | 0 | 0.15895 | 312.8384 | 0.079837 | 0 | 0 | 0.15967 | 313.09 | 0.080383 | 0 | 0 | 0.16077 | 313.3415 | 0.080929 | 0 | 0 | 0.16186 | 313.5092 | 0.081292 | 0 | 0 | 0.16258 | 313.7608 | 0.081838 | 0 | 0 | 0.16368 | 314.0123 | 0.082384 | 0 | 0 | 0.16477 | 314.0961 | 0.082565 | 0 | 0 | 0.16513 | 314.3477 | 0.083111 | 0 | 0 | 0.16622 | 314.5992 | 0.083657 | 0 | 0 | 0.16731 | 314.7669 | 0.08402 | 0 | 0 | 0.16804 | 315.0185 | 0.084566 | 0 | 0 | 0.16913 | 315.1862 | 0.08493 | 0 | 0 | 0.16986 | 315.3539 | 0.085293 | 0 | 0 | 0.17059
2017-04-10 14:00 | 248.6528 | 0.74113 |  | 261.1015 | 0 | 0 | 0 | 0 | 268.4387 | 0 | 0 | 0 | 0 | 274.4419 | 0 | 0 | 0 | 0 | 274.6642 | 0 | 0 | 0 | 0 | 274.8125 | 0 | 0 | 0 | 0 | 275.0348 | 0 | 0 | 0 | 0 | 275.2571 | 0 | 0 | 0 | 0 | 275.4795 | 0 | 0 | 0 | 0 | 275.7759 | 0 | 0 | 0 | 0 | 275.9983 | 0 | 0 | 0 | 0 | 276.1465 | 0.00025269 | 0 | 0 | 0.00050539 | 276.3688 | 0.00073495 | 0 | 0 | 0.0014699 | 276.5171 | 0.0010565 | 0 | 0 | 0.0021129 | 276.7394 | 0.0015387 | 0 | 0 | 0.0030774 | 276.9617 | 0.002021 | 0 | 0 | 0.0040419 | 277.11 | 0.0023425 | 0 | 0 | 0.0046849 | 277.3323 | 0.0028247 | 0 | 0 | 0.0056494 | 277.5547 | 0.003307 | 0 | 0 | 0.006614 | 277.6288 | 0.0034677 | 0 | 0 | 0.0069355 | 277.8511 | 0.00395 | 0 | 0 | 0.0079 | 278.0735 | 0.0044322 | 0 | 0 | 0.0088645 | 278.2217 | 0.0047537 | 0 | 0 | 0.0095075 | 278.444 | 0.005236 | 0 | 0 | 0.010472 | 278.5922 | 0.0055575 | 0 | 0 | 0.011115 | 278.7405 | 0.005879 | 0 | 0 | 0.011758
2017-04-10 15:00 | 241.4508 | 0.71967 |  | 253.5389 | 0 | 0 | 0 | 0 | 260.6636 | 0 | 0 | 0 | 0 | 266.4929 | 0 | 0 | 0 | 0 | 266.7088 | 0 | 0 | 0 | 0 | 266.8528 | 0 | 0 | 0 | 0 | 267.0687 | 0 | 0 | 0 | 0 | 267.2846 | 0 | 0 | 0 | 0 | 267.5005 | 0 | 0 | 0 | 0 | 267.7883 | 0 | 0 | 0 | 0 | 268.0042 | 0 | 0 | 0 | 0 | 268.1482 | 0 | 0 | 0 | 0 | 268.3641 | 0 | 0 | 0 | 0 | 268.508 | 0 | 0 | 0 | 0 | 268.7239 | 0 | 0 | 0 | 0 | 268.9398 | 0 | 0 | 0 | 0 | 269.0837 | 0 | 0 | 0 | 0 | 269.2996 | 0 | 0 | 0 | 0 | 269.5155 | 0 | 0 | 0 | 0 | 269.5875 | 0 | 0 | 0 | 0 | 269.8034 | 0 | 0 | 0 | 0 | 270.0193 | 0 | 0 | 0 | 0 | 270.1632 | 0 | 0 | 0 | 0 | 270.3791 | 0 | 0 | 0 | 0 | 270.5231 | 0 | 0 | 0 | 0 | 270.667 | 0 | 0 | 0 | 0
2017-04-10 16:00 | 246.3606 | 0.7343 |  | 258.6946 | 0 | 0 | 0 | 0 | 265.9642 | 0 | 0 | 0 | 0 | 271.912 | 0 | 0 | 0 | 0 | 272.1323 | 0 | 0 | 0 | 0 | 272.2792 | 0 | 0 | 0 | 0 | 272.4995 | 0 | 0 | 0 | 0 | 272.7197 | 0 | 0 | 0 | 0 | 272.94 | 0 | 0 | 0 | 0 | 273.2338 | 0 | 0 | 0 | 0 | 273.454 | 0 | 0 | 0 | 0 | 273.6009 | 0 | 0 | 0 | 0 | 273.8212 | 0 | 0 | 0 | 0 | 273.9681 | 0 | 0 | 0 | 0 | 274.1884 | 0 | 0 | 0 | 0 | 274.4086 | 0 | 0 | 0 | 0 | 274.5555 | 0 | 0 | 0 | 0 | 274.7758 | 0 | 0 | 0 | 0 | 274.9961 | 0 | 0 | 0 | 0 | 275.0695 | 0 | 0 | 0 | 0 | 275.2898 | 0 | 0 | 0 | 0 | 275.5101 | 0 | 0 | 0 | 0 | 275.657 | 0 | 0 | 0 | 0 | 275.8772 | 0 | 0 | 0 | 0 | 276.0241 | 0 | 0 | 0 | 0 | 276.171 | 0.00030575 | 0 | 0 | 0.00061151
2017-04-10 17:00 | 257.4011 | 0.76721 |  | 270.2878 | 0 | 0 | 0 | 0 | 277.8832 | 0.0040195 | 0 | 0 | 0.0080391 | 284.0976 | 0.017499 | 0 | 0 | 0.034997 | 284.3277 | 0.017998 | 0 | 0 | 0.035996 | 284.4812 | 0.018331 | 0 | 0 | 0.036661 | 284.7113 | 0.01883 | 0 | 0 | 0.03766 | 284.9415 | 0.019329 | 0 | 0 | 0.038658 | 285.1717 | 0.019828 | 0 | 0 | 0.039657 | 285.4786 | 0.020494 | 0 | 0 | 0.040988 | 285.7087 | 0.020993 | 0 | 0 | 0.041986 | 285.8622 | 0.021326 | 0 | 0 | 0.042652 | 286.0923 | 0.021825 | 0 | 0 | 0.04365 | 286.2458 | 0.022158 | 0 | 0 | 0.044316 | 286.4759 | 0.022657 | 0 | 0 | 0.045314 | 286.7061 | 0.023156 | 0 | 0 | 0.046313 | 286.8595 | 0.023489 | 0 | 0 | 0.046978 | 287.0897 | 0.023988 | 0 | 0 | 0.047977 | 287.3199 | 0.024488 | 0 | 0 | 0.048975 | 287.3966 | 0.024654 | 0 | 0 | 0.049308 | 287.6267 | 0.025153 | 0 | 0 | 0.050307 | 287.8569 | 0.025653 | 0 | 0 | 0.051305 | 288.0103 | 0.025985 | 0 | 0 | 0.051971 | 288.2405 | 0.026485 | 0 | 0 | 0.052969 | 288.3939 | 0.026817 | 0 | 0 | 0.053635 | 288.5474 | 0.02715 | 0 | 0 | 0.0543
2017-04-10 18:00 | 263.5443 | 0.78552 |  | 276.7386 | 0.0015369 | 0 | 0 | 0.0030738 | 284.5152 | 0.018404 | 0 | 0 | 0.036809 | 290.8779 | 0.032205 | 0 | 0 | 0.06441 | 291.1136 | 0.032716 | 0 | 0 | 0.065433 | 291.2707 | 0.033057 | 0 | 0 | 0.066114 | 291.5063 | 0.033568 | 0 | 0 | 0.067136 | 291.742 | 0.034079 | 0 | 0 | 0.068159 | 291.9777 | 0.03459 | 0 | 0 | 0.069181 | 292.2919 | 0.035272 | 0 | 0 | 0.070544 | 292.5275 | 0.035783 | 0 | 0 | 0.071566 | 292.6846 | 0.036124 | 0 | 0 | 0.072248 | 292.9203 | 0.036635 | 0 | 0 | 0.07327 | 293.0774 | 0.036976 | 0 | 0 | 0.073952 | 293.313 | 0.037487 | 0 | 0 | 0.074974 | 293.5487 | 0.037998 | 0 | 0 | 0.075996 | 293.7058 | 0.038339 | 0 | 0 | 0.076678 | 293.9415 | 0.03885 | 0 | 0 | 0.0777 | 294.1771 | 0.039361 | 0 | 0 | 0.078722 | 294.2557 | 0.039531 | 0 | 0 | 0.079063 | 294.4913 | 0.040043 | 0 | 0 | 0.080085 | 294.727 | 0.040554 | 0 | 0 | 0.081107 | 294.8841 | 0.040894 | 0 | 0 | 0.081789 | 295.1197 | 0.041406 | 0 | 0 | 0.082811 | 295.2768 | 0.041746 | 0 | 0 | 0.083493 | 295.4339 | 0.042087 | 0 | 0 | 0.084174
2017-04-10 19:00 | 269.8097 | 0.80419 |  | 283.3176 | 0.015807 | 0 | 0 | 0.031614 | 291.2791 | 0.033075 | 0 | 0 | 0.066151 | 297.7931 | 0.047204 | 0 | 0 | 0.094408 | 298.0344 | 0.047727 | 0 | 0 | 0.095455 | 298.1952 | 0.048076 | 0 | 0 | 0.096153 | 298.4365 | 0.0486 | 0 | 0 | 0.097199 | 298.6777 | 0.049123 | 0 | 0 | 0.098246 | 298.919 | 0.049646 | 0 | 0 | 0.099292 | 299.2407 | 0.050344 | 0 | 0 | 0.10069 | 299.4819 | 0.050867 | 0 | 0 | 0.10173 | 299.6428 | 0.051216 | 0 | 0 | 0.10243 | 299.884 | 0.051739 | 0 | 0 | 0.10348 | 300.0448 | 0.052088 | 0 | 0 | 0.10418 | 300.2861 | 0.052611 | 0 | 0 | 0.10522 | 300.5274 | 0.053135 | 0 | 0 | 0.10627 | 300.6882 | 0.053484 | 0 | 0 | 0.10697 | 300.9295 | 0.054007 | 0 | 0 | 0.10801 | 301.1707 | 0.05453 | 0 | 0 | 0.10906 | 301.2511 | 0.054705 | 0 | 0 | 0.10941 | 301.4924 | 0.055228 | 0 | 0 | 0.11046 | 301.7337 | 0.055751 | 0 | 0 | 0.1115 | 301.8945 | 0.0561 | 0 | 0 | 0.1122 | 302.1358 | 0.056623 | 0 | 0 | 0.11325 | 302.2966 | 0.056972 | 0 | 0 | 0.11394 | 302.4574 | 0.057321 | 0 | 0 | 0.11464
2017-04-10 20:00 | 273.2907 | 0.81457 |  | 286.9729 | 0.023735 | 0 | 0 | 0.04747 | 295.0371 | 0.041226 | 0 | 0 | 0.082453 | 301.6351 | 0.055538 | 0 | 0 | 0.11108 | 301.8795 | 0.056068 | 0 | 0 | 0.11214 | 302.0424 | 0.056421 | 0 | 0 | 0.11284 | 302.2868 | 0.056951 | 0 | 0 | 0.1139 | 302.5312 | 0.057481 | 0 | 0 | 0.11496 | 302.7755 | 0.058011 | 0 | 0 | 0.11602 | 303.1014 | 0.058718 | 0 | 0 | 0.11744 | 303.3457 | 0.059248 | 0 | 0 | 0.1185 | 303.5087 | 0.059601 | 0 | 0 | 0.1192 | 303.753 | 0.060131 | 0 | 0 | 0.12026 | 303.9159 | 0.060485 | 0 | 0 | 0.12097 | 304.1603 | 0.061015 | 0 | 0 | 0.12203 | 304.4047 | 0.061545 | 0 | 0 | 0.12309 | 304.5676 | 0.061898 | 0 | 0 | 0.1238 | 304.812 | 0.062428 | 0 | 0 | 0.12486 | 305.0563 | 0.062958 | 0 | 0 | 0.12592 | 305.1378 | 0.063135 | 0 | 0 | 0.12627 | 305.3822 | 0.063665 | 0 | 0 | 0.12733 | 305.6265 | 0.064195 | 0 | 0 | 0.12839 | 305.7895 | 0.064548 | 0 | 0 | 0.1291 | 306.0338 | 0.065078 | 0 | 0 | 0.13016 | 306.1967 | 0.065432 | 0 | 0 | 0.13086 | 306.3597 | 0.065785 | 0 | 0 | 0.13157
2017-04-10 21:00 | 279.6266 | 0.83345 |  | 293.6261 | 0.038166 | 0 | 0 | 0.076332 | 301.8773 | 0.056063 | 0 | 0 | 0.11213 | 308.6283 | 0.070706 | 0 | 0 | 0.14141 | 308.8783 | 0.071248 | 0 | 0 | 0.1425 | 309.045 | 0.071609 | 0 | 0 | 0.14322 | 309.295 | 0.072152 | 0 | 0 | 0.1443 | 309.5451 | 0.072694 | 0 | 0 | 0.14539 | 309.7951 | 0.073236 | 0 | 0 | 0.14647 | 310.1285 | 0.07396 | 0 | 0 | 0.14792 | 310.3785 | 0.074502 | 0 | 0 | 0.149 | 310.5452 | 0.074863 | 0 | 0 | 0.14973 | 310.7952 | 0.075406 | 0 | 0 | 0.15081 | 310.9619 | 0.075767 | 0 | 0 | 0.15153 | 311.212 | 0.07631 | 0 | 0 | 0.15262 | 311.462 | 0.076852 | 0 | 0 | 0.1537 | 311.6287 | 0.077214 | 0 | 0 | 0.15443 | 311.8787 | 0.077756 | 0 | 0 | 0.15551 | 312.1288 | 0.078298 | 0 | 0 | 0.1566 | 312.2121 | 0.078479 | 0 | 0 | 0.15696 | 312.4621 | 0.079021 | 0 | 0 | 0.15804 | 312.7122 | 0.079564 | 0 | 0 | 0.15913 | 312.8789 | 0.079925 | 0 | 0 | 0.15985 | 313.1289 | 0.080468 | 0 | 0 | 0.16094 | 313.2956 | 0.080829 | 0 | 0 | 0.16166 | 313.4623 | 0.081191 | 0 | 0 | 0.16238
2017-04-10 22:00 | 279.053 | 0.83174 |  | 293.0237 | 0.036859 | 0 | 0 | 0.073719 | 301.2579 | 0.054719 | 0 | 0 | 0.10944 | 307.9951 | 0.069332 | 0 | 0 | 0.13866 | 308.2446 | 0.069873 | 0 | 0 | 0.13975 | 308.411 | 0.070234 | 0 | 0 | 0.14047 | 308.6605 | 0.070775 | 0 | 0 | 0.14155 | 308.91 | 0.071317 | 0 | 0 | 0.14263 | 309.1595 | 0.071858 | 0 | 0 | 0.14372 | 309.4922 | 0.07258 | 0 | 0 | 0.14516 | 309.7417 | 0.073121 | 0 | 0 | 0.14624 | 309.9081 | 0.073482 | 0 | 0 | 0.14696 | 310.1576 | 0.074023 | 0 | 0 | 0.14805 | 310.324 | 0.074384 | 0 | 0 | 0.14877 | 310.5735 | 0.074925 | 0 | 0 | 0.14985 | 310.823 | 0.075466 | 0 | 0 | 0.15093 | 310.9894 | 0.075827 | 0 | 0 | 0.15165 | 311.2389 | 0.076368 | 0 | 0 | 0.15274 | 311.4884 | 0.076909 | 0 | 0 | 0.15382 | 311.5716 | 0.07709 | 0 | 0 | 0.15418 | 311.8211 | 0.077631 | 0 | 0 | 0.15526 | 312.0706 | 0.078172 | 0 | 0 | 0.15634 | 312.237 | 0.078533 | 0 | 0 | 0.15707 | 312.4865 | 0.079074 | 0 | 0 | 0.15815 | 312.6528 | 0.079435 | 0 | 0 | 0.15887 | 312.8192 | 0.079796 | 0 | 0 | 0.15959
2017-04-10 23:00 | 279.5557 | 0.83324 |  | 293.5516 | 0.038004 | 0 | 0 | 0.076009 | 301.8007 | 0.055897 | 0 | 0 | 0.11179 | 308.55 | 0.070536 | 0 | 0 | 0.14107 | 308.8 | 0.071078 | 0 | 0 | 0.14216 | 308.9666 | 0.071439 | 0 | 0 | 0.14288 | 309.2166 | 0.071982 | 0 | 0 | 0.14396 | 309.4666 | 0.072524 | 0 | 0 | 0.14505 | 309.7165 | 0.073066 | 0 | 0 | 0.14613 | 310.0498 | 0.073789 | 0 | 0 | 0.14758 | 310.2998 | 0.074331 | 0 | 0 | 0.14866 | 310.4664 | 0.074693 | 0 | 0 | 0.14939 | 310.7164 | 0.075235 | 0 | 0 | 0.15047 | 310.8831 | 0.075596 | 0 | 0 | 0.15119 | 311.133 | 0.076138 | 0 | 0 | 0.15228 | 311.383 | 0.076681 | 0 | 0 | 0.15336 | 311.5497 | 0.077042 | 0 | 0 | 0.15408 | 311.7996 | 0.077584 | 0 | 0 | 0.15517 | 312.0496 | 0.078127 | 0 | 0 | 0.15625 | 312.1329 | 0.078307 | 0 | 0 | 0.15661 | 312.3829 | 0.078849 | 0 | 0 | 0.1577 | 312.6329 | 0.079392 | 0 | 0 | 0.15878 | 312.7995 | 0.079753 | 0 | 0 | 0.15951 | 313.0495 | 0.080295 | 0 | 0 | 0.16059 | 313.2161 | 0.080657 | 0 | 0 | 0.16131 | 313.3828 | 0.081018 | 0 | 0 | 0.16204
2017-04-11 | 279.7021 | 0.83368 |  | 293.7053 | 0.038338 | 0 | 0 | 0.076676 | 301.9587 | 0.056239 | 0 | 0 | 0.11248 | 308.7115 | 0.070886 | 0 | 0 | 0.14177 | 308.9616 | 0.071429 | 0 | 0 | 0.14286 | 309.1284 | 0.07179 | 0 | 0 | 0.14358 | 309.3785 | 0.072333 | 0 | 0 | 0.14467 | 309.6286 | 0.072875 | 0 | 0 | 0.14575 | 309.8787 | 0.073418 | 0 | 0 | 0.14684 | 310.2122 | 0.074141 | 0 | 0 | 0.14828 | 310.4623 | 0.074684 | 0 | 0 | 0.14937 | 310.629 | 0.075045 | 0 | 0 | 0.15009 | 310.8791 | 0.075588 | 0 | 0 | 0.15118 | 311.0458 | 0.075949 | 0 | 0 | 0.1519 | 311.296 | 0.076492 | 0 | 0 | 0.15298 | 311.5461 | 0.077034 | 0 | 0 | 0.15407 | 311.7128 | 0.077396 | 0 | 0 | 0.15479 | 311.9629 | 0.077938 | 0 | 0 | 0.15588 | 312.213 | 0.078481 | 0 | 0 | 0.15696 | 312.2964 | 0.078662 | 0 | 0 | 0.15732 | 312.5465 | 0.079204 | 0 | 0 | 0.15841 | 312.7966 | 0.079747 | 0 | 0 | 0.15949 | 312.9633 | 0.080108 | 0 | 0 | 0.16022 | 313.2134 | 0.080651 | 0 | 0 | 0.1613 | 313.3801 | 0.081012 | 0 | 0 | 0.16202 | 313.5469 | 0.081374 | 0 | 0 | 0.16275
2017-04-11 01:00 | 274.9537 | 0.81953 |  | 288.7192 | 0.027523 | 0 | 0 | 0.055046 | 296.8325 | 0.045121 | 0 | 0 | 0.090241 | 303.4706 | 0.059519 | 0 | 0 | 0.11904 | 303.7165 | 0.060052 | 0 | 0 | 0.1201 | 303.8804 | 0.060408 | 0 | 0 | 0.12082 | 304.1263 | 0.060941 | 0 | 0 | 0.12188 | 304.3721 | 0.061474 | 0 | 0 | 0.12295 | 304.618 | 0.062007 | 0 | 0 | 0.12401 | 304.9458 | 0.062718 | 0 | 0 | 0.12544 | 305.1916 | 0.063252 | 0 | 0 | 0.1265 | 305.3555 | 0.063607 | 0 | 0 | 0.12721 | 305.6014 | 0.06414 | 0 | 0 | 0.12828 | 305.7653 | 0.064496 | 0 | 0 | 0.12899 | 306.0112 | 0.065029 | 0 | 0 | 0.13006 | 306.257 | 0.065562 | 0 | 0 | 0.13112 | 306.4209 | 0.065918 | 0 | 0 | 0.13184 | 306.6668 | 0.066451 | 0 | 0 | 0.1329 | 306.9126 | 0.066984 | 0 | 0 | 0.13397 | 306.9946 | 0.067162 | 0 | 0 | 0.13432 | 307.2405 | 0.067695 | 0 | 0 | 0.13539 | 307.4863 | 0.068229 | 0 | 0 | 0.13646 | 307.6502 | 0.068584 | 0 | 0 | 0.13717 | 307.8961 | 0.069118 | 0 | 0 | 0.13824 | 308.06 | 0.069473 | 0 | 0 | 0.13895 | 308.2239 | 0.069829 | 0 | 0 | 0.13966
2017-04-11 02:00 | 273.8885 | 0.81635 |  | 287.6007 | 0.025097 | 0 | 0 | 0.050194 | 295.6826 | 0.042626 | 0 | 0 | 0.085253 | 302.295 | 0.056969 | 0 | 0 | 0.11394 | 302.5399 | 0.0575 | 0 | 0 | 0.115 | 302.7032 | 0.057854 | 0 | 0 | 0.11571 | 302.9481 | 0.058385 | 0 | 0 | 0.11677 | 303.193 | 0.058917 | 0 | 0 | 0.11783 | 303.4379 | 0.059448 | 0 | 0 | 0.1189 | 303.7644 | 0.060156 | 0 | 0 | 0.12031 | 304.0093 | 0.060687 | 0 | 0 | 0.12137 | 304.1726 | 0.061041 | 0 | 0 | 0.12208 | 304.4175 | 0.061573 | 0 | 0 | 0.12315 | 304.5808 | 0.061927 | 0 | 0 | 0.12385 | 304.8257 | 0.062458 | 0 | 0 | 0.12492 | 305.0706 | 0.062989 | 0 | 0 | 0.12598 | 305.2339 | 0.063343 | 0 | 0 | 0.12669 | 305.4788 | 0.063874 | 0 | 0 | 0.12775 | 305.7237 | 0.064406 | 0 | 0 | 0.12881 | 305.8053 | 0.064583 | 0 | 0 | 0.12917 | 306.0502 | 0.065114 | 0 | 0 | 0.13023 | 306.2951 | 0.065645 | 0 | 0 | 0.13129 | 306.4584 | 0.065999 | 0 | 0 | 0.132 | 306.7033 | 0.06653 | 0 | 0 | 0.13306 | 306.8666 | 0.066885 | 0 | 0 | 0.13377 | 307.0298 | 0.067239 | 0 | 0 | 0.13448
2017-04-11 03:00 | 276.2212 | 0.8233 |  | 290.0501 | 0.03041 | 0 | 0 | 0.060819 | 298.2009 | 0.048089 | 0 | 0 | 0.096177 | 304.8696 | 0.062553 | 0 | 0 | 0.12511 | 305.1166 | 0.063089 | 0 | 0 | 0.12618 | 305.2813 | 0.063446 | 0 | 0 | 0.12689 | 305.5283 | 0.063982 | 0 | 0 | 0.12796 | 305.7753 | 0.064517 | 0 | 0 | 0.12903 | 306.0222 | 0.065053 | 0 | 0 | 0.13011 | 306.3516 | 0.065767 | 0 | 0 | 0.13153 | 306.5986 | 0.066303 | 0 | 0 | 0.13261 | 306.7632 | 0.06666 | 0 | 0 | 0.13332 | 307.0102 | 0.067196 | 0 | 0 | 0.13439 | 307.1749 | 0.067553 | 0 | 0 | 0.13511 | 307.4219 | 0.068089 | 0 | 0 | 0.13618 | 307.6689 | 0.068625 | 0 | 0 | 0.13725 | 307.8335 | 0.068982 | 0 | 0 | 0.13796 | 308.0805 | 0.069518 | 0 | 0 | 0.13904 | 308.3275 | 0.070053 | 0 | 0 | 0.14011 | 308.4098 | 0.070232 | 0 | 0 | 0.14046 | 308.6568 | 0.070768 | 0 | 0 | 0.14154 | 308.9038 | 0.071303 | 0 | 0 | 0.14261 | 309.0685 | 0.07166 | 0 | 0 | 0.14332 | 309.3155 | 0.072196 | 0 | 0 | 0.14439 | 309.4801 | 0.072553 | 0 | 0 | 0.14511 | 309.6448 | 0.07291 | 0 | 0 | 0.14582
2017-04-11 04:00 | 282.0102 | 0.84056 |  | 296.129 | 0.043595 | 0 | 0 | 0.087189 | 304.4505 | 0.061644 | 0 | 0 | 0.12329 | 311.259 | 0.076412 | 0 | 0 | 0.15282 | 311.5112 | 0.076959 | 0 | 0 | 0.15392 | 311.6793 | 0.077323 | 0 | 0 | 0.15465 | 311.9315 | 0.07787 | 0 | 0 | 0.15574 | 312.1836 | 0.078417 | 0 | 0 | 0.15683 | 312.4358 | 0.078964 | 0 | 0 | 0.15793 | 312.772 | 0.079693 | 0 | 0 | 0.15939 | 313.0242 | 0.08024 | 0 | 0 | 0.16048 | 313.1923 | 0.080605 | 0 | 0 | 0.16121 | 313.4445 | 0.081152 | 0 | 0 | 0.1623 | 313.6126 | 0.081517 | 0 | 0 | 0.16303 | 313.8648 | 0.082064 | 0 | 0 | 0.16413 | 314.1169 | 0.082611 | 0 | 0 | 0.16522 | 314.285 | 0.082975 | 0 | 0 | 0.16595 | 314.5372 | 0.083522 | 0 | 0 | 0.16704 | 314.7894 | 0.084069 | 0 | 0 | 0.16814 | 314.8734 | 0.084251 | 0 | 0 | 0.1685 | 315.1256 | 0.084798 | 0 | 0 | 0.1696 | 315.3778 | 0.085345 | 0 | 0 | 0.17069 | 315.5459 | 0.08571 | 0 | 0 | 0.17142 | 315.798 | 0.086257 | 0 | 0 | 0.17251 | 315.9661 | 0.086622 | 0 | 0 | 0.17324 | 316.1343 | 0.086986 | 0 | 0 | 0.17397
2017-04-11 05:00 | 284.0994 | 0.84679 |  | 298.3227 | 0.048353 | 0 | 0 | 0.096706 | 306.7059 | 0.066536 | 0 | 0 | 0.13307 | 313.5649 | 0.081413 | 0 | 0 | 0.16283 | 313.8189 | 0.081964 | 0 | 0 | 0.16393 | 313.9883 | 0.082331 | 0 | 0 | 0.16466 | 314.2423 | 0.082882 | 0 | 0 | 0.16576 | 314.4963 | 0.083433 | 0 | 0 | 0.16687 | 314.7504 | 0.083985 | 0 | 0 | 0.16797 | 315.0891 | 0.084719 | 0 | 0 | 0.16944 | 315.3431 | 0.08527 | 0 | 0 | 0.17054 | 315.5125 | 0.085638 | 0 | 0 | 0.17128 | 315.7665 | 0.086189 | 0 | 0 | 0.17238 | 315.9359 | 0.086556 | 0 | 0 | 0.17311 | 316.1899 | 0.087107 | 0 | 0 | 0.17421 | 316.444 | 0.087658 | 0 | 0 | 0.17532 | 316.6133 | 0.088025 | 0 | 0 | 0.17605 | 316.8673 | 0.088576 | 0 | 0 | 0.17715 | 317.1214 | 0.089127 | 0 | 0 | 0.17825 | 317.2061 | 0.089311 | 0 | 0 | 0.17862 | 317.4601 | 0.089862 | 0 | 0 | 0.17972 | 317.7141 | 0.090413 | 0 | 0 | 0.18083 | 317.8835 | 0.09078 | 0 | 0 | 0.18156 | 318.1375 | 0.091331 | 0 | 0 | 0.18266 | 318.3069 | 0.091699 | 0 | 0 | 0.1834 | 318.4762 | 0.092066 | 0 | 0 | 0.18413
2017-04-11 06:00 | 289.9607 | 0.86426 |  | 304.4775 | 0.061703 | 0 | 0 | 0.12341 | 313.0336 | 0.080261 | 0 | 0 | 0.16052 | 320.0341 | 0.095445 | 0 | 0 | 0.19089 | 320.2934 | 0.096007 | 0 | 0 | 0.19201 | 320.4662 | 0.096382 | 0 | 0 | 0.19276 | 320.7255 | 0.096944 | 0 | 0 | 0.19389 | 320.9848 | 0.097507 | 0 | 0 | 0.19501 | 321.244 | 0.098069 | 0 | 0 | 0.19614 | 321.5897 | 0.098819 | 0 | 0 | 0.19764 | 321.849 | 0.099381 | 0 | 0 | 0.19876 | 322.0219 | 0.099756 | 0 | 0 | 0.19951 | 322.2811 | 0.10032 | 0 | 0 | 0.20064 | 322.454 | 0.10069 | 0 | 0 | 0.20139 | 322.7133 | 0.10126 | 0 | 0 | 0.20251 | 322.9725 | 0.10182 | 0 | 0 | 0.20364 | 323.1454 | 0.10219 | 0 | 0 | 0.20439 | 323.4047 | 0.10276 | 0 | 0 | 0.20551 | 323.664 | 0.10332 | 0 | 0 | 0.20664 | 323.7504 | 0.10351 | 0 | 0 | 0.20701 | 324.0097 | 0.10407 | 0 | 0 | 0.20814 | 324.2689 | 0.10463 | 0 | 0 | 0.20926 | 324.4418 | 0.10501 | 0 | 0 | 0.21001 | 324.7011 | 0.10557 | 0 | 0 | 0.21114 | 324.8739 | 0.10594 | 0 | 0 | 0.21188 | 325.0468 | 0.10632 | 0 | 0 | 0.21263
2017-04-11 07:00 | 293.6004 | 0.8751 |  | 308.2994 | 0.069992 | 0 | 0 | 0.13998 | 316.9629 | 0.088783 | 0 | 0 | 0.17757 | 324.0513 | 0.10416 | 0 | 0 | 0.20832 | 324.3138 | 0.10473 | 0 | 0 | 0.20946 | 324.4888 | 0.10511 | 0 | 0 | 0.21021 | 324.7513 | 0.10568 | 0 | 0 | 0.21135 | 325.0139 | 0.10625 | 0 | 0 | 0.21249 | 325.2764 | 0.10682 | 0 | 0 | 0.21363 | 325.6265 | 0.10757 | 0 | 0 | 0.21515 | 325.889 | 0.10814 | 0 | 0 | 0.21629 | 326.064 | 0.10852 | 0 | 0 | 0.21705 | 326.3265 | 0.10909 | 0 | 0 | 0.21819 | 326.5016 | 0.10947 | 0 | 0 | 0.21895 | 326.7641 | 0.11004 | 0 | 0 | 0.22008 | 327.0266 | 0.11061 | 0 | 0 | 0.22122 | 327.2016 | 0.11099 | 0 | 0 | 0.22198 | 327.4642 | 0.11156 | 0 | 0 | 0.22312 | 327.7267 | 0.11213 | 0 | 0 | 0.22426 | 327.8142 | 0.11232 | 0 | 0 | 0.22464 | 328.0767 | 0.11289 | 0 | 0 | 0.22578 | 328.3393 | 0.11346 | 0 | 0 | 0.22692 | 328.5143 | 0.11384 | 0 | 0 | 0.22768 | 328.7768 | 0.11441 | 0 | 0 | 0.22882 | 328.9518 | 0.11479 | 0 | 0 | 0.22957 | 329.1269 | 0.11517 | 0 | 0 | 0.23033
2017-04-11 08:00 | 285.797 | 0.85185 |  | 300.1053 | 0.052219 | 0 | 0 | 0.10444 | 308.5386 | 0.070511 | 0 | 0 | 0.14102 | 315.4385 | 0.085477 | 0 | 0 | 0.17095 | 315.6941 | 0.086031 | 0 | 0 | 0.17206 | 315.8645 | 0.086401 | 0 | 0 | 0.1728 | 316.12 | 0.086955 | 0 | 0 | 0.17391 | 316.3756 | 0.08751 | 0 | 0 | 0.17502 | 316.6311 | 0.088064 | 0 | 0 | 0.17613 | 316.9719 | 0.088803 | 0 | 0 | 0.17761 | 317.2274 | 0.089357 | 0 | 0 | 0.17871 | 317.3978 | 0.089727 | 0 | 0 | 0.17945 | 317.6533 | 0.090281 | 0 | 0 | 0.18056 | 317.8237 | 0.090651 | 0 | 0 | 0.1813 | 318.0793 | 0.091205 | 0 | 0 | 0.18241 | 318.3348 | 0.091759 | 0 | 0 | 0.18352 | 318.5052 | 0.092129 | 0 | 0 | 0.18426 | 318.7607 | 0.092683 | 0 | 0 | 0.18537 | 319.0163 | 0.093237 | 0 | 0 | 0.18647 | 319.1015 | 0.093422 | 0 | 0 | 0.18684 | 319.357 | 0.093976 | 0 | 0 | 0.18795 | 319.6126 | 0.094531 | 0 | 0 | 0.18906 | 319.783 | 0.0949 | 0 | 0 | 0.1898 | 320.0385 | 0.095454 | 0 | 0 | 0.19091 | 320.2089 | 0.095824 | 0 | 0 | 0.19165 | 320.3792 | 0.096194 | 0 | 0 | 0.19239
2017-04-11 09:00 | 281.6438 | 0.83947 |  | 295.7442 | 0.04276 | 0 | 0 | 0.08552 | 304.0549 | 0.060786 | 0 | 0 | 0.12157 | 310.8546 | 0.075535 | 0 | 0 | 0.15107 | 311.1064 | 0.076081 | 0 | 0 | 0.15216 | 311.2743 | 0.076445 | 0 | 0 | 0.15289 | 311.5262 | 0.076991 | 0 | 0 | 0.15398 | 311.778 | 0.077537 | 0 | 0 | 0.15507 | 312.0298 | 0.078084 | 0 | 0 | 0.15617 | 312.3656 | 0.078812 | 0 | 0 | 0.15762 | 312.6175 | 0.079358 | 0 | 0 | 0.15872 | 312.7854 | 0.079722 | 0 | 0 | 0.15944 | 313.0372 | 0.080269 | 0 | 0 | 0.16054 | 313.2051 | 0.080633 | 0 | 0 | 0.16127 | 313.4569 | 0.081179 | 0 | 0 | 0.16236 | 313.7088 | 0.081725 | 0 | 0 | 0.16345 | 313.8767 | 0.082089 | 0 | 0 | 0.16418 | 314.1285 | 0.082636 | 0 | 0 | 0.16527 | 314.3803 | 0.083182 | 0 | 0 | 0.16636 | 314.4643 | 0.083364 | 0 | 0 | 0.16673 | 314.7161 | 0.08391 | 0 | 0 | 0.16782 | 314.968 | 0.084456 | 0 | 0 | 0.16891 | 315.1359 | 0.084821 | 0 | 0 | 0.16964 | 315.3877 | 0.085367 | 0 | 0 | 0.17073 | 315.5556 | 0.085731 | 0 | 0 | 0.17146 | 315.7235 | 0.086095 | 0 | 0 | 0.17219
2017-04-11 10:00 | 277.7627 | 0.8279 |  | 291.6688 | 0.033921 | 0 | 0 | 0.067841 | 299.865 | 0.051698 | 0 | 0 | 0.1034 | 306.571 | 0.066243 | 0 | 0 | 0.13249 | 306.8194 | 0.066782 | 0 | 0 | 0.13356 | 306.985 | 0.067141 | 0 | 0 | 0.13428 | 307.2334 | 0.06768 | 0 | 0 | 0.13536 | 307.4817 | 0.068219 | 0 | 0 | 0.13644 | 307.7301 | 0.068757 | 0 | 0 | 0.13751 | 308.0613 | 0.069476 | 0 | 0 | 0.13895 | 308.3096 | 0.070014 | 0 | 0 | 0.14003 | 308.4752 | 0.070374 | 0 | 0 | 0.14075 | 308.7236 | 0.070912 | 0 | 0 | 0.14182 | 308.8891 | 0.071271 | 0 | 0 | 0.14254 | 309.1375 | 0.07181 | 0 | 0 | 0.14362 | 309.3859 | 0.072349 | 0 | 0 | 0.1447 | 309.5515 | 0.072708 | 0 | 0 | 0.14542 | 309.7998 | 0.073247 | 0 | 0 | 0.14649 | 310.0482 | 0.073785 | 0 | 0 | 0.14757 | 310.131 | 0.073965 | 0 | 0 | 0.14793 | 310.3794 | 0.074504 | 0 | 0 | 0.14901 | 310.6277 | 0.075042 | 0 | 0 | 0.15008 | 310.7933 | 0.075402 | 0 | 0 | 0.1508 | 311.0417 | 0.07594 | 0 | 0 | 0.15188 | 311.2073 | 0.076299 | 0 | 0 | 0.1526 | 311.3728 | 0.076659 | 0 | 0 | 0.15332
2017-04-11 11:00 | 266.7316 | 0.79502 |  | 280.0855 | 0.0087963 | 0 | 0 | 0.017593 | 287.9562 | 0.025868 | 0 | 0 | 0.051736 | 294.3958 | 0.039835 | 0 | 0 | 0.079671 | 294.6343 | 0.040353 | 0 | 0 | 0.080706 | 294.7933 | 0.040698 | 0 | 0 | 0.081395 | 295.0318 | 0.041215 | 0 | 0 | 0.08243 | 295.2703 | 0.041732 | 0 | 0 | 0.083465 | 295.5088 | 0.04225 | 0 | 0 | 0.084499 | 295.8268 | 0.042939 | 0 | 0 | 0.085879 | 296.0654 | 0.043457 | 0 | 0 | 0.086913 | 296.2244 | 0.043802 | 0 | 0 | 0.087603 | 296.4629 | 0.044319 | 0 | 0 | 0.088638 | 296.6219 | 0.044664 | 0 | 0 | 0.089328 | 296.8604 | 0.045181 | 0 | 0 | 0.090362 | 297.0989 | 0.045698 | 0 | 0 | 0.091397 | 297.2579 | 0.046043 | 0 | 0 | 0.092087 | 297.4964 | 0.046561 | 0 | 0 | 0.093121 | 297.7349 | 0.047078 | 0 | 0 | 0.094156 | 297.8144 | 0.04725 | 0 | 0 | 0.094501 | 298.0529 | 0.047768 | 0 | 0 | 0.095535 | 298.2914 | 0.048285 | 0 | 0 | 0.09657 | 298.4504 | 0.04863 | 0 | 0 | 0.09726 | 298.6889 | 0.049147 | 0 | 0 | 0.098294 | 298.8479 | 0.049492 | 0 | 0 | 0.098984 | 299.0069 | 0.049837 | 0 | 0 | 0.099674
2017-04-11 12:00 | 247.5475 | 0.73784 |  | 259.9409 | 0 | 0 | 0 | 0 | 267.2455 | 0 | 0 | 0 | 0 | 273.222 | 0 | 0 | 0 | 0 | 273.4434 | 0 | 0 | 0 | 0 | 273.591 | 0 | 0 | 0 | 0 | 273.8123 | 0 | 0 | 0 | 0 | 274.0337 | 0 | 0 | 0 | 0 | 274.255 | 0 | 0 | 0 | 0 | 274.5502 | 0 | 0 | 0 | 0 | 274.7715 | 0 | 0 | 0 | 0 | 274.9191 | 0 | 0 | 0 | 0 | 275.1404 | 0 | 0 | 0 | 0 | 275.288 | 0 | 0 | 0 | 0 | 275.5093 | 0 | 0 | 0 | 0 | 275.7307 | 0 | 0 | 0 | 0 | 275.8783 | 0 | 0 | 0 | 0 | 276.0996 | 0.000151 | 0 | 0 | 0.00030199 | 276.321 | 0.00063111 | 0 | 0 | 0.0012622 | 276.3948 | 0.00079115 | 0 | 0 | 0.0015823 | 276.6161 | 0.0012713 | 0 | 0 | 0.0025425 | 276.8375 | 0.0017514 | 0 | 0 | 0.0035027 | 276.985 | 0.0020714 | 0 | 0 | 0.0041429 | 277.2064 | 0.0025516 | 0 | 0 | 0.0051031 | 277.3539 | 0.0028716 | 0 | 0 | 0.0057433 | 277.5015 | 0.0031917 | 0 | 0 | 0.0063834
2017-04-11 13:00 | 246.1406 | 0.73365 |  | 258.4636 | 0 | 0 | 0 | 0 | 265.7267 | 0 | 0 | 0 | 0 | 271.6692 | 0 | 0 | 0 | 0 | 271.8893 | 0 | 0 | 0 | 0 | 272.036 | 0 | 0 | 0 | 0 | 272.2561 | 0 | 0 | 0 | 0 | 272.4762 | 0 | 0 | 0 | 0 | 272.6963 | 0 | 0 | 0 | 0 | 272.9898 | 0 | 0 | 0 | 0 | 273.2099 | 0 | 0 | 0 | 0 | 273.3566 | 0 | 0 | 0 | 0 | 273.5767 | 0 | 0 | 0 | 0 | 273.7234 | 0 | 0 | 0 | 0 | 273.9435 | 0 | 0 | 0 | 0 | 274.1636 | 0 | 0 | 0 | 0 | 274.3103 | 0 | 0 | 0 | 0 | 274.5304 | 0 | 0 | 0 | 0 | 274.7505 | 0 | 0 | 0 | 0 | 274.8239 | 0 | 0 | 0 | 0 | 275.044 | 0 | 0 | 0 | 0 | 275.2641 | 0 | 0 | 0 | 0 | 275.4108 | 0 | 0 | 0 | 0 | 275.6309 | 0 | 0 | 0 | 0 | 275.7776 | 0 | 0 | 0 | 0 | 275.9244 | 0 | 0 | 0 | 0
2017-04-11 14:00 | 239.7215 | 0.71451 |  | 251.7231 | 0 | 0 | 0 | 0 | 258.7968 | 0 | 0 | 0 | 0 | 264.5843 | 0 | 0 | 0 | 0 | 264.7987 | 0 | 0 | 0 | 0 | 264.9416 | 0 | 0 | 0 | 0 | 265.1559 | 0 | 0 | 0 | 0 | 265.3703 | 0 | 0 | 0 | 0 | 265.5846 | 0 | 0 | 0 | 0 | 265.8704 | 0 | 0 | 0 | 0 | 266.0848 | 0 | 0 | 0 | 0 | 266.2277 | 0 | 0 | 0 | 0 | 266.4421 | 0 | 0 | 0 | 0 | 266.585 | 0 | 0 | 0 | 0 | 266.7993 | 0 | 0 | 0 | 0 | 267.0137 | 0 | 0 | 0 | 0 | 267.1566 | 0 | 0 | 0 | 0 | 267.3709 | 0 | 0 | 0 | 0 | 267.5853 | 0 | 0 | 0 | 0 | 267.6567 | 0 | 0 | 0 | 0 | 267.8711 | 0 | 0 | 0 | 0 | 268.0854 | 0 | 0 | 0 | 0 | 268.2283 | 0 | 0 | 0 | 0 | 268.4427 | 0 | 0 | 0 | 0 | 268.5856 | 0 | 0 | 0 | 0 | 268.7285 | 0 | 0 | 0 | 0
2017-04-11 15:00 | 236.175 | 0.70394 |  | 247.999 | 0 | 0 | 0 | 0 | 254.9681 | 0 | 0 | 0 | 0 | 260.67 | 0 | 0 | 0 | 0 | 260.8812 | 0 | 0 | 0 | 0 | 261.022 | 0 | 0 | 0 | 0 | 261.2332 | 0 | 0 | 0 | 0 | 261.4444 | 0 | 0 | 0 | 0 | 261.6555 | 0 | 0 | 0 | 0 | 261.9371 | 0 | 0 | 0 | 0 | 262.1483 | 0 | 0 | 0 | 0 | 262.2891 | 0 | 0 | 0 | 0 | 262.5003 | 0 | 0 | 0 | 0 | 262.6411 | 0 | 0 | 0 | 0 | 262.8522 | 0 | 0 | 0 | 0 | 263.0634 | 0 | 0 | 0 | 0 | 263.2042 | 0 | 0 | 0 | 0 | 263.4154 | 0 | 0 | 0 | 0 | 263.6266 | 0 | 0 | 0 | 0 | 263.697 | 0 | 0 | 0 | 0 | 263.9082 | 0 | 0 | 0 | 0 | 264.1193 | 0 | 0 | 0 | 0 | 264.2601 | 0 | 0 | 0 | 0 | 264.4713 | 0 | 0 | 0 | 0 | 264.6121 | 0 | 0 | 0 | 0 | 264.7529 | 0 | 0 | 0 | 0
2017-04-11 16:00 | 235.7352 | 0.70263 |  | 247.5372 | 0 | 0 | 0 | 0 | 254.4933 | 0 | 0 | 0 | 0 | 260.1846 | 0 | 0 | 0 | 0 | 260.3954 | 0 | 0 | 0 | 0 | 260.5359 | 0 | 0 | 0 | 0 | 260.7467 | 0 | 0 | 0 | 0 | 260.9575 | 0 | 0 | 0 | 0 | 261.1683 | 0 | 0 | 0 | 0 | 261.4493 | 0 | 0 | 0 | 0 | 261.6601 | 0 | 0 | 0 | 0 | 261.8007 | 0 | 0 | 0 | 0 | 262.0114 | 0 | 0 | 0 | 0 | 262.152 | 0 | 0 | 0 | 0 | 262.3628 | 0 | 0 | 0 | 0 | 262.5735 | 0 | 0 | 0 | 0 | 262.7141 | 0 | 0 | 0 | 0 | 262.9249 | 0 | 0 | 0 | 0 | 263.1357 | 0 | 0 | 0 | 0 | 263.2059 | 0 | 0 | 0 | 0 | 263.4167 | 0 | 0 | 0 | 0 | 263.6275 | 0 | 0 | 0 | 0 | 263.768 | 0 | 0 | 0 | 0 | 263.9788 | 0 | 0 | 0 | 0 | 264.1193 | 0 | 0 | 0 | 0 | 264.2599 | 0 | 0 | 0 | 0
2017-04-11 17:00 | 245.2955 | 0.73113 |  | 257.5761 | 0 | 0 | 0 | 0 | 264.8143 | 0 | 0 | 0 | 0 | 270.7364 | 0 | 0 | 0 | 0 | 270.9558 | 0 | 0 | 0 | 0 | 271.102 | 0 | 0 | 0 | 0 | 271.3213 | 0 | 0 | 0 | 0 | 271.5407 | 0 | 0 | 0 | 0 | 271.76 | 0 | 0 | 0 | 0 | 272.0525 | 0 | 0 | 0 | 0 | 272.2718 | 0 | 0 | 0 | 0 | 272.418 | 0 | 0 | 0 | 0 | 272.6374 | 0 | 0 | 0 | 0 | 272.7836 | 0 | 0 | 0 | 0 | 273.0029 | 0 | 0 | 0 | 0 | 273.2223 | 0 | 0 | 0 | 0 | 273.3685 | 0 | 0 | 0 | 0 | 273.5878 | 0 | 0 | 0 | 0 | 273.8072 | 0 | 0 | 0 | 0 | 273.8803 | 0 | 0 | 0 | 0 | 274.0996 | 0 | 0 | 0 | 0 | 274.319 | 0 | 0 | 0 | 0 | 274.4652 | 0 | 0 | 0 | 0 | 274.6845 | 0 | 0 | 0 | 0 | 274.8307 | 0 | 0 | 0 | 0 | 274.977 | 0 | 0 | 0 | 0
2017-04-11 18:00 | 242.7941 | 0.72367 |  | 254.9496 | 0 | 0 | 0 | 0 | 262.1139 | 0 | 0 | 0 | 0 | 267.9757 | 0 | 0 | 0 | 0 | 268.1928 | 0 | 0 | 0 | 0 | 268.3375 | 0 | 0 | 0 | 0 | 268.5546 | 0 | 0 | 0 | 0 | 268.7717 | 0 | 0 | 0 | 0 | 268.9888 | 0 | 0 | 0 | 0 | 269.2783 | 0 | 0 | 0 | 0 | 269.4954 | 0 | 0 | 0 | 0 | 269.6401 | 0 | 0 | 0 | 0 | 269.8572 | 0 | 0 | 0 | 0 | 270.0019 | 0 | 0 | 0 | 0 | 270.219 | 0 | 0 | 0 | 0 | 270.4361 | 0 | 0 | 0 | 0 | 270.5809 | 0 | 0 | 0 | 0 | 270.798 | 0 | 0 | 0 | 0 | 271.0151 | 0 | 0 | 0 | 0 | 271.0875 | 0 | 0 | 0 | 0 | 271.3046 | 0 | 0 | 0 | 0 | 271.5217 | 0 | 0 | 0 | 0 | 271.6664 | 0 | 0 | 0 | 0 | 271.8835 | 0 | 0 | 0 | 0 | 272.0282 | 0 | 0 | 0 | 0 | 272.173 | 0 | 0 | 0 | 0
2017-04-11 19:00 | 254.4944 | 0.75855 |  | 267.2356 | 0 | 0 | 0 | 0 | 274.7452 | 0 | 0 | 0 | 0 | 280.8894 | 0.01054 | 0 | 0 | 0.02108 | 281.117 | 0.011034 | 0 | 0 | 0.022067 | 281.2687 | 0.011363 | 0 | 0 | 0.022725 | 281.4963 | 0.011856 | 0 | 0 | 0.023713 | 281.7238 | 0.01235 | 0 | 0 | 0.0247 | 281.9514 | 0.012843 | 0 | 0 | 0.025687 | 282.2548 | 0.013502 | 0 | 0 | 0.027003 | 282.4824 | 0.013995 | 0 | 0 | 0.02799 | 282.6341 | 0.014324 | 0 | 0 | 0.028648 | 282.8616 | 0.014818 | 0 | 0 | 0.029636 | 283.0133 | 0.015147 | 0 | 0 | 0.030294 | 283.2409 | 0.01564 | 0 | 0 | 0.031281 | 283.4685 | 0.016134 | 0 | 0 | 0.032268 | 283.6202 | 0.016463 | 0 | 0 | 0.032926 | 283.8477 | 0.016957 | 0 | 0 | 0.033913 | 284.0753 | 0.01745 | 0 | 0 | 0.034901 | 284.1512 | 0.017615 | 0 | 0 | 0.03523 | 284.3787 | 0.018108 | 0 | 0 | 0.036217 | 284.6063 | 0.018602 | 0 | 0 | 0.037204 | 284.758 | 0.018931 | 0 | 0 | 0.037862 | 284.9856 | 0.019425 | 0 | 0 | 0.038849 | 285.1373 | 0.019754 | 0 | 0 | 0.039507 | 285.289 | 0.020083 | 0 | 0 | 0.040165
2017-04-11 20:00 | 251.3538 | 0.74918 |  | 263.9377 | 0 | 0 | 0 | 0 | 271.3547 | 0 | 0 | 0 | 0 | 277.4231 | 0.0030216 | 0 | 0 | 0.0060431 | 277.6478 | 0.0035091 | 0 | 0 | 0.0070181 | 277.7977 | 0.0038341 | 0 | 0 | 0.0076681 | 278.0224 | 0.0043216 | 0 | 0 | 0.0086431 | 278.2472 | 0.0048091 | 0 | 0 | 0.0096181 | 278.4719 | 0.0052965 | 0 | 0 | 0.010593 | 278.7716 | 0.0059465 | 0 | 0 | 0.011893 | 278.9964 | 0.006434 | 0 | 0 | 0.012868 | 279.1462 | 0.006759 | 0 | 0 | 0.013518 | 279.371 | 0.0072465 | 0 | 0 | 0.014493 | 279.5208 | 0.0075715 | 0 | 0 | 0.015143 | 279.7455 | 0.008059 | 0 | 0 | 0.016118 | 279.9703 | 0.0085465 | 0 | 0 | 0.017093 | 280.1201 | 0.0088715 | 0 | 0 | 0.017743 | 280.3449 | 0.009359 | 0 | 0 | 0.018718 | 280.5696 | 0.0098465 | 0 | 0 | 0.019693 | 280.6446 | 0.010009 | 0 | 0 | 0.020018 | 280.8693 | 0.010496 | 0 | 0 | 0.020993 | 281.0941 | 0.010984 | 0 | 0 | 0.021968 | 281.2439 | 0.011309 | 0 | 0 | 0.022618 | 281.4687 | 0.011796 | 0 | 0 | 0.023593 | 281.6185 | 0.012121 | 0 | 0 | 0.024243 | 281.7683 | 0.012446 | 0 | 0 | 0.024893
2017-04-11 21:00 | 250.4398 | 0.74646 |  | 262.9779 | 0 | 0 | 0 | 0 | 270.3679 | 0 | 0 | 0 | 0 | 276.4142 | 0.0008334 | 0 | 0 | 0.0016668 | 276.6382 | 0.0013191 | 0 | 0 | 0.0026382 | 276.7875 | 0.0016429 | 0 | 0 | 0.0032859 | 277.0114 | 0.0021287 | 0 | 0 | 0.0042573 | 277.2353 | 0.0026144 | 0 | 0 | 0.0052288 | 277.4593 | 0.0031001 | 0 | 0 | 0.0062002 | 277.7579 | 0.0037477 | 0 | 0 | 0.0074955 | 277.9818 | 0.0042335 | 0 | 0 | 0.0084669 | 278.1311 | 0.0045573 | 0 | 0 | 0.0091145 | 278.355 | 0.005043 | 0 | 0 | 0.010086 | 278.5043 | 0.0053668 | 0 | 0 | 0.010734 | 278.7283 | 0.0058525 | 0 | 0 | 0.011705 | 278.9522 | 0.0063382 | 0 | 0 | 0.012676 | 279.1015 | 0.0066621 | 0 | 0 | 0.013324 | 279.3254 | 0.0071478 | 0 | 0 | 0.014296 | 279.5494 | 0.0076335 | 0 | 0 | 0.015267 | 279.624 | 0.0077954 | 0 | 0 | 0.015591 | 279.8479 | 0.0082811 | 0 | 0 | 0.016562 | 280.0719 | 0.0087669 | 0 | 0 | 0.017534 | 280.2212 | 0.0090907 | 0 | 0 | 0.018181 | 280.4451 | 0.0095764 | 0 | 0 | 0.019153 | 280.5944 | 0.0099002 | 0 | 0 | 0.0198 | 280.7437 | 0.010224 | 0 | 0 | 0.020448
2017-04-11 22:00 | 260.8817 | 0.77758 |  | 273.9427 | 0 | 0 | 0 | 0 | 281.6408 | 0.01217 | 0 | 0 | 0.02434 | 287.9392 | 0.025831 | 0 | 0 | 0.051662 | 288.1725 | 0.026337 | 0 | 0 | 0.052674 | 288.328 | 0.026674 | 0 | 0 | 0.053349 | 288.5613 | 0.02718 | 0 | 0 | 0.054361 | 288.7946 | 0.027686 | 0 | 0 | 0.055373 | 289.0278 | 0.028192 | 0 | 0 | 0.056385 | 289.3389 | 0.028867 | 0 | 0 | 0.057734 | 289.5721 | 0.029373 | 0 | 0 | 0.058746 | 289.7277 | 0.02971 | 0 | 0 | 0.05942 | 289.9609 | 0.030216 | 0 | 0 | 0.060432 | 290.1164 | 0.030554 | 0 | 0 | 0.061107 | 290.3497 | 0.031059 | 0 | 0 | 0.062119 | 290.583 | 0.031565 | 0 | 0 | 0.063131 | 290.7385 | 0.031903 | 0 | 0 | 0.063806 | 290.9718 | 0.032409 | 0 | 0 | 0.064817 | 291.2051 | 0.032915 | 0 | 0 | 0.065829 | 291.2828 | 0.033083 | 0 | 0 | 0.066167 | 291.5161 | 0.033589 | 0 | 0 | 0.067179 | 291.7494 | 0.034095 | 0 | 0 | 0.068191 | 291.9049 | 0.034433 | 0 | 0 | 0.068865 | 292.1382 | 0.034939 | 0 | 0 | 0.069877 | 292.2937 | 0.035276 | 0 | 0 | 0.070552 | 292.4492 | 0.035613 | 0 | 0 | 0.071226
2017-04-11 23:00 | 268.1004 | 0.7991 |  | 281.5227 | 0.011914 | 0 | 0 | 0.023828 | 289.4338 | 0.029073 | 0 | 0 | 0.058146 | 295.9065 | 0.043112 | 0 | 0 | 0.086224 | 296.1463 | 0.043632 | 0 | 0 | 0.087264 | 296.3061 | 0.043979 | 0 | 0 | 0.087958 | 296.5458 | 0.044499 | 0 | 0 | 0.088998 | 296.7855 | 0.045019 | 0 | 0 | 0.090038 | 297.0253 | 0.045539 | 0 | 0 | 0.091077 | 297.3449 | 0.046232 | 0 | 0 | 0.092464 | 297.5846 | 0.046752 | 0 | 0 | 0.093504 | 297.7445 | 0.047099 | 0 | 0 | 0.094197 | 297.9842 | 0.047619 | 0 | 0 | 0.095237 | 298.144 | 0.047965 | 0 | 0 | 0.095931 | 298.3837 | 0.048485 | 0 | 0 | 0.096971 | 298.6235 | 0.049005 | 0 | 0 | 0.09801 | 298.7833 | 0.049352 | 0 | 0 | 0.098704 | 299.023 | 0.049872 | 0 | 0 | 0.099744 | 299.2628 | 0.050392 | 0 | 0 | 0.10078 | 299.3427 | 0.050565 | 0 | 0 | 0.10113 | 299.5824 | 0.051085 | 0 | 0 | 0.10217 | 299.8221 | 0.051605 | 0 | 0 | 0.10321 | 299.9819 | 0.051952 | 0 | 0 | 0.1039 | 300.2217 | 0.052472 | 0 | 0 | 0.10494 | 300.3815 | 0.052818 | 0 | 0 | 0.10564 | 300.5413 | 0.053165 | 0 | 0 | 0.10633
2017-04-12 | 268.1323 | 0.79919 |  | 281.5563 | 0.011986 | 0 | 0 | 0.023973 | 289.4683 | 0.029148 | 0 | 0 | 0.058295 | 295.9418 | 0.043189 | 0 | 0 | 0.086377 | 296.1815 | 0.043709 | 0 | 0 | 0.087417 | 296.3414 | 0.044055 | 0 | 0 | 0.088111 | 296.5811 | 0.044575 | 0 | 0 | 0.089151 | 296.8209 | 0.045095 | 0 | 0 | 0.090191 | 297.0606 | 0.045615 | 0 | 0 | 0.091231 | 297.3803 | 0.046309 | 0 | 0 | 0.092618 | 297.6201 | 0.046829 | 0 | 0 | 0.093658 | 297.7799 | 0.047176 | 0 | 0 | 0.094351 | 298.0197 | 0.047696 | 0 | 0 | 0.095391 | 298.1795 | 0.048042 | 0 | 0 | 0.096085 | 298.4193 | 0.048562 | 0 | 0 | 0.097125 | 298.659 | 0.049082 | 0 | 0 | 0.098165 | 298.8189 | 0.049429 | 0 | 0 | 0.098858 | 299.0586 | 0.049949 | 0 | 0 | 0.099898 | 299.2984 | 0.050469 | 0 | 0 | 0.10094 | 299.3783 | 0.050642 | 0 | 0 | 0.10128 | 299.6181 | 0.051163 | 0 | 0 | 0.10233 | 299.8578 | 0.051683 | 0 | 0 | 0.10337 | 300.0177 | 0.052029 | 0 | 0 | 0.10406 | 300.2574 | 0.052549 | 0 | 0 | 0.1051 | 300.4173 | 0.052896 | 0 | 0 | 0.10579 | 300.5771 | 0.053243 | 0 | 0 | 0.10649
2017-04-12 01:00 | 266.7563 | 0.79509 |  | 280.1114 | 0.0088525 | 0 | 0 | 0.017705 | 287.9828 | 0.025926 | 0 | 0 | 0.051851 | 294.4231 | 0.039895 | 0 | 0 | 0.079789 | 294.6616 | 0.040412 | 0 | 0 | 0.080824 | 294.8206 | 0.040757 | 0 | 0 | 0.081514 | 295.0591 | 0.041274 | 0 | 0 | 0.082548 | 295.2977 | 0.041792 | 0 | 0 | 0.083583 | 295.5362 | 0.042309 | 0 | 0 | 0.084618 | 295.8542 | 0.042999 | 0 | 0 | 0.085997 | 296.0927 | 0.043516 | 0 | 0 | 0.087032 | 296.2518 | 0.043861 | 0 | 0 | 0.087722 | 296.4903 | 0.044378 | 0 | 0 | 0.088757 | 296.6493 | 0.044723 | 0 | 0 | 0.089447 | 296.8878 | 0.045241 | 0 | 0 | 0.090481 | 297.1264 | 0.045758 | 0 | 0 | 0.091516 | 297.2854 | 0.046103 | 0 | 0 | 0.092206 | 297.5239 | 0.04662 | 0 | 0 | 0.093241 | 297.7624 | 0.047138 | 0 | 0 | 0.094275 | 297.842 | 0.04731 | 0 | 0 | 0.09462 | 298.0805 | 0.047827 | 0 | 0 | 0.095655 | 298.319 | 0.048345 | 0 | 0 | 0.09669 | 298.478 | 0.04869 | 0 | 0 | 0.09738 | 298.7166 | 0.049207 | 0 | 0 | 0.098414 | 298.8756 | 0.049552 | 0 | 0 | 0.099104 | 299.0346 | 0.049897 | 0 | 0 | 0.099794
2017-04-12 02:00 | 273.9121 | 0.81642 |  | 287.6254 | 0.02515 | 0 | 0 | 0.050301 | 295.708 | 0.042682 | 0 | 0 | 0.085363 | 302.321 | 0.057025 | 0 | 0 | 0.11405 | 302.5659 | 0.057556 | 0 | 0 | 0.11511 | 302.7292 | 0.057911 | 0 | 0 | 0.11582 | 302.9741 | 0.058442 | 0 | 0 | 0.11688 | 303.219 | 0.058973 | 0 | 0 | 0.11795 | 303.464 | 0.059504 | 0 | 0 | 0.11901 | 303.7905 | 0.060213 | 0 | 0 | 0.12043 | 304.0355 | 0.060744 | 0 | 0 | 0.12149 | 304.1987 | 0.061098 | 0 | 0 | 0.1222 | 304.4437 | 0.061629 | 0 | 0 | 0.12326 | 304.607 | 0.061983 | 0 | 0 | 0.12397 | 304.8519 | 0.062515 | 0 | 0 | 0.12503 | 305.0968 | 0.063046 | 0 | 0 | 0.12609 | 305.2601 | 0.0634 | 0 | 0 | 0.1268 | 305.505 | 0.063931 | 0 | 0 | 0.12786 | 305.75 | 0.064463 | 0 | 0 | 0.12893 | 305.8316 | 0.06464 | 0 | 0 | 0.12928 | 306.0765 | 0.065171 | 0 | 0 | 0.13034 | 306.3214 | 0.065702 | 0 | 0 | 0.1314 | 306.4847 | 0.066056 | 0 | 0 | 0.13211 | 306.7297 | 0.066588 | 0 | 0 | 0.13318 | 306.8929 | 0.066942 | 0 | 0 | 0.13388 | 307.0562 | 0.067296 | 0 | 0 | 0.13459
2017-04-12 03:00 | 273.0553 | 0.81387 |  | 286.7257 | 0.023199 | 0 | 0 | 0.046398 | 294.783 | 0.040675 | 0 | 0 | 0.081351 | 301.3754 | 0.054974 | 0 | 0 | 0.10995 | 301.6195 | 0.055504 | 0 | 0 | 0.11101 | 301.7823 | 0.055857 | 0 | 0 | 0.11171 | 302.0264 | 0.056386 | 0 | 0 | 0.11277 | 302.2706 | 0.056916 | 0 | 0 | 0.11383 | 302.5148 | 0.057445 | 0 | 0 | 0.11489 | 302.8403 | 0.058152 | 0 | 0 | 0.1163 | 303.0845 | 0.058681 | 0 | 0 | 0.11736 | 303.2473 | 0.059034 | 0 | 0 | 0.11807 | 303.4914 | 0.059564 | 0 | 0 | 0.11913 | 303.6542 | 0.059917 | 0 | 0 | 0.11983 | 303.8983 | 0.060446 | 0 | 0 | 0.12089 | 304.1425 | 0.060976 | 0 | 0 | 0.12195 | 304.3053 | 0.061329 | 0 | 0 | 0.12266 | 304.5494 | 0.061859 | 0 | 0 | 0.12372 | 304.7936 | 0.062388 | 0 | 0 | 0.12478 | 304.875 | 0.062565 | 0 | 0 | 0.12513 | 305.1191 | 0.063094 | 0 | 0 | 0.12619 | 305.3633 | 0.063624 | 0 | 0 | 0.12725 | 305.5261 | 0.063977 | 0 | 0 | 0.12795 | 305.7702 | 0.064507 | 0 | 0 | 0.12901 | 305.933 | 0.06486 | 0 | 0 | 0.12972 | 306.0958 | 0.065213 | 0 | 0 | 0.13043
2017-04-12 04:00 | 275.3672 | 0.82076 |  | 289.1534 | 0.028465 | 0 | 0 | 0.056929 | 297.2789 | 0.046089 | 0 | 0 | 0.092178 | 303.927 | 0.060509 | 0 | 0 | 0.12102 | 304.1733 | 0.061043 | 0 | 0 | 0.12209 | 304.3374 | 0.061399 | 0 | 0 | 0.1228 | 304.5837 | 0.061933 | 0 | 0 | 0.12387 | 304.8299 | 0.062467 | 0 | 0 | 0.12493 | 305.0761 | 0.063001 | 0 | 0 | 0.126 | 305.4044 | 0.063713 | 0 | 0 | 0.12743 | 305.6506 | 0.064247 | 0 | 0 | 0.12849 | 305.8148 | 0.064603 | 0 | 0 | 0.12921 | 306.061 | 0.065137 | 0 | 0 | 0.13027 | 306.2252 | 0.065493 | 0 | 0 | 0.13099 | 306.4714 | 0.066027 | 0 | 0 | 0.13205 | 306.7176 | 0.066561 | 0 | 0 | 0.13312 | 306.8818 | 0.066918 | 0 | 0 | 0.13384 | 307.128 | 0.067452 | 0 | 0 | 0.1349 | 307.3742 | 0.067986 | 0 | 0 | 0.13597 | 307.4563 | 0.068164 | 0 | 0 | 0.13633 | 307.7025 | 0.068698 | 0 | 0 | 0.1374 | 307.9488 | 0.069232 | 0 | 0 | 0.13846 | 308.1129 | 0.069588 | 0 | 0 | 0.13918 | 308.3591 | 0.070122 | 0 | 0 | 0.14024 | 308.5233 | 0.070478 | 0 | 0 | 0.14096 | 308.6874 | 0.070834 | 0 | 0 | 0.14167
2017-04-12 05:00 | 279.0315 | 0.83168 |  | 293.0011 | 0.03681 | 0 | 0 | 0.073621 | 301.2348 | 0.054669 | 0 | 0 | 0.10934 | 307.9714 | 0.069281 | 0 | 0 | 0.13856 | 308.2209 | 0.069822 | 0 | 0 | 0.13964 | 308.3872 | 0.070183 | 0 | 0 | 0.14037 | 308.6367 | 0.070724 | 0 | 0 | 0.14145 | 308.8862 | 0.071265 | 0 | 0 | 0.14253 | 309.1357 | 0.071806 | 0 | 0 | 0.14361 | 309.4684 | 0.072528 | 0 | 0 | 0.14506 | 309.7179 | 0.073069 | 0 | 0 | 0.14614 | 309.8843 | 0.07343 | 0 | 0 | 0.14686 | 310.1338 | 0.073971 | 0 | 0 | 0.14794 | 310.3001 | 0.074332 | 0 | 0 | 0.14866 | 310.5496 | 0.074873 | 0 | 0 | 0.14975 | 310.7991 | 0.075414 | 0 | 0 | 0.15083 | 310.9654 | 0.075775 | 0 | 0 | 0.15155 | 311.2149 | 0.076316 | 0 | 0 | 0.15263 | 311.4645 | 0.076857 | 0 | 0 | 0.15371 | 311.5476 | 0.077038 | 0 | 0 | 0.15408 | 311.7971 | 0.077579 | 0 | 0 | 0.15516 | 312.0466 | 0.07812 | 0 | 0 | 0.15624 | 312.213 | 0.078481 | 0 | 0 | 0.15696 | 312.4625 | 0.079022 | 0 | 0 | 0.15804 | 312.6288 | 0.079383 | 0 | 0 | 0.15877 | 312.7951 | 0.079744 | 0 | 0 | 0.15949
2017-04-12 06:00 | 277.1378 | 0.82604 |  | 291.0126 | 0.032497 | 0 | 0 | 0.064995 | 299.1904 | 0.050235 | 0 | 0 | 0.10047 | 305.8813 | 0.064747 | 0 | 0 | 0.12949 | 306.1291 | 0.065285 | 0 | 0 | 0.13057 | 306.2943 | 0.065643 | 0 | 0 | 0.13129 | 306.5421 | 0.066181 | 0 | 0 | 0.13236 | 306.7899 | 0.066718 | 0 | 0 | 0.13344 | 307.0377 | 0.067256 | 0 | 0 | 0.13451 | 307.3681 | 0.067972 | 0 | 0 | 0.13594 | 307.616 | 0.06851 | 0 | 0 | 0.13702 | 307.7812 | 0.068868 | 0 | 0 | 0.13774 | 308.029 | 0.069406 | 0 | 0 | 0.13881 | 308.1942 | 0.069764 | 0 | 0 | 0.13953 | 308.442 | 0.070302 | 0 | 0 | 0.1406 | 308.6898 | 0.070839 | 0 | 0 | 0.14168 | 308.855 | 0.071197 | 0 | 0 | 0.14239 | 309.1028 | 0.071735 | 0 | 0 | 0.14347 | 309.3506 | 0.072272 | 0 | 0 | 0.14454 | 309.4332 | 0.072452 | 0 | 0 | 0.1449 | 309.681 | 0.072989 | 0 | 0 | 0.14598 | 309.9289 | 0.073527 | 0 | 0 | 0.14705 | 310.0941 | 0.073885 | 0 | 0 | 0.14777 | 310.3419 | 0.074422 | 0 | 0 | 0.14884 | 310.5071 | 0.074781 | 0 | 0 | 0.14956 | 310.6723 | 0.075139 | 0 | 0 | 0.15028
2017-04-12 07:00 | 281.1921 | 0.83812 |  | 295.2699 | 0.041731 | 0 | 0 | 0.083463 | 303.5673 | 0.059728 | 0 | 0 | 0.11946 | 310.3561 | 0.074453 | 0 | 0 | 0.14891 | 310.6075 | 0.074999 | 0 | 0 | 0.15 | 310.7751 | 0.075362 | 0 | 0 | 0.15072 | 311.0266 | 0.075908 | 0 | 0 | 0.15182 | 311.278 | 0.076453 | 0 | 0 | 0.15291 | 311.5294 | 0.076998 | 0 | 0 | 0.154 | 311.8647 | 0.077725 | 0 | 0 | 0.15545 | 312.1161 | 0.078271 | 0 | 0 | 0.15654 | 312.2837 | 0.078634 | 0 | 0 | 0.15727 | 312.5352 | 0.07918 | 0 | 0 | 0.15836 | 312.7028 | 0.079543 | 0 | 0 | 0.15909 | 312.9542 | 0.080089 | 0 | 0 | 0.16018 | 313.2057 | 0.080634 | 0 | 0 | 0.16127 | 313.3733 | 0.080998 | 0 | 0 | 0.162 | 313.6247 | 0.081543 | 0 | 0 | 0.16309 | 313.8762 | 0.082088 | 0 | 0 | 0.16418 | 313.96 | 0.08227 | 0 | 0 | 0.16454 | 314.2114 | 0.082815 | 0 | 0 | 0.16563 | 314.4629 | 0.083361 | 0 | 0 | 0.16672 | 314.6305 | 0.083724 | 0 | 0 | 0.16745 | 314.8819 | 0.08427 | 0 | 0 | 0.16854 | 315.0495 | 0.084633 | 0 | 0 | 0.16927 | 315.2172 | 0.084997 | 0 | 0 | 0.16999
2017-04-12 08:00 | 277.8213 | 0.82807 |  | 291.7303 | 0.034054 | 0 | 0 | 0.068108 | 299.9282 | 0.051835 | 0 | 0 | 0.10367 | 306.6356 | 0.066384 | 0 | 0 | 0.13277 | 306.8841 | 0.066922 | 0 | 0 | 0.13384 | 307.0497 | 0.067282 | 0 | 0 | 0.13456 | 307.2981 | 0.06782 | 0 | 0 | 0.13564 | 307.5465 | 0.068359 | 0 | 0 | 0.13672 | 307.7949 | 0.068898 | 0 | 0 | 0.1378 | 308.1262 | 0.069617 | 0 | 0 | 0.13923 | 308.3746 | 0.070155 | 0 | 0 | 0.14031 | 308.5402 | 0.070515 | 0 | 0 | 0.14103 | 308.7886 | 0.071053 | 0 | 0 | 0.14211 | 308.9542 | 0.071413 | 0 | 0 | 0.14283 | 309.2027 | 0.071952 | 0 | 0 | 0.1439 | 309.4511 | 0.07249 | 0 | 0 | 0.14498 | 309.6167 | 0.07285 | 0 | 0 | 0.1457 | 309.8651 | 0.073388 | 0 | 0 | 0.14678 | 310.1135 | 0.073927 | 0 | 0 | 0.14785 | 310.1964 | 0.074107 | 0 | 0 | 0.14821 | 310.4448 | 0.074646 | 0 | 0 | 0.14929 | 310.6932 | 0.075184 | 0 | 0 | 0.15037 | 310.8588 | 0.075544 | 0 | 0 | 0.15109 | 311.1072 | 0.076083 | 0 | 0 | 0.15217 | 311.2728 | 0.076442 | 0 | 0 | 0.15288 | 311.4385 | 0.076801 | 0 | 0 | 0.1536
2017-04-12 09:00 | 270.3955 | 0.80594 |  | 283.9328 | 0.017141 | 0 | 0 | 0.034282 | 291.9116 | 0.034447 | 0 | 0 | 0.068895 | 298.4398 | 0.048607 | 0 | 0 | 0.097214 | 298.6815 | 0.049131 | 0 | 0 | 0.098262 | 298.8427 | 0.049481 | 0 | 0 | 0.098962 | 299.0845 | 0.050005 | 0 | 0 | 0.10001 | 299.3263 | 0.05053 | 0 | 0 | 0.10106 | 299.5681 | 0.051054 | 0 | 0 | 0.10211 | 299.8904 | 0.051753 | 0 | 0 | 0.10351 | 300.1322 | 0.052278 | 0 | 0 | 0.10456 | 300.2934 | 0.052627 | 0 | 0 | 0.10525 | 300.5352 | 0.053152 | 0 | 0 | 0.1063 | 300.6964 | 0.053501 | 0 | 0 | 0.107 | 300.9382 | 0.054026 | 0 | 0 | 0.10805 | 301.18 | 0.05455 | 0 | 0 | 0.1091 | 301.3411 | 0.0549 | 0 | 0 | 0.1098 | 301.5829 | 0.055424 | 0 | 0 | 0.11085 | 301.8247 | 0.055949 | 0 | 0 | 0.1119 | 301.9053 | 0.056124 | 0 | 0 | 0.11225 | 302.1471 | 0.056648 | 0 | 0 | 0.1133 | 302.3889 | 0.057172 | 0 | 0 | 0.11434 | 302.55 | 0.057522 | 0 | 0 | 0.11504 | 302.7918 | 0.058046 | 0 | 0 | 0.11609 | 302.953 | 0.058396 | 0 | 0 | 0.11679 | 303.1142 | 0.058746 | 0 | 0 | 0.11749
2017-04-12 10:00 | 253.7617 | 0.75636 |  | 266.4662 | 0 | 0 | 0 | 0 | 273.9541 | 0 | 0 | 0 | 0 | 280.0807 | 0.0087859 | 0 | 0 | 0.017572 | 280.3076 | 0.0092781 | 0 | 0 | 0.018556 | 280.4588 | 0.0096062 | 0 | 0 | 0.019212 | 280.6858 | 0.010098 | 0 | 0 | 0.020197 | 280.9127 | 0.010591 | 0 | 0 | 0.021181 | 281.1396 | 0.011083 | 0 | 0 | 0.022165 | 281.4421 | 0.011739 | 0 | 0 | 0.023478 | 281.669 | 0.012231 | 0 | 0 | 0.024462 | 281.8203 | 0.012559 | 0 | 0 | 0.025118 | 282.0472 | 0.013051 | 0 | 0 | 0.026103 | 282.1985 | 0.013379 | 0 | 0 | 0.026759 | 282.4254 | 0.013872 | 0 | 0 | 0.027743 | 282.6523 | 0.014364 | 0 | 0 | 0.028728 | 282.8036 | 0.014692 | 0 | 0 | 0.029384 | 283.0305 | 0.015184 | 0 | 0 | 0.030368 | 283.2574 | 0.015676 | 0 | 0 | 0.031352 | 283.333 | 0.01584 | 0 | 0 | 0.031681 | 283.5599 | 0.016332 | 0 | 0 | 0.032665 | 283.7868 | 0.016825 | 0 | 0 | 0.033649 | 283.9381 | 0.017153 | 0 | 0 | 0.034305 | 284.165 | 0.017645 | 0 | 0 | 0.03529 | 284.3163 | 0.017973 | 0 | 0 | 0.035946 | 284.4676 | 0.018301 | 0 | 0 | 0.036602
2017-04-12 11:00 | 250.5389 | 0.74676 |  | 263.082 | 0 | 0 | 0 | 0 | 270.4749 | 0 | 0 | 0 | 0 | 276.5236 | 0.0010707 | 0 | 0 | 0.0021414 | 276.7477 | 0.0015566 | 0 | 0 | 0.0031132 | 276.897 | 0.0018806 | 0 | 0 | 0.0037611 | 277.121 | 0.0023665 | 0 | 0 | 0.004733 | 277.3451 | 0.0028524 | 0 | 0 | 0.0057048 | 277.5691 | 0.0033383 | 0 | 0 | 0.0066766 | 277.8678 | 0.0039862 | 0 | 0 | 0.0079724 | 278.0918 | 0.0044721 | 0 | 0 | 0.0089442 | 278.2412 | 0.0047961 | 0 | 0 | 0.0095921 | 278.4652 | 0.005282 | 0 | 0 | 0.010564 | 278.6146 | 0.0056059 | 0 | 0 | 0.011212 | 278.8386 | 0.0060918 | 0 | 0 | 0.012184 | 279.0626 | 0.0065777 | 0 | 0 | 0.013155 | 279.212 | 0.0069017 | 0 | 0 | 0.013803 | 279.436 | 0.0073876 | 0 | 0 | 0.014775 | 279.66 | 0.0078735 | 0 | 0 | 0.015747 | 279.7347 | 0.0080355 | 0 | 0 | 0.016071 | 279.9587 | 0.0085214 | 0 | 0 | 0.017043 | 280.1827 | 0.0090073 | 0 | 0 | 0.018015 | 280.3321 | 0.0093312 | 0 | 0 | 0.018662 | 280.5561 | 0.0098172 | 0 | 0 | 0.019634 | 280.7055 | 0.010141 | 0 | 0 | 0.020282 | 280.8548 | 0.010465 | 0 | 0 | 0.02093
2017-04-12 12:00 | 246.2375 | 0.73394 |  | 258.5653 | 0 | 0 | 0 | 0 | 265.8313 | 0 | 0 | 0 | 0 | 271.7761 | 0 | 0 | 0 | 0 | 271.9963 | 0 | 0 | 0 | 0 | 272.1431 | 0 | 0 | 0 | 0 | 272.3633 | 0 | 0 | 0 | 0 | 272.5835 | 0 | 0 | 0 | 0 | 272.8037 | 0 | 0 | 0 | 0 | 273.0972 | 0 | 0 | 0 | 0 | 273.3174 | 0 | 0 | 0 | 0 | 273.4642 | 0 | 0 | 0 | 0 | 273.6844 | 0 | 0 | 0 | 0 | 273.8312 | 0 | 0 | 0 | 0 | 274.0513 | 0 | 0 | 0 | 0 | 274.2715 | 0 | 0 | 0 | 0 | 274.4183 | 0 | 0 | 0 | 0 | 274.6385 | 0 | 0 | 0 | 0 | 274.8587 | 0 | 0 | 0 | 0 | 274.9321 | 0 | 0 | 0 | 0 | 275.1522 | 0 | 0 | 0 | 0 | 275.3724 | 0 | 0 | 0 | 0 | 275.5192 | 0 | 0 | 0 | 0 | 275.7394 | 0 | 0 | 0 | 0 | 275.8862 | 0 | 0 | 0 | 0 | 276.033 | 6.4328e-06 | 0 | 0 | 1.2866e-05
2017-04-12 13:00 | 245.3337 | 0.73124 |  | 257.6163 | 0 | 0 | 0 | 0 | 264.8556 | 0 | 0 | 0 | 0 | 270.7786 | 0 | 0 | 0 | 0 | 270.998 | 0 | 0 | 0 | 0 | 271.1442 | 0 | 0 | 0 | 0 | 271.3636 | 0 | 0 | 0 | 0 | 271.583 | 0 | 0 | 0 | 0 | 271.8024 | 0 | 0 | 0 | 0 | 272.0949 | 0 | 0 | 0 | 0 | 272.3142 | 0 | 0 | 0 | 0 | 272.4605 | 0 | 0 | 0 | 0 | 272.6799 | 0 | 0 | 0 | 0 | 272.8261 | 0 | 0 | 0 | 0 | 273.0455 | 0 | 0 | 0 | 0 | 273.2648 | 0 | 0 | 0 | 0 | 273.4111 | 0 | 0 | 0 | 0 | 273.6305 | 0 | 0 | 0 | 0 | 273.8498 | 0 | 0 | 0 | 0 | 273.923 | 0 | 0 | 0 | 0 | 274.1423 | 0 | 0 | 0 | 0 | 274.3617 | 0 | 0 | 0 | 0 | 274.508 | 0 | 0 | 0 | 0 | 274.7273 | 0 | 0 | 0 | 0 | 274.8736 | 0 | 0 | 0 | 0 | 275.0198 | 0 | 0 | 0 | 0
2017-04-12 14:00 | 237.2008 | 0.707 |  | 249.0762 | 0 | 0 | 0 | 0 | 256.0755 | 0 | 0 | 0 | 0 | 261.8022 | 0 | 0 | 0 | 0 | 262.0143 | 0 | 0 | 0 | 0 | 262.1557 | 0 | 0 | 0 | 0 | 262.3678 | 0 | 0 | 0 | 0 | 262.5799 | 0 | 0 | 0 | 0 | 262.792 | 0 | 0 | 0 | 0 | 263.0748 | 0 | 0 | 0 | 0 | 263.2869 | 0 | 0 | 0 | 0 | 263.4283 | 0 | 0 | 0 | 0 | 263.6404 | 0 | 0 | 0 | 0 | 263.7818 | 0 | 0 | 0 | 0 | 263.9939 | 0 | 0 | 0 | 0 | 264.206 | 0 | 0 | 0 | 0 | 264.3474 | 0 | 0 | 0 | 0 | 264.5595 | 0 | 0 | 0 | 0 | 264.7716 | 0 | 0 | 0 | 0 | 264.8423 | 0 | 0 | 0 | 0 | 265.0544 | 0 | 0 | 0 | 0 | 265.2665 | 0 | 0 | 0 | 0 | 265.4079 | 0 | 0 | 0 | 0 | 265.62 | 0 | 0 | 0 | 0 | 265.7614 | 0 | 0 | 0 | 0 | 265.9028 | 0 | 0 | 0 | 0
2017-04-12 15:00 | 227.549 | 0.67823 |  | 238.9412 | 0 | 0 | 0 | 0 | 245.6557 | 0 | 0 | 0 | 0 | 251.1494 | 0 | 0 | 0 | 0 | 251.3528 | 0 | 0 | 0 | 0 | 251.4885 | 0 | 0 | 0 | 0 | 251.6919 | 0 | 0 | 0 | 0 | 251.8954 | 0 | 0 | 0 | 0 | 252.0989 | 0 | 0 | 0 | 0 | 252.3702 | 0 | 0 | 0 | 0 | 252.5736 | 0 | 0 | 0 | 0 | 252.7093 | 0 | 0 | 0 | 0 | 252.9128 | 0 | 0 | 0 | 0 | 253.0484 | 0 | 0 | 0 | 0 | 253.2519 | 0 | 0 | 0 | 0 | 253.4553 | 0 | 0 | 0 | 0 | 253.591 | 0 | 0 | 0 | 0 | 253.7945 | 0 | 0 | 0 | 0 | 253.9979 | 0 | 0 | 0 | 0 | 254.0658 | 0 | 0 | 0 | 0 | 254.2692 | 0 | 0 | 0 | 0 | 254.4727 | 0 | 0 | 0 | 0 | 254.6083 | 0 | 0 | 0 | 0 | 254.8118 | 0 | 0 | 0 | 0 | 254.9475 | 0 | 0 | 0 | 0 | 255.0831 | 0 | 0 | 0 | 0
2017-04-12 16:00 | 232.728 | 0.69367 |  | 244.3794 | 0 | 0 | 0 | 0 | 251.2467 | 0 | 0 | 0 | 0 | 256.8655 | 0 | 0 | 0 | 0 | 257.0736 | 0 | 0 | 0 | 0 | 257.2123 | 0 | 0 | 0 | 0 | 257.4204 | 0 | 0 | 0 | 0 | 257.6285 | 0 | 0 | 0 | 0 | 257.8366 | 0 | 0 | 0 | 0 | 258.1141 | 0 | 0 | 0 | 0 | 258.3222 | 0 | 0 | 0 | 0 | 258.4609 | 0 | 0 | 0 | 0 | 258.669 | 0 | 0 | 0 | 0 | 258.8077 | 0 | 0 | 0 | 0 | 259.0158 | 0 | 0 | 0 | 0 | 259.2239 | 0 | 0 | 0 | 0 | 259.3627 | 0 | 0 | 0 | 0 | 259.5708 | 0 | 0 | 0 | 0 | 259.7789 | 0 | 0 | 0 | 0 | 259.8482 | 0 | 0 | 0 | 0 | 260.0563 | 0 | 0 | 0 | 0 | 260.2644 | 0 | 0 | 0 | 0 | 260.4032 | 0 | 0 | 0 | 0 | 260.6113 | 0 | 0 | 0 | 0 | 260.75 | 0 | 0 | 0 | 0 | 260.8887 | 0 | 0 | 0 | 0
2017-04-12 17:00 | 240.2452 | 0.71607 |  | 252.273 | 0 | 0 | 0 | 0 | 259.3621 | 0 | 0 | 0 | 0 | 265.1623 | 0 | 0 | 0 | 0 | 265.3771 | 0 | 0 | 0 | 0 | 265.5203 | 0 | 0 | 0 | 0 | 265.7352 | 0 | 0 | 0 | 0 | 265.95 | 0 | 0 | 0 | 0 | 266.1648 | 0 | 0 | 0 | 0 | 266.4512 | 0 | 0 | 0 | 0 | 266.6661 | 0 | 0 | 0 | 0 | 266.8093 | 0 | 0 | 0 | 0 | 267.0241 | 0 | 0 | 0 | 0 | 267.1673 | 0 | 0 | 0 | 0 | 267.3821 | 0 | 0 | 0 | 0 | 267.597 | 0 | 0 | 0 | 0 | 267.7402 | 0 | 0 | 0 | 0 | 267.955 | 0 | 0 | 0 | 0 | 268.1698 | 0 | 0 | 0 | 0 | 268.2414 | 0 | 0 | 0 | 0 | 268.4563 | 0 | 0 | 0 | 0 | 268.6711 | 0 | 0 | 0 | 0 | 268.8143 | 0 | 0 | 0 | 0 | 269.0291 | 0 | 0 | 0 | 0 | 269.1723 | 0 | 0 | 0 | 0 | 269.3155 | 0 | 0 | 0 | 0
2017-04-12 18:00 | 243.6113 | 0.72611 |  | 255.8076 | 0 | 0 | 0 | 0 | 262.9961 | 0 | 0 | 0 | 0 | 268.8776 | 0 | 0 | 0 | 0 | 269.0954 | 0 | 0 | 0 | 0 | 269.2406 | 0 | 0 | 0 | 0 | 269.4585 | 0 | 0 | 0 | 0 | 269.6763 | 0 | 0 | 0 | 0 | 269.8941 | 0 | 0 | 0 | 0 | 270.1846 | 0 | 0 | 0 | 0 | 270.4024 | 0 | 0 | 0 | 0 | 270.5476 | 0 | 0 | 0 | 0 | 270.7655 | 0 | 0 | 0 | 0 | 270.9107 | 0 | 0 | 0 | 0 | 271.1285 | 0 | 0 | 0 | 0 | 271.3463 | 0 | 0 | 0 | 0 | 271.4916 | 0 | 0 | 0 | 0 | 271.7094 | 0 | 0 | 0 | 0 | 271.9272 | 0 | 0 | 0 | 0 | 271.9998 | 0 | 0 | 0 | 0 | 272.2177 | 0 | 0 | 0 | 0 | 272.4355 | 0 | 0 | 0 | 0 | 272.5807 | 0 | 0 | 0 | 0 | 272.7986 | 0 | 0 | 0 | 0 | 272.9438 | 0 | 0 | 0 | 0 | 273.089 | 0 | 0 | 0 | 0
2017-04-12 19:00 | 241.2544 | 0.71908 |  | 253.3327 | 0 | 0 | 0 | 0 | 260.4516 | 0 | 0 | 0 | 0 | 266.2762 | 0 | 0 | 0 | 0 | 266.4919 | 0 | 0 | 0 | 0 | 266.6358 | 0 | 0 | 0 | 0 | 266.8515 | 0 | 0 | 0 | 0 | 267.0672 | 0 | 0 | 0 | 0 | 267.2829 | 0 | 0 | 0 | 0 | 267.5706 | 0 | 0 | 0 | 0 | 267.7863 | 0 | 0 | 0 | 0 | 267.9301 | 0 | 0 | 0 | 0 | 268.1458 | 0 | 0 | 0 | 0 | 268.2896 | 0 | 0 | 0 | 0 | 268.5054 | 0 | 0 | 0 | 0 | 268.7211 | 0 | 0 | 0 | 0 | 268.8649 | 0 | 0 | 0 | 0 | 269.0806 | 0 | 0 | 0 | 0 | 269.2964 | 0 | 0 | 0 | 0 | 269.3683 | 0 | 0 | 0 | 0 | 269.584 | 0 | 0 | 0 | 0 | 269.7997 | 0 | 0 | 0 | 0 | 269.9435 | 0 | 0 | 0 | 0 | 270.1593 | 0 | 0 | 0 | 0 | 270.3031 | 0 | 0 | 0 | 0 | 270.4469 | 0 | 0 | 0 | 0
2017-04-12 20:00 | 243.5017 | 0.72578 |  | 255.6925 | 0 | 0 | 0 | 0 | 262.8778 | 0 | 0 | 0 | 0 | 268.7566 | 0 | 0 | 0 | 0 | 268.9743 | 0 | 0 | 0 | 0 | 269.1195 | 0 | 0 | 0 | 0 | 269.3372 | 0 | 0 | 0 | 0 | 269.555 | 0 | 0 | 0 | 0 | 269.7727 | 0 | 0 | 0 | 0 | 270.063 | 0 | 0 | 0 | 0 | 270.2807 | 0 | 0 | 0 | 0 | 270.4259 | 0 | 0 | 0 | 0 | 270.6436 | 0 | 0 | 0 | 0 | 270.7888 | 0 | 0 | 0 | 0 | 271.0065 | 0 | 0 | 0 | 0 | 271.2243 | 0 | 0 | 0 | 0 | 271.3694 | 0 | 0 | 0 | 0 | 271.5871 | 0 | 0 | 0 | 0 | 271.8049 | 0 | 0 | 0 | 0 | 271.8775 | 0 | 0 | 0 | 0 | 272.0952 | 0 | 0 | 0 | 0 | 272.3129 | 0 | 0 | 0 | 0 | 272.4581 | 0 | 0 | 0 | 0 | 272.6758 | 0 | 0 | 0 | 0 | 272.821 | 0 | 0 | 0 | 0 | 272.9661 | 0 | 0 | 0 | 0
2017-04-12 21:00 | 243.9416 | 0.72709 |  | 256.1545 | 0 | 0 | 0 | 0 | 263.3527 | 0 | 0 | 0 | 0 | 269.2421 | 0 | 0 | 0 | 0 | 269.4602 | 0 | 0 | 0 | 0 | 269.6057 | 0 | 0 | 0 | 0 | 269.8238 | 0 | 0 | 0 | 0 | 270.0419 | 0 | 0 | 0 | 0 | 270.26 | 0 | 0 | 0 | 0 | 270.5509 | 0 | 0 | 0 | 0 | 270.769 | 0 | 0 | 0 | 0 | 270.9144 | 0 | 0 | 0 | 0 | 271.1326 | 0 | 0 | 0 | 0 | 271.278 | 0 | 0 | 0 | 0 | 271.4961 | 0 | 0 | 0 | 0 | 271.7142 | 0 | 0 | 0 | 0 | 271.8596 | 0 | 0 | 0 | 0 | 272.0778 | 0 | 0 | 0 | 0 | 272.2959 | 0 | 0 | 0 | 0 | 272.3686 | 0 | 0 | 0 | 0 | 272.5867 | 0 | 0 | 0 | 0 | 272.8049 | 0 | 0 | 0 | 0 | 272.9503 | 0 | 0 | 0 | 0 | 273.1684 | 0 | 0 | 0 | 0 | 273.3138 | 0 | 0 | 0 | 0 | 273.4592 | 0 | 0 | 0 | 0
2017-04-12 22:00 | 244.8216 | 0.72971 |  | 257.0785 | 0 | 0 | 0 | 0 | 264.3027 | 0 | 0 | 0 | 0 | 270.2134 | 0 | 0 | 0 | 0 | 270.4323 | 0 | 0 | 0 | 0 | 270.5782 | 0 | 0 | 0 | 0 | 270.7971 | 0 | 0 | 0 | 0 | 271.0161 | 0 | 0 | 0 | 0 | 271.235 | 0 | 0 | 0 | 0 | 271.5269 | 0 | 0 | 0 | 0 | 271.7458 | 0 | 0 | 0 | 0 | 271.8917 | 0 | 0 | 0 | 0 | 272.1106 | 0 | 0 | 0 | 0 | 272.2566 | 0 | 0 | 0 | 0 | 272.4755 | 0 | 0 | 0 | 0 | 272.6944 | 0 | 0 | 0 | 0 | 272.8403 | 0 | 0 | 0 | 0 | 273.0593 | 0 | 0 | 0 | 0 | 273.2782 | 0 | 0 | 0 | 0 | 273.3511 | 0 | 0 | 0 | 0 | 273.5701 | 0 | 0 | 0 | 0 | 273.789 | 0 | 0 | 0 | 0 | 273.9349 | 0 | 0 | 0 | 0 | 274.1538 | 0 | 0 | 0 | 0 | 274.2998 | 0 | 0 | 0 | 0 | 274.4457 | 0 | 0 | 0 | 0
2017-04-12 23:00 | 238.355 | 0.71044 |  | 250.2882 | 0 | 0 | 0 | 0 | 257.3215 | 0 | 0 | 0 | 0 | 263.0761 | 0 | 0 | 0 | 0 | 263.2892 | 0 | 0 | 0 | 0 | 263.4313 | 0 | 0 | 0 | 0 | 263.6444 | 0 | 0 | 0 | 0 | 263.8576 | 0 | 0 | 0 | 0 | 264.0707 | 0 | 0 | 0 | 0 | 264.3549 | 0 | 0 | 0 | 0 | 264.568 | 0 | 0 | 0 | 0 | 264.7101 | 0 | 0 | 0 | 0 | 264.9232 | 0 | 0 | 0 | 0 | 265.0653 | 0 | 0 | 0 | 0 | 265.2785 | 0 | 0 | 0 | 0 | 265.4916 | 0 | 0 | 0 | 0 | 265.6337 | 0 | 0 | 0 | 0 | 265.8468 | 0 | 0 | 0 | 0 | 266.0599 | 0 | 0 | 0 | 0 | 266.131 | 0 | 0 | 0 | 0 | 266.3441 | 0 | 0 | 0 | 0 | 266.5572 | 0 | 0 | 0 | 0 | 266.6993 | 0 | 0 | 0 | 0 | 266.9125 | 0 | 0 | 0 | 0 | 267.0546 | 0 | 0 | 0 | 0 | 267.1966 | 0 | 0 | 0 | 0
2017-04-13 | 235.7877 | 0.70279 |  | 247.5923 | 0 | 0 | 0 | 0 | 254.5499 | 0 | 0 | 0 | 0 | 260.2425 | 0 | 0 | 0 | 0 | 260.4534 | 0 | 0 | 0 | 0 | 260.5939 | 0 | 0 | 0 | 0 | 260.8048 | 0 | 0 | 0 | 0 | 261.0156 | 0 | 0 | 0 | 0 | 261.2264 | 0 | 0 | 0 | 0 | 261.5075 | 0 | 0 | 0 | 0 | 261.7184 | 0 | 0 | 0 | 0 | 261.8589 | 0 | 0 | 0 | 0 | 262.0698 | 0 | 0 | 0 | 0 | 262.2103 | 0 | 0 | 0 | 0 | 262.4212 | 0 | 0 | 0 | 0 | 262.632 | 0 | 0 | 0 | 0 | 262.7726 | 0 | 0 | 0 | 0 | 262.9834 | 0 | 0 | 0 | 0 | 263.1942 | 0 | 0 | 0 | 0 | 263.2645 | 0 | 0 | 0 | 0 | 263.4754 | 0 | 0 | 0 | 0 | 263.6862 | 0 | 0 | 0 | 0 | 263.8268 | 0 | 0 | 0 | 0 | 264.0376 | 0 | 0 | 0 | 0 | 264.1781 | 0 | 0 | 0 | 0 | 264.3187 | 0 | 0 | 0 | 0
2017-04-13 01:00 | 237.5672 | 0.70809 |  | 249.461 | 0 | 0 | 0 | 0 | 256.4711 | 0 | 0 | 0 | 0 | 262.2066 | 0 | 0 | 0 | 0 | 262.419 | 0 | 0 | 0 | 0 | 262.5607 | 0 | 0 | 0 | 0 | 262.7731 | 0 | 0 | 0 | 0 | 262.9855 | 0 | 0 | 0 | 0 | 263.1979 | 0 | 0 | 0 | 0 | 263.4812 | 0 | 0 | 0 | 0 | 263.6936 | 0 | 0 | 0 | 0 | 263.8352 | 0 | 0 | 0 | 0 | 264.0477 | 0 | 0 | 0 | 0 | 264.1893 | 0 | 0 | 0 | 0 | 264.4017 | 0 | 0 | 0 | 0 | 264.6141 | 0 | 0 | 0 | 0 | 264.7558 | 0 | 0 | 0 | 0 | 264.9682 | 0 | 0 | 0 | 0 | 265.1806 | 0 | 0 | 0 | 0 | 265.2514 | 0 | 0 | 0 | 0 | 265.4638 | 0 | 0 | 0 | 0 | 265.6763 | 0 | 0 | 0 | 0 | 265.8179 | 0 | 0 | 0 | 0 | 266.0303 | 0 | 0 | 0 | 0 | 266.1719 | 0 | 0 | 0 | 0 | 266.3136 | 0 | 0 | 0 | 0
2017-04-13 02:00 | 242.5942 | 0.72308 |  | 254.7396 | 0 | 0 | 0 | 0 | 261.8981 | 0 | 0 | 0 | 0 | 267.755 | 0 | 0 | 0 | 0 | 267.9719 | 0 | 0 | 0 | 0 | 268.1165 | 0 | 0 | 0 | 0 | 268.3335 | 0 | 0 | 0 | 0 | 268.5504 | 0 | 0 | 0 | 0 | 268.7673 | 0 | 0 | 0 | 0 | 269.0565 | 0 | 0 | 0 | 0 | 269.2735 | 0 | 0 | 0 | 0 | 269.4181 | 0 | 0 | 0 | 0 | 269.635 | 0 | 0 | 0 | 0 | 269.7796 | 0 | 0 | 0 | 0 | 269.9965 | 0 | 0 | 0 | 0 | 270.2135 | 0 | 0 | 0 | 0 | 270.3581 | 0 | 0 | 0 | 0 | 270.575 | 0 | 0 | 0 | 0 | 270.7919 | 0 | 0 | 0 | 0 | 270.8642 | 0 | 0 | 0 | 0 | 271.0812 | 0 | 0 | 0 | 0 | 271.2981 | 0 | 0 | 0 | 0 | 271.4427 | 0 | 0 | 0 | 0 | 271.6596 | 0 | 0 | 0 | 0 | 271.8042 | 0 | 0 | 0 | 0 | 271.9488 | 0 | 0 | 0 | 0
2017-04-13 03:00 | 249.4373 | 0.74347 |  | 261.9253 | 0 | 0 | 0 | 0 | 269.2857 | 0 | 0 | 0 | 0 | 275.3078 | 0 | 0 | 0 | 0 | 275.5309 | 0 | 0 | 0 | 0 | 275.6795 | 0 | 0 | 0 | 0 | 275.9026 | 0 | 0 | 0 | 0 | 276.1256 | 0.00020742 | 0 | 0 | 0.00041484 | 276.3487 | 0.0006912 | 0 | 0 | 0.0013824 | 276.6461 | 0.0013362 | 0 | 0 | 0.0026725 | 276.8691 | 0.00182 | 0 | 0 | 0.00364 | 277.0178 | 0.0021425 | 0 | 0 | 0.0042851 | 277.2408 | 0.0026263 | 0 | 0 | 0.0052526 | 277.3895 | 0.0029488 | 0 | 0 | 0.0058977 | 277.6126 | 0.0034326 | 0 | 0 | 0.0068652 | 277.8356 | 0.0039164 | 0 | 0 | 0.0078328 | 277.9843 | 0.0042389 | 0 | 0 | 0.0084778 | 278.2074 | 0.0047227 | 0 | 0 | 0.0094454 | 278.4304 | 0.0052065 | 0 | 0 | 0.010413 | 278.5047 | 0.0053677 | 0 | 0 | 0.010735 | 278.7278 | 0.0058515 | 0 | 0 | 0.011703 | 278.9508 | 0.0063353 | 0 | 0 | 0.012671 | 279.0995 | 0.0066578 | 0 | 0 | 0.013316 | 279.3226 | 0.0071416 | 0 | 0 | 0.014283 | 279.4713 | 0.0074641 | 0 | 0 | 0.014928 | 279.6199 | 0.0077866 | 0 | 0 | 0.015573
2017-04-13 04:00 | 251.8855 | 0.75077 |  | 264.4961 | 0 | 0 | 0 | 0 | 271.9287 | 0 | 0 | 0 | 0 | 278.01 | 0.0042946 | 0 | 0 | 0.0085891 | 278.2352 | 0.0047831 | 0 | 0 | 0.0095662 | 278.3854 | 0.0051088 | 0 | 0 | 0.010218 | 278.6106 | 0.0055973 | 0 | 0 | 0.011195 | 278.8358 | 0.0060858 | 0 | 0 | 0.012172 | 279.061 | 0.0065743 | 0 | 0 | 0.013149 | 279.3614 | 0.0072257 | 0 | 0 | 0.014451 | 279.5866 | 0.0077142 | 0 | 0 | 0.015428 | 279.7367 | 0.0080399 | 0 | 0 | 0.01608 | 279.962 | 0.0085284 | 0 | 0 | 0.017057 | 280.1121 | 0.0088541 | 0 | 0 | 0.017708 | 280.3374 | 0.0093427 | 0 | 0 | 0.018685 | 280.5626 | 0.0098312 | 0 | 0 | 0.019662 | 280.7127 | 0.010157 | 0 | 0 | 0.020314 | 280.938 | 0.010645 | 0 | 0 | 0.021291 | 281.1632 | 0.011134 | 0 | 0 | 0.022268 | 281.2383 | 0.011297 | 0 | 0 | 0.022594 | 281.4635 | 0.011785 | 0 | 0 | 0.023571 | 281.6887 | 0.012274 | 0 | 0 | 0.024548 | 281.8389 | 0.012599 | 0 | 0 | 0.025199 | 282.0641 | 0.013088 | 0 | 0 | 0.026176 | 282.2143 | 0.013414 | 0 | 0 | 0.026827 | 282.3644 | 0.013739 | 0 | 0 | 0.027479
2017-04-13 05:00 | 255.4127 | 0.76128 |  | 268.1999 | 0 | 0 | 0 | 0 | 275.7366 | 0 | 0 | 0 | 0 | 281.903 | 0.012739 | 0 | 0 | 0.025477 | 282.1314 | 0.013234 | 0 | 0 | 0.026468 | 282.2836 | 0.013564 | 0 | 0 | 0.027128 | 282.512 | 0.01406 | 0 | 0 | 0.028119 | 282.7404 | 0.014555 | 0 | 0 | 0.02911 | 282.9688 | 0.01505 | 0 | 0 | 0.0301 | 283.2733 | 0.015711 | 0 | 0 | 0.031421 | 283.5017 | 0.016206 | 0 | 0 | 0.032412 | 283.6539 | 0.016536 | 0 | 0 | 0.033073 | 283.8823 | 0.017032 | 0 | 0 | 0.034063 | 284.0346 | 0.017362 | 0 | 0 | 0.034724 | 284.263 | 0.017857 | 0 | 0 | 0.035715 | 284.4914 | 0.018353 | 0 | 0 | 0.036705 | 284.6436 | 0.018683 | 0 | 0 | 0.037366 | 284.872 | 0.019178 | 0 | 0 | 0.038357 | 285.1004 | 0.019674 | 0 | 0 | 0.039347 | 285.1765 | 0.019839 | 0 | 0 | 0.039678 | 285.4049 | 0.020334 | 0 | 0 | 0.040668 | 285.6333 | 0.02083 | 0 | 0 | 0.041659 | 285.7855 | 0.02116 | 0 | 0 | 0.04232 | 286.0139 | 0.021655 | 0 | 0 | 0.04331 | 286.1662 | 0.021985 | 0 | 0 | 0.043971 | 286.3184 | 0.022316 | 0 | 0 | 0.044631
2017-04-13 06:00 | 250.8306 | 0.74763 |  | 263.3884 | 0 | 0 | 0 | 0 | 270.7898 | 0 | 0 | 0 | 0 | 276.8456 | 0.0017691 | 0 | 0 | 0.0035381 | 277.0699 | 0.0022555 | 0 | 0 | 0.0045111 | 277.2194 | 0.0025799 | 0 | 0 | 0.0051597 | 277.4437 | 0.0030663 | 0 | 0 | 0.0061327 | 277.668 | 0.0035528 | 0 | 0 | 0.0071056 | 277.8923 | 0.0040393 | 0 | 0 | 0.0080786 | 278.1913 | 0.0046879 | 0 | 0 | 0.0093759 | 278.4156 | 0.0051744 | 0 | 0 | 0.010349 | 278.5651 | 0.0054987 | 0 | 0 | 0.010997 | 278.7894 | 0.0059852 | 0 | 0 | 0.01197 | 278.939 | 0.0063095 | 0 | 0 | 0.012619 | 279.1632 | 0.006796 | 0 | 0 | 0.013592 | 279.3875 | 0.0072825 | 0 | 0 | 0.014565 | 279.5371 | 0.0076068 | 0 | 0 | 0.015214 | 279.7613 | 0.0080933 | 0 | 0 | 0.016187 | 279.9856 | 0.0085798 | 0 | 0 | 0.01716 | 280.0604 | 0.0087419 | 0 | 0 | 0.017484 | 280.2847 | 0.0092284 | 0 | 0 | 0.018457 | 280.509 | 0.0097149 | 0 | 0 | 0.01943 | 280.6585 | 0.010039 | 0 | 0 | 0.020078 | 280.8828 | 0.010526 | 0 | 0 | 0.021051 | 281.0323 | 0.01085 | 0 | 0 | 0.0217 | 281.1818 | 0.011174 | 0 | 0 | 0.022349
2017-04-13 07:00 | 252.4424 | 0.75243 |  | 265.0809 | 0 | 0 | 0 | 0 | 272.5299 | 0 | 0 | 0 | 0 | 278.6246 | 0.0056277 | 0 | 0 | 0.011255 | 278.8503 | 0.0061173 | 0 | 0 | 0.012235 | 279.0008 | 0.0064437 | 0 | 0 | 0.012887 | 279.2266 | 0.0069333 | 0 | 0 | 0.013867 | 279.4523 | 0.0074229 | 0 | 0 | 0.014846 | 279.678 | 0.0079125 | 0 | 0 | 0.015825 | 279.979 | 0.0085654 | 0 | 0 | 0.017131 | 280.2047 | 0.009055 | 0 | 0 | 0.01811 | 280.3552 | 0.0093814 | 0 | 0 | 0.018763 | 280.5809 | 0.009871 | 0 | 0 | 0.019742 | 280.7314 | 0.010197 | 0 | 0 | 0.020395 | 280.9571 | 0.010687 | 0 | 0 | 0.021374 | 281.1829 | 0.011177 | 0 | 0 | 0.022353 | 281.3334 | 0.011503 | 0 | 0 | 0.023006 | 281.5591 | 0.011993 | 0 | 0 | 0.023985 | 281.7848 | 0.012482 | 0 | 0 | 0.024964 | 281.8601 | 0.012645 | 0 | 0 | 0.025291 | 282.0858 | 0.013135 | 0 | 0 | 0.02627 | 282.3115 | 0.013625 | 0 | 0 | 0.027249 | 282.462 | 0.013951 | 0 | 0 | 0.027902 | 282.6877 | 0.014441 | 0 | 0 | 0.028881 | 282.8382 | 0.014767 | 0 | 0 | 0.029534 | 282.9887 | 0.015093 | 0 | 0 | 0.030187
2017-04-13 08:00 | 249.003 | 0.74218 |  | 261.4693 | 0 | 0 | 0 | 0 | 268.8169 | 0 | 0 | 0 | 0 | 274.8285 | 0 | 0 | 0 | 0 | 275.0511 | 0 | 0 | 0 | 0 | 275.1996 | 0 | 0 | 0 | 0 | 275.4222 | 0 | 0 | 0 | 0 | 275.6449 | 0 | 0 | 0 | 0 | 275.8675 | 0 | 0 | 0 | 0 | 276.1644 | 0.00029154 | 0 | 0 | 0.00058308 | 276.3871 | 0.00077448 | 0 | 0 | 0.001549 | 276.5355 | 0.0010964 | 0 | 0 | 0.0021929 | 276.7582 | 0.0015794 | 0 | 0 | 0.0031587 | 276.9066 | 0.0019013 | 0 | 0 | 0.0038026 | 277.1292 | 0.0023843 | 0 | 0 | 0.0047685 | 277.3519 | 0.0028672 | 0 | 0 | 0.0057344 | 277.5003 | 0.0031892 | 0 | 0 | 0.0063783 | 277.723 | 0.0036721 | 0 | 0 | 0.0073442 | 277.9456 | 0.004155 | 0 | 0 | 0.00831 | 278.0199 | 0.004316 | 0 | 0 | 0.008632 | 278.2425 | 0.0047989 | 0 | 0 | 0.0095979 | 278.4652 | 0.0052819 | 0 | 0 | 0.010564 | 278.6136 | 0.0056038 | 0 | 0 | 0.011208 | 278.8363 | 0.0060868 | 0 | 0 | 0.012174 | 278.9847 | 0.0064087 | 0 | 0 | 0.012817 | 279.1331 | 0.0067307 | 0 | 0 | 0.013461
2017-04-13 09:00 | 244.9245 | 0.73002 |  | 257.1866 | 0 | 0 | 0 | 0 | 264.4138 | 0 | 0 | 0 | 0 | 270.327 | 0 | 0 | 0 | 0 | 270.546 | 0 | 0 | 0 | 0 | 270.692 | 0 | 0 | 0 | 0 | 270.911 | 0 | 0 | 0 | 0 | 271.13 | 0 | 0 | 0 | 0 | 271.349 | 0 | 0 | 0 | 0 | 271.6411 | 0 | 0 | 0 | 0 | 271.8601 | 0 | 0 | 0 | 0 | 272.0061 | 0 | 0 | 0 | 0 | 272.2251 | 0 | 0 | 0 | 0 | 272.3711 | 0 | 0 | 0 | 0 | 272.5901 | 0 | 0 | 0 | 0 | 272.8091 | 0 | 0 | 0 | 0 | 272.9551 | 0 | 0 | 0 | 0 | 273.1741 | 0 | 0 | 0 | 0 | 273.3931 | 0 | 0 | 0 | 0 | 273.4661 | 0 | 0 | 0 | 0 | 273.6851 | 0 | 0 | 0 | 0 | 273.9041 | 0 | 0 | 0 | 0 | 274.0501 | 0 | 0 | 0 | 0 | 274.2691 | 0 | 0 | 0 | 0 | 274.4151 | 0 | 0 | 0 | 0 | 274.5611 | 0 | 0 | 0 | 0
2017-04-13 10:00 | 247.1178 | 0.73656 |  | 259.4897 | 0 | 0 | 0 | 0 | 266.7817 | 0 | 0 | 0 | 0 | 272.7478 | 0 | 0 | 0 | 0 | 272.9688 | 0 | 0 | 0 | 0 | 273.1161 | 0 | 0 | 0 | 0 | 273.337 | 0 | 0 | 0 | 0 | 273.558 | 0 | 0 | 0 | 0 | 273.779 | 0 | 0 | 0 | 0 | 274.0736 | 0 | 0 | 0 | 0 | 274.2946 | 0 | 0 | 0 | 0 | 274.4419 | 0 | 0 | 0 | 0 | 274.6628 | 0 | 0 | 0 | 0 | 274.8102 | 0 | 0 | 0 | 0 | 275.0311 | 0 | 0 | 0 | 0 | 275.2521 | 0 | 0 | 0 | 0 | 275.3994 | 0 | 0 | 0 | 0 | 275.6204 | 0 | 0 | 0 | 0 | 275.8413 | 0 | 0 | 0 | 0 | 275.915 | 0 | 0 | 0 | 0 | 276.136 | 0.00022984 | 0 | 0 | 0.00045967 | 276.3569 | 0.00070911 | 0 | 0 | 0.0014182 | 276.5042 | 0.0010286 | 0 | 0 | 0.0020573 | 276.7252 | 0.0015079 | 0 | 0 | 0.0030158 | 276.8725 | 0.0018274 | 0 | 0 | 0.0036549 | 277.0198 | 0.002147 | 0 | 0 | 0.0042939
2017-04-13 11:00 | 241.8977 | 0.721 |  | 254.0083 | 0 | 0 | 0 | 0 | 261.1462 | 0 | 0 | 0 | 0 | 266.9863 | 0 | 0 | 0 | 0 | 267.2026 | 0 | 0 | 0 | 0 | 267.3468 | 0 | 0 | 0 | 0 | 267.5631 | 0 | 0 | 0 | 0 | 267.7794 | 0 | 0 | 0 | 0 | 267.9957 | 0 | 0 | 0 | 0 | 268.2841 | 0 | 0 | 0 | 0 | 268.5004 | 0 | 0 | 0 | 0 | 268.6446 | 0 | 0 | 0 | 0 | 268.8609 | 0 | 0 | 0 | 0 | 269.0051 | 0 | 0 | 0 | 0 | 269.2214 | 0 | 0 | 0 | 0 | 269.4377 | 0 | 0 | 0 | 0 | 269.5819 | 0 | 0 | 0 | 0 | 269.7982 | 0 | 0 | 0 | 0 | 270.0145 | 0 | 0 | 0 | 0 | 270.0866 | 0 | 0 | 0 | 0 | 270.3029 | 0 | 0 | 0 | 0 | 270.5192 | 0 | 0 | 0 | 0 | 270.6634 | 0 | 0 | 0 | 0 | 270.8797 | 0 | 0 | 0 | 0 | 271.0239 | 0 | 0 | 0 | 0 | 271.1681 | 0 | 0 | 0 | 0
2017-04-13 12:00 | 241.4402 | 0.71964 |  | 253.5279 | 0 | 0 | 0 | 0 | 260.6523 | 0 | 0 | 0 | 0 | 266.4813 | 0 | 0 | 0 | 0 | 266.6972 | 0 | 0 | 0 | 0 | 266.8411 | 0 | 0 | 0 | 0 | 267.057 | 0 | 0 | 0 | 0 | 267.2729 | 0 | 0 | 0 | 0 | 267.4888 | 0 | 0 | 0 | 0 | 267.7767 | 0 | 0 | 0 | 0 | 267.9926 | 0 | 0 | 0 | 0 | 268.1365 | 0 | 0 | 0 | 0 | 268.3524 | 0 | 0 | 0 | 0 | 268.4963 | 0 | 0 | 0 | 0 | 268.7122 | 0 | 0 | 0 | 0 | 268.9281 | 0 | 0 | 0 | 0 | 269.072 | 0 | 0 | 0 | 0 | 269.2879 | 0 | 0 | 0 | 0 | 269.5038 | 0 | 0 | 0 | 0 | 269.5758 | 0 | 0 | 0 | 0 | 269.7916 | 0 | 0 | 0 | 0 | 270.0075 | 0 | 0 | 0 | 0 | 270.1515 | 0 | 0 | 0 | 0 | 270.3674 | 0 | 0 | 0 | 0 | 270.5113 | 0 | 0 | 0 | 0 | 270.6552 | 0 | 0 | 0 | 0
2017-04-13 13:00 | 244.272 | 0.72808 |  | 256.5014 | 0 | 0 | 0 | 0 | 263.7093 | 0 | 0 | 0 | 0 | 269.6068 | 0 | 0 | 0 | 0 | 269.8252 | 0 | 0 | 0 | 0 | 269.9708 | 0 | 0 | 0 | 0 | 270.1892 | 0 | 0 | 0 | 0 | 270.4076 | 0 | 0 | 0 | 0 | 270.6261 | 0 | 0 | 0 | 0 | 270.9173 | 0 | 0 | 0 | 0 | 271.1357 | 0 | 0 | 0 | 0 | 271.2813 | 0 | 0 | 0 | 0 | 271.4998 | 0 | 0 | 0 | 0 | 271.6454 | 0 | 0 | 0 | 0 | 271.8638 | 0 | 0 | 0 | 0 | 272.0822 | 0 | 0 | 0 | 0 | 272.2278 | 0 | 0 | 0 | 0 | 272.4463 | 0 | 0 | 0 | 0 | 272.6647 | 0 | 0 | 0 | 0 | 272.7375 | 0 | 0 | 0 | 0 | 272.9559 | 0 | 0 | 0 | 0 | 273.1743 | 0 | 0 | 0 | 0 | 273.3199 | 0 | 0 | 0 | 0 | 273.5384 | 0 | 0 | 0 | 0 | 273.684 | 0 | 0 | 0 | 0 | 273.8296 | 0 | 0 | 0 | 0
2017-04-13 14:00 | 245.4079 | 0.73146 |  | 257.6942 | 0 | 0 | 0 | 0 | 264.9356 | 0 | 0 | 0 | 0 | 270.8605 | 0 | 0 | 0 | 0 | 271.0799 | 0 | 0 | 0 | 0 | 271.2262 | 0 | 0 | 0 | 0 | 271.4457 | 0 | 0 | 0 | 0 | 271.6651 | 0 | 0 | 0 | 0 | 271.8845 | 0 | 0 | 0 | 0 | 272.1771 | 0 | 0 | 0 | 0 | 272.3966 | 0 | 0 | 0 | 0 | 272.5429 | 0 | 0 | 0 | 0 | 272.7623 | 0 | 0 | 0 | 0 | 272.9086 | 0 | 0 | 0 | 0 | 273.128 | 0 | 0 | 0 | 0 | 273.3475 | 0 | 0 | 0 | 0 | 273.4938 | 0 | 0 | 0 | 0 | 273.7132 | 0 | 0 | 0 | 0 | 273.9326 | 0 | 0 | 0 | 0 | 274.0058 | 0 | 0 | 0 | 0 | 274.2252 | 0 | 0 | 0 | 0 | 274.4447 | 0 | 0 | 0 | 0 | 274.591 | 0 | 0 | 0 | 0 | 274.8104 | 0 | 0 | 0 | 0 | 274.9567 | 0 | 0 | 0 | 0 | 275.103 | 0 | 0 | 0 | 0
2017-04-13 15:00 | 246.3543 | 0.73428 |  | 258.688 | 0 | 0 | 0 | 0 | 265.9574 | 0 | 0 | 0 | 0 | 271.9051 | 0 | 0 | 0 | 0 | 272.1254 | 0 | 0 | 0 | 0 | 272.2722 | 0 | 0 | 0 | 0 | 272.4925 | 0 | 0 | 0 | 0 | 272.7128 | 0 | 0 | 0 | 0 | 272.9331 | 0 | 0 | 0 | 0 | 273.2268 | 0 | 0 | 0 | 0 | 273.4471 | 0 | 0 | 0 | 0 | 273.5939 | 0 | 0 | 0 | 0 | 273.8142 | 0 | 0 | 0 | 0 | 273.9611 | 0 | 0 | 0 | 0 | 274.1814 | 0 | 0 | 0 | 0 | 274.4016 | 0 | 0 | 0 | 0 | 274.5485 | 0 | 0 | 0 | 0 | 274.7688 | 0 | 0 | 0 | 0 | 274.9891 | 0 | 0 | 0 | 0 | 275.0625 | 0 | 0 | 0 | 0 | 275.2828 | 0 | 0 | 0 | 0 | 275.5031 | 0 | 0 | 0 | 0 | 275.6499 | 0 | 0 | 0 | 0 | 275.8702 | 0 | 0 | 0 | 0 | 276.0171 | 0 | 0 | 0 | 0 | 276.1639 | 0.00029048 | 0 | 0 | 0.00058096
2017-04-13 16:00 | 253.0655 | 0.75429 |  | 265.7352 | 0 | 0 | 0 | 0 | 273.2026 | 0 | 0 | 0 | 0 | 279.3123 | 0.0071194 | 0 | 0 | 0.014239 | 279.5386 | 0.0076102 | 0 | 0 | 0.01522 | 279.6895 | 0.0079374 | 0 | 0 | 0.015875 | 279.9158 | 0.0084282 | 0 | 0 | 0.016856 | 280.142 | 0.008919 | 0 | 0 | 0.017838 | 280.3683 | 0.0094098 | 0 | 0 | 0.01882 | 280.67 | 0.010064 | 0 | 0 | 0.020128 | 280.8963 | 0.010555 | 0 | 0 | 0.02111 | 281.0472 | 0.010882 | 0 | 0 | 0.021765 | 281.2735 | 0.011373 | 0 | 0 | 0.022746 | 281.4243 | 0.0117 | 0 | 0 | 0.023401 | 281.6506 | 0.012191 | 0 | 0 | 0.024382 | 281.8769 | 0.012682 | 0 | 0 | 0.025364 | 282.0278 | 0.013009 | 0 | 0 | 0.026018 | 282.254 | 0.0135 | 0 | 0 | 0.027 | 282.4803 | 0.013991 | 0 | 0 | 0.027982 | 282.5558 | 0.014154 | 0 | 0 | 0.028309 | 282.782 | 0.014645 | 0 | 0 | 0.02929 | 283.0083 | 0.015136 | 0 | 0 | 0.030272 | 283.1592 | 0.015463 | 0 | 0 | 0.030926 | 283.3855 | 0.015954 | 0 | 0 | 0.031908 | 283.5363 | 0.016281 | 0 | 0 | 0.032562 | 283.6872 | 0.016608 | 0 | 0 | 0.033217
2017-04-13 17:00 | 248.2665 | 0.73998 |  | 260.6959 | 0 | 0 | 0 | 0 | 268.0217 | 0 | 0 | 0 | 0 | 274.0156 | 0 | 0 | 0 | 0 | 274.2376 | 0 | 0 | 0 | 0 | 274.3856 | 0 | 0 | 0 | 0 | 274.6076 | 0 | 0 | 0 | 0 | 274.8296 | 0 | 0 | 0 | 0 | 275.0516 | 0 | 0 | 0 | 0 | 275.3476 | 0 | 0 | 0 | 0 | 275.5696 | 0 | 0 | 0 | 0 | 275.7176 | 0 | 0 | 0 | 0 | 275.9396 | 0 | 0 | 0 | 0 | 276.0876 | 0.00012485 | 0 | 0 | 0.0002497 | 276.3096 | 0.00060636 | 0 | 0 | 0.0012127 | 276.5316 | 0.0010879 | 0 | 0 | 0.0021757 | 276.6795 | 0.0014089 | 0 | 0 | 0.0028177 | 276.9015 | 0.0018904 | 0 | 0 | 0.0037808 | 277.1235 | 0.0023719 | 0 | 0 | 0.0047438 | 277.1975 | 0.0025324 | 0 | 0 | 0.0050648 | 277.4195 | 0.0030139 | 0 | 0 | 0.0060278 | 277.6415 | 0.0034954 | 0 | 0 | 0.0069908 | 277.7895 | 0.0038164 | 0 | 0 | 0.0076328 | 278.0115 | 0.0042979 | 0 | 0 | 0.0085958 | 278.1595 | 0.0046189 | 0 | 0 | 0.0092378 | 278.3075 | 0.0049399 | 0 | 0 | 0.0098798
2017-04-13 18:00 | 246.7986 | 0.73561 |  | 259.1545 | 0 | 0 | 0 | 0 | 266.437 | 0 | 0 | 0 | 0 | 272.3954 | 0 | 0 | 0 | 0 | 272.6161 | 0 | 0 | 0 | 0 | 272.7632 | 0 | 0 | 0 | 0 | 272.9839 | 0 | 0 | 0 | 0 | 273.2046 | 0 | 0 | 0 | 0 | 273.4252 | 0 | 0 | 0 | 0 | 273.7195 | 0 | 0 | 0 | 0 | 273.9402 | 0 | 0 | 0 | 0 | 274.0873 | 0 | 0 | 0 | 0 | 274.308 | 0 | 0 | 0 | 0 | 274.4551 | 0 | 0 | 0 | 0 | 274.6758 | 0 | 0 | 0 | 0 | 274.8965 | 0 | 0 | 0 | 0 | 275.0436 | 0 | 0 | 0 | 0 | 275.2643 | 0 | 0 | 0 | 0 | 275.4849 | 0 | 0 | 0 | 0 | 275.5585 | 0 | 0 | 0 | 0 | 275.7792 | 0 | 0 | 0 | 0 | 275.9999 | 0 | 0 | 0 | 0 | 276.147 | 0.00025375 | 0 | 0 | 0.0005075 | 276.3677 | 0.00073241 | 0 | 0 | 0.0014648 | 276.5148 | 0.0010515 | 0 | 0 | 0.002103 | 276.6619 | 0.0013706 | 0 | 0 | 0.0027412
2017-04-13 19:00 | 243.3928 | 0.72546 |  | 255.5782 | 0 | 0 | 0 | 0 | 262.7602 | 0 | 0 | 0 | 0 | 268.6364 | 0 | 0 | 0 | 0 | 268.854 | 0 | 0 | 0 | 0 | 268.9991 | 0 | 0 | 0 | 0 | 269.2168 | 0 | 0 | 0 | 0 | 269.4344 | 0 | 0 | 0 | 0 | 269.652 | 0 | 0 | 0 | 0 | 269.9422 | 0 | 0 | 0 | 0 | 270.1599 | 0 | 0 | 0 | 0 | 270.3049 | 0 | 0 | 0 | 0 | 270.5226 | 0 | 0 | 0 | 0 | 270.6677 | 0 | 0 | 0 | 0 | 270.8853 | 0 | 0 | 0 | 0 | 271.1029 | 0 | 0 | 0 | 0 | 271.248 | 0 | 0 | 0 | 0 | 271.4657 | 0 | 0 | 0 | 0 | 271.6833 | 0 | 0 | 0 | 0 | 271.7559 | 0 | 0 | 0 | 0 | 271.9735 | 0 | 0 | 0 | 0 | 272.1911 | 0 | 0 | 0 | 0 | 272.3362 | 0 | 0 | 0 | 0 | 272.5539 | 0 | 0 | 0 | 0 | 272.699 | 0 | 0 | 0 | 0 | 272.844 | 0 | 0 | 0 | 0
2017-04-13 20:00 | 234.5709 | 0.69916 |  | 246.3146 | 0 | 0 | 0 | 0 | 253.2363 | 0 | 0 | 0 | 0 | 258.8995 | 0 | 0 | 0 | 0 | 259.1093 | 0 | 0 | 0 | 0 | 259.2491 | 0 | 0 | 0 | 0 | 259.4589 | 0 | 0 | 0 | 0 | 259.6686 | 0 | 0 | 0 | 0 | 259.8784 | 0 | 0 | 0 | 0 | 260.158 | 0 | 0 | 0 | 0 | 260.3678 | 0 | 0 | 0 | 0 | 260.5076 | 0 | 0 | 0 | 0 | 260.7174 | 0 | 0 | 0 | 0 | 260.8572 | 0 | 0 | 0 | 0 | 261.0669 | 0 | 0 | 0 | 0 | 261.2767 | 0 | 0 | 0 | 0 | 261.4165 | 0 | 0 | 0 | 0 | 261.6263 | 0 | 0 | 0 | 0 | 261.836 | 0 | 0 | 0 | 0 | 261.9059 | 0 | 0 | 0 | 0 | 262.1157 | 0 | 0 | 0 | 0 | 262.3254 | 0 | 0 | 0 | 0 | 262.4653 | 0 | 0 | 0 | 0 | 262.675 | 0 | 0 | 0 | 0 | 262.8148 | 0 | 0 | 0 | 0 | 262.9547 | 0 | 0 | 0 | 0
2017-04-13 21:00 | 236.4672 | 0.70481 |  | 248.3059 | 0 | 0 | 0 | 0 | 255.2836 | 0 | 0 | 0 | 0 | 260.9925 | 0 | 0 | 0 | 0 | 261.204 | 0 | 0 | 0 | 0 | 261.345 | 0 | 0 | 0 | 0 | 261.5564 | 0 | 0 | 0 | 0 | 261.7678 | 0 | 0 | 0 | 0 | 261.9793 | 0 | 0 | 0 | 0 | 262.2612 | 0 | 0 | 0 | 0 | 262.4727 | 0 | 0 | 0 | 0 | 262.6136 | 0 | 0 | 0 | 0 | 262.8251 | 0 | 0 | 0 | 0 | 262.966 | 0 | 0 | 0 | 0 | 263.1775 | 0 | 0 | 0 | 0 | 263.3889 | 0 | 0 | 0 | 0 | 263.5299 | 0 | 0 | 0 | 0 | 263.7413 | 0 | 0 | 0 | 0 | 263.9528 | 0 | 0 | 0 | 0 | 264.0232 | 0 | 0 | 0 | 0 | 264.2347 | 0 | 0 | 0 | 0 | 264.4461 | 0 | 0 | 0 | 0 | 264.5871 | 0 | 0 | 0 | 0 | 264.7985 | 0 | 0 | 0 | 0 | 264.9395 | 0 | 0 | 0 | 0 | 265.0805 | 0 | 0 | 0 | 0
2017-04-13 22:00 | 245.5864 | 0.73199 |  | 257.8816 | 0 | 0 | 0 | 0 | 265.1283 | 0 | 0 | 0 | 0 | 271.0575 | 0 | 0 | 0 | 0 | 271.2771 | 0 | 0 | 0 | 0 | 271.4235 | 0 | 0 | 0 | 0 | 271.6431 | 0 | 0 | 0 | 0 | 271.8627 | 0 | 0 | 0 | 0 | 272.0823 | 0 | 0 | 0 | 0 | 272.3751 | 0 | 0 | 0 | 0 | 272.5947 | 0 | 0 | 0 | 0 | 272.7411 | 0 | 0 | 0 | 0 | 272.9607 | 0 | 0 | 0 | 0 | 273.1071 | 0 | 0 | 0 | 0 | 273.3267 | 0 | 0 | 0 | 0 | 273.5463 | 0 | 0 | 0 | 0 | 273.6927 | 0 | 0 | 0 | 0 | 273.9122 | 0 | 0 | 0 | 0 | 274.1318 | 0 | 0 | 0 | 0 | 274.205 | 0 | 0 | 0 | 0 | 274.4246 | 0 | 0 | 0 | 0 | 274.6442 | 0 | 0 | 0 | 0 | 274.7906 | 0 | 0 | 0 | 0 | 275.0102 | 0 | 0 | 0 | 0 | 275.1566 | 0 | 0 | 0 | 0 | 275.303 | 0 | 0 | 0 | 0
2017-04-13 23:00 | 252.7118 | 0.75323 |  | 265.3638 | 0 | 0 | 0 | 0 | 272.8208 | 0 | 0 | 0 | 0 | 278.922 | 0.0062727 | 0 | 0 | 0.012545 | 279.148 | 0.0067628 | 0 | 0 | 0.013526 | 279.2986 | 0.0070896 | 0 | 0 | 0.014179 | 279.5246 | 0.0075797 | 0 | 0 | 0.015159 | 279.7505 | 0.0080698 | 0 | 0 | 0.01614 | 279.9765 | 0.00856 | 0 | 0 | 0.01712 | 280.2778 | 0.0092135 | 0 | 0 | 0.018427 | 280.5038 | 0.0097036 | 0 | 0 | 0.019407 | 280.6544 | 0.01003 | 0 | 0 | 0.020061 | 280.8804 | 0.01052 | 0 | 0 | 0.021041 | 281.031 | 0.010847 | 0 | 0 | 0.021694 | 281.257 | 0.011337 | 0 | 0 | 0.022675 | 281.483 | 0.011827 | 0 | 0 | 0.023655 | 281.6336 | 0.012154 | 0 | 0 | 0.024309 | 281.8596 | 0.012644 | 0 | 0 | 0.025289 | 282.0856 | 0.013135 | 0 | 0 | 0.026269 | 282.1609 | 0.013298 | 0 | 0 | 0.026596 | 282.3869 | 0.013788 | 0 | 0 | 0.027576 | 282.6128 | 0.014278 | 0 | 0 | 0.028556 | 282.7635 | 0.014605 | 0 | 0 | 0.02921 | 282.9894 | 0.015095 | 0 | 0 | 0.03019 | 283.1401 | 0.015422 | 0 | 0 | 0.030844 | 283.2907 | 0.015749 | 0 | 0 | 0.031497
2017-04-14 | 252.4641 | 0.75249 |  | 265.1036 | 0 | 0 | 0 | 0 | 272.5533 | 0 | 0 | 0 | 0 | 278.6485 | 0.0056795 | 0 | 0 | 0.011359 | 278.8743 | 0.0061692 | 0 | 0 | 0.012338 | 279.0248 | 0.0064956 | 0 | 0 | 0.012991 | 279.2505 | 0.0069853 | 0 | 0 | 0.013971 | 279.4763 | 0.0074749 | 0 | 0 | 0.01495 | 279.702 | 0.0079646 | 0 | 0 | 0.015929 | 280.003 | 0.0086174 | 0 | 0 | 0.017235 | 280.2287 | 0.0091071 | 0 | 0 | 0.018214 | 280.3792 | 0.0094335 | 0 | 0 | 0.018867 | 280.605 | 0.0099232 | 0 | 0 | 0.019846 | 280.7555 | 0.01025 | 0 | 0 | 0.020499 | 280.9812 | 0.010739 | 0 | 0 | 0.021478 | 281.207 | 0.011229 | 0 | 0 | 0.022458 | 281.3575 | 0.011555 | 0 | 0 | 0.023111 | 281.5832 | 0.012045 | 0 | 0 | 0.02409 | 281.809 | 0.012535 | 0 | 0 | 0.025069 | 281.8842 | 0.012698 | 0 | 0 | 0.025396 | 282.11 | 0.013187 | 0 | 0 | 0.026375 | 282.3357 | 0.013677 | 0 | 0 | 0.027354 | 282.4862 | 0.014004 | 0 | 0 | 0.028007 | 282.712 | 0.014493 | 0 | 0 | 0.028986 | 282.8625 | 0.01482 | 0 | 0 | 0.029639 | 283.013 | 0.015146 | 0 | 0 | 0.030292
2017-04-14 01:00 | 257.1329 | 0.76641 |  | 270.0062 | 0 | 0 | 0 | 0 | 277.5936 | 0.0033915 | 0 | 0 | 0.0067829 | 283.8015 | 0.016856 | 0 | 0 | 0.033713 | 284.0315 | 0.017355 | 0 | 0 | 0.03471 | 284.1847 | 0.017688 | 0 | 0 | 0.035375 | 284.4147 | 0.018186 | 0 | 0 | 0.036373 | 284.6446 | 0.018685 | 0 | 0 | 0.03737 | 284.8745 | 0.019184 | 0 | 0 | 0.038367 | 285.1811 | 0.019849 | 0 | 0 | 0.039697 | 285.411 | 0.020347 | 0 | 0 | 0.040695 | 285.5643 | 0.02068 | 0 | 0 | 0.04136 | 285.7942 | 0.021179 | 0 | 0 | 0.042357 | 285.9475 | 0.021511 | 0 | 0 | 0.043022 | 286.1774 | 0.02201 | 0 | 0 | 0.044019 | 286.4073 | 0.022508 | 0 | 0 | 0.045017 | 286.5606 | 0.022841 | 0 | 0 | 0.045682 | 286.7905 | 0.02334 | 0 | 0 | 0.046679 | 287.0204 | 0.023838 | 0 | 0 | 0.047677 | 287.0971 | 0.024005 | 0 | 0 | 0.048009 | 287.327 | 0.024503 | 0 | 0 | 0.049006 | 287.5569 | 0.025002 | 0 | 0 | 0.050004 | 287.7102 | 0.025334 | 0 | 0 | 0.050669 | 287.9401 | 0.025833 | 0 | 0 | 0.051666 | 288.0934 | 0.026166 | 0 | 0 | 0.052331 | 288.2467 | 0.026498 | 0 | 0 | 0.052996
2017-04-14 02:00 | 262.7461 | 0.78314 |  | 275.9004 | 0 | 0 | 0 | 0 | 283.6535 | 0.016535 | 0 | 0 | 0.033071 | 289.997 | 0.030294 | 0 | 0 | 0.060589 | 290.2319 | 0.030804 | 0 | 0 | 0.061608 | 290.3885 | 0.031144 | 0 | 0 | 0.062287 | 290.6235 | 0.031653 | 0 | 0 | 0.063307 | 290.8584 | 0.032163 | 0 | 0 | 0.064326 | 291.0934 | 0.032672 | 0 | 0 | 0.065345 | 291.4066 | 0.033352 | 0 | 0 | 0.066704 | 291.6416 | 0.033861 | 0 | 0 | 0.067723 | 291.7982 | 0.034201 | 0 | 0 | 0.068402 | 292.0331 | 0.034711 | 0 | 0 | 0.069422 | 292.1898 | 0.035051 | 0 | 0 | 0.070101 | 292.4247 | 0.03556 | 0 | 0 | 0.07112 | 292.6597 | 0.03607 | 0 | 0 | 0.072139 | 292.8163 | 0.036409 | 0 | 0 | 0.072819 | 293.0512 | 0.036919 | 0 | 0 | 0.073838 | 293.2862 | 0.037429 | 0 | 0 | 0.074857 | 293.3645 | 0.037598 | 0 | 0 | 0.075197 | 293.5994 | 0.038108 | 0 | 0 | 0.076216 | 293.8344 | 0.038618 | 0 | 0 | 0.077235 | 293.991 | 0.038957 | 0 | 0 | 0.077915 | 294.2259 | 0.039467 | 0 | 0 | 0.078934 | 294.3826 | 0.039807 | 0 | 0 | 0.079613 | 294.5392 | 0.040146 | 0 | 0 | 0.080293
2017-04-14 03:00 | 261.6758 | 0.77995 |  | 274.7765 | 0 | 0 | 0 | 0 | 282.498 | 0.014029 | 0 | 0 | 0.028058 | 288.8156 | 0.027732 | 0 | 0 | 0.055464 | 289.0496 | 0.028239 | 0 | 0 | 0.056479 | 289.2056 | 0.028578 | 0 | 0 | 0.057156 | 289.4396 | 0.029085 | 0 | 0 | 0.058171 | 289.6736 | 0.029593 | 0 | 0 | 0.059186 | 289.9075 | 0.0301 | 0 | 0 | 0.060201 | 290.2195 | 0.030777 | 0 | 0 | 0.061554 | 290.4535 | 0.031285 | 0 | 0 | 0.062569 | 290.6095 | 0.031623 | 0 | 0 | 0.063246 | 290.8435 | 0.03213 | 0 | 0 | 0.064261 | 290.9995 | 0.032469 | 0 | 0 | 0.064938 | 291.2335 | 0.032976 | 0 | 0 | 0.065953 | 291.4674 | 0.033484 | 0 | 0 | 0.066968 | 291.6234 | 0.033822 | 0 | 0 | 0.067644 | 291.8574 | 0.03433 | 0 | 0 | 0.068659 | 292.0914 | 0.034837 | 0 | 0 | 0.069674 | 292.1694 | 0.035006 | 0 | 0 | 0.070013 | 292.4034 | 0.035514 | 0 | 0 | 0.071028 | 292.6374 | 0.036021 | 0 | 0 | 0.072043 | 292.7934 | 0.03636 | 0 | 0 | 0.072719 | 293.0273 | 0.036867 | 0 | 0 | 0.073734 | 293.1833 | 0.037206 | 0 | 0 | 0.074411 | 293.3393 | 0.037544 | 0 | 0 | 0.075088
2017-04-14 04:00 | 256.5381 | 0.76464 |  | 269.3816 | 0 | 0 | 0 | 0 | 276.9515 | 0.0019988 | 0 | 0 | 0.0039975 | 283.1451 | 0.015433 | 0 | 0 | 0.030865 | 283.3745 | 0.01593 | 0 | 0 | 0.03186 | 283.5274 | 0.016262 | 0 | 0 | 0.032524 | 283.7568 | 0.016759 | 0 | 0 | 0.033519 | 283.9862 | 0.017257 | 0 | 0 | 0.034514 | 284.2156 | 0.017754 | 0 | 0 | 0.035509 | 284.5214 | 0.018418 | 0 | 0 | 0.036836 | 284.7508 | 0.018915 | 0 | 0 | 0.037831 | 284.9037 | 0.019247 | 0 | 0 | 0.038494 | 285.1331 | 0.019745 | 0 | 0 | 0.039489 | 285.2861 | 0.020076 | 0 | 0 | 0.040153 | 285.5154 | 0.020574 | 0 | 0 | 0.041148 | 285.7448 | 0.021071 | 0 | 0 | 0.042143 | 285.8978 | 0.021403 | 0 | 0 | 0.042806 | 286.1272 | 0.021901 | 0 | 0 | 0.043801 | 286.3565 | 0.022398 | 0 | 0 | 0.044797 | 286.433 | 0.022564 | 0 | 0 | 0.045128 | 286.6624 | 0.023062 | 0 | 0 | 0.046123 | 286.8918 | 0.023559 | 0 | 0 | 0.047118 | 287.0447 | 0.023891 | 0 | 0 | 0.047782 | 287.2741 | 0.024388 | 0 | 0 | 0.048777 | 287.427 | 0.02472 | 0 | 0 | 0.04944 | 287.58 | 0.025052 | 0 | 0 | 0.050104
2017-04-14 05:00 | 265.5143 | 0.79139 |  | 278.8072 | 0.0060238 | 0 | 0 | 0.012048 | 286.642 | 0.023017 | 0 | 0 | 0.046035 | 293.0523 | 0.036921 | 0 | 0 | 0.073843 | 293.2897 | 0.037436 | 0 | 0 | 0.074873 | 293.448 | 0.03778 | 0 | 0 | 0.075559 | 293.6854 | 0.038295 | 0 | 0 | 0.076589 | 293.9228 | 0.038809 | 0 | 0 | 0.077619 | 294.1602 | 0.039324 | 0 | 0 | 0.078649 | 294.4768 | 0.040011 | 0 | 0 | 0.080022 | 294.7142 | 0.040526 | 0 | 0 | 0.081052 | 294.8725 | 0.040869 | 0 | 0 | 0.081739 | 295.1099 | 0.041384 | 0 | 0 | 0.082769 | 295.2682 | 0.041728 | 0 | 0 | 0.083455 | 295.5056 | 0.042243 | 0 | 0 | 0.084485 | 295.743 | 0.042757 | 0 | 0 | 0.085515 | 295.9013 | 0.043101 | 0 | 0 | 0.086202 | 296.1387 | 0.043616 | 0 | 0 | 0.087232 | 296.3761 | 0.044131 | 0 | 0 | 0.088261 | 296.4553 | 0.044302 | 0 | 0 | 0.088605 | 296.6927 | 0.044817 | 0 | 0 | 0.089635 | 296.9301 | 0.045332 | 0 | 0 | 0.090665 | 297.0884 | 0.045676 | 0 | 0 | 0.091351 | 297.3258 | 0.046191 | 0 | 0 | 0.092381 | 297.4841 | 0.046534 | 0 | 0 | 0.093068 | 297.6423 | 0.046877 | 0 | 0 | 0.093754
2017-04-14 06:00 | 261.4392 | 0.77925 |  | 274.5281 | 0 | 0 | 0 | 0 | 282.2426 | 0.013475 | 0 | 0 | 0.02695 | 288.5545 | 0.027166 | 0 | 0 | 0.054331 | 288.7883 | 0.027673 | 0 | 0 | 0.055345 | 288.9441 | 0.028011 | 0 | 0 | 0.056021 | 289.1779 | 0.028518 | 0 | 0 | 0.057035 | 289.4116 | 0.029025 | 0 | 0 | 0.05805 | 289.6454 | 0.029532 | 0 | 0 | 0.059064 | 289.9571 | 0.030208 | 0 | 0 | 0.060416 | 290.1909 | 0.030715 | 0 | 0 | 0.06143 | 290.3467 | 0.031053 | 0 | 0 | 0.062106 | 290.5805 | 0.03156 | 0 | 0 | 0.06312 | 290.7364 | 0.031898 | 0 | 0 | 0.063796 | 290.9701 | 0.032405 | 0 | 0 | 0.06481 | 291.2039 | 0.032912 | 0 | 0 | 0.065824 | 291.3598 | 0.03325 | 0 | 0 | 0.066501 | 291.5935 | 0.033757 | 0 | 0 | 0.067515 | 291.8273 | 0.034264 | 0 | 0 | 0.068529 | 291.9052 | 0.034433 | 0 | 0 | 0.068867 | 292.139 | 0.03494 | 0 | 0 | 0.069881 | 292.3728 | 0.035447 | 0 | 0 | 0.070895 | 292.5286 | 0.035786 | 0 | 0 | 0.071571 | 292.7624 | 0.036293 | 0 | 0 | 0.072585 | 292.9183 | 0.036631 | 0 | 0 | 0.073261 | 293.0741 | 0.036969 | 0 | 0 | 0.073937
2017-04-14 07:00 | 273.5493 | 0.81534 |  | 287.2444 | 0.024324 | 0 | 0 | 0.048648 | 295.3163 | 0.041832 | 0 | 0 | 0.083664 | 301.9206 | 0.056157 | 0 | 0 | 0.11231 | 302.1652 | 0.056687 | 0 | 0 | 0.11337 | 302.3282 | 0.057041 | 0 | 0 | 0.11408 | 302.5728 | 0.057571 | 0 | 0 | 0.11514 | 302.8174 | 0.058102 | 0 | 0 | 0.1162 | 303.062 | 0.058632 | 0 | 0 | 0.11726 | 303.3882 | 0.05934 | 0 | 0 | 0.11868 | 303.6328 | 0.05987 | 0 | 0 | 0.11974 | 303.7958 | 0.060224 | 0 | 0 | 0.12045 | 304.0404 | 0.060755 | 0 | 0 | 0.12151 | 304.2035 | 0.061108 | 0 | 0 | 0.12222 | 304.4481 | 0.061639 | 0 | 0 | 0.12328 | 304.6927 | 0.062169 | 0 | 0 | 0.12434 | 304.8558 | 0.062523 | 0 | 0 | 0.12505 | 305.1004 | 0.063054 | 0 | 0 | 0.12611 | 305.345 | 0.063584 | 0 | 0 | 0.12717 | 305.4265 | 0.063761 | 0 | 0 | 0.12752 | 305.6711 | 0.064292 | 0 | 0 | 0.12858 | 305.9157 | 0.064822 | 0 | 0 | 0.12964 | 306.0788 | 0.065176 | 0 | 0 | 0.13035 | 306.3234 | 0.065706 | 0 | 0 | 0.13141 | 306.4865 | 0.06606 | 0 | 0 | 0.13212 | 306.6495 | 0.066414 | 0 | 0 | 0.13283
2017-04-14 08:00 | 269.1181 | 0.80213 |  | 282.5914 | 0.014232 | 0 | 0 | 0.028463 | 290.5325 | 0.031456 | 0 | 0 | 0.062912 | 297.0298 | 0.045549 | 0 | 0 | 0.091097 | 297.2705 | 0.046071 | 0 | 0 | 0.092141 | 297.4309 | 0.046419 | 0 | 0 | 0.092837 | 297.6715 | 0.04694 | 0 | 0 | 0.093881 | 297.9122 | 0.047462 | 0 | 0 | 0.094925 | 298.1528 | 0.047984 | 0 | 0 | 0.095969 | 298.4737 | 0.04868 | 0 | 0 | 0.097361 | 298.7143 | 0.049202 | 0 | 0 | 0.098404 | 298.8747 | 0.04955 | 0 | 0 | 0.0991 | 299.1154 | 0.050072 | 0 | 0 | 0.10014 | 299.2758 | 0.05042 | 0 | 0 | 0.10084 | 299.5164 | 0.050942 | 0 | 0 | 0.10188 | 299.7571 | 0.051464 | 0 | 0 | 0.10293 | 299.9175 | 0.051812 | 0 | 0 | 0.10362 | 300.1581 | 0.052334 | 0 | 0 | 0.10467 | 300.3988 | 0.052856 | 0 | 0 | 0.10571 | 300.479 | 0.05303 | 0 | 0 | 0.10606 | 300.7196 | 0.053552 | 0 | 0 | 0.1071 | 300.9603 | 0.054074 | 0 | 0 | 0.10815 | 301.1207 | 0.054422 | 0 | 0 | 0.10884 | 301.3613 | 0.054944 | 0 | 0 | 0.10989 | 301.5218 | 0.055292 | 0 | 0 | 0.11058 | 301.6822 | 0.05564 | 0 | 0 | 0.11128
2017-04-14 09:00 | 263.9461 | 0.78672 |  | 277.1605 | 0.002452 | 0 | 0 | 0.004904 | 284.949 | 0.019345 | 0 | 0 | 0.038691 | 291.3214 | 0.033167 | 0 | 0 | 0.066334 | 291.5574 | 0.033679 | 0 | 0 | 0.067358 | 291.7147 | 0.03402 | 0 | 0 | 0.06804 | 291.9508 | 0.034532 | 0 | 0 | 0.069064 | 292.1868 | 0.035044 | 0 | 0 | 0.070088 | 292.4228 | 0.035556 | 0 | 0 | 0.071112 | 292.7375 | 0.036239 | 0 | 0 | 0.072477 | 292.9735 | 0.03675 | 0 | 0 | 0.073501 | 293.1308 | 0.037092 | 0 | 0 | 0.074183 | 293.3668 | 0.037604 | 0 | 0 | 0.075207 | 293.5242 | 0.037945 | 0 | 0 | 0.07589 | 293.7602 | 0.038457 | 0 | 0 | 0.076914 | 293.9962 | 0.038969 | 0 | 0 | 0.077937 | 294.1536 | 0.03931 | 0 | 0 | 0.07862 | 294.3896 | 0.039822 | 0 | 0 | 0.079644 | 294.6256 | 0.040334 | 0 | 0 | 0.080668 | 294.7043 | 0.040504 | 0 | 0 | 0.081009 | 294.9403 | 0.041016 | 0 | 0 | 0.082033 | 295.1763 | 0.041528 | 0 | 0 | 0.083057 | 295.3336 | 0.04187 | 0 | 0 | 0.083739 | 295.5697 | 0.042382 | 0 | 0 | 0.084763 | 295.727 | 0.042723 | 0 | 0 | 0.085446 | 295.8843 | 0.043064 | 0 | 0 | 0.086128
2017-04-14 10:00 | 262.5796 | 0.78264 |  | 275.7256 | 0 | 0 | 0 | 0 | 283.4738 | 0.016145 | 0 | 0 | 0.032291 | 289.8132 | 0.029896 | 0 | 0 | 0.059791 | 290.048 | 0.030405 | 0 | 0 | 0.06081 | 290.2045 | 0.030744 | 0 | 0 | 0.061489 | 290.4393 | 0.031254 | 0 | 0 | 0.062507 | 290.6741 | 0.031763 | 0 | 0 | 0.063526 | 290.9089 | 0.032272 | 0 | 0 | 0.064545 | 291.2219 | 0.032951 | 0 | 0 | 0.065903 | 291.4567 | 0.033461 | 0 | 0 | 0.066921 | 291.6133 | 0.0338 | 0 | 0 | 0.0676 | 291.848 | 0.034309 | 0 | 0 | 0.068619 | 292.0046 | 0.034649 | 0 | 0 | 0.069298 | 292.2394 | 0.035158 | 0 | 0 | 0.070316 | 292.4742 | 0.035667 | 0 | 0 | 0.071335 | 292.6307 | 0.036007 | 0 | 0 | 0.072014 | 292.8655 | 0.036516 | 0 | 0 | 0.073032 | 293.1003 | 0.037025 | 0 | 0 | 0.074051 | 293.1785 | 0.037195 | 0 | 0 | 0.07439 | 293.4133 | 0.037704 | 0 | 0 | 0.075409 | 293.6481 | 0.038214 | 0 | 0 | 0.076427 | 293.8047 | 0.038553 | 0 | 0 | 0.077106 | 294.0394 | 0.039062 | 0 | 0 | 0.078125 | 294.196 | 0.039402 | 0 | 0 | 0.078804 | 294.3525 | 0.039742 | 0 | 0 | 0.079483
2017-04-14 11:00 | 258.8901 | 0.77165 |  | 271.8513 | 0 | 0 | 0 | 0 | 279.4906 | 0.0075061 | 0 | 0 | 0.015012 | 285.741 | 0.021063 | 0 | 0 | 0.042126 | 285.9725 | 0.021565 | 0 | 0 | 0.04313 | 286.1268 | 0.0219 | 0 | 0 | 0.0438 | 286.3583 | 0.022402 | 0 | 0 | 0.044804 | 286.5898 | 0.022904 | 0 | 0 | 0.045808 | 286.8213 | 0.023406 | 0 | 0 | 0.046813 | 287.1299 | 0.024076 | 0 | 0 | 0.048152 | 287.3614 | 0.024578 | 0 | 0 | 0.049156 | 287.5158 | 0.024913 | 0 | 0 | 0.049825 | 287.7473 | 0.025415 | 0 | 0 | 0.050829 | 287.9016 | 0.025749 | 0 | 0 | 0.051499 | 288.1331 | 0.026252 | 0 | 0 | 0.052503 | 288.3646 | 0.026754 | 0 | 0 | 0.053507 | 288.5189 | 0.027088 | 0 | 0 | 0.054177 | 288.7504 | 0.027591 | 0 | 0 | 0.055181 | 288.9819 | 0.028093 | 0 | 0 | 0.056185 | 289.0591 | 0.02826 | 0 | 0 | 0.05652 | 289.2906 | 0.028762 | 0 | 0 | 0.057524 | 289.522 | 0.029264 | 0 | 0 | 0.058528 | 289.6764 | 0.029599 | 0 | 0 | 0.059198 | 289.9079 | 0.030101 | 0 | 0 | 0.060202 | 290.0622 | 0.030436 | 0 | 0 | 0.060872 | 290.2165 | 0.030771 | 0 | 0 | 0.061541
2017-04-14 12:00 | 246.6602 | 0.73519 |  | 259.0092 | 0 | 0 | 0 | 0 | 266.2876 | 0 | 0 | 0 | 0 | 272.2427 | 0 | 0 | 0 | 0 | 272.4633 | 0 | 0 | 0 | 0 | 272.6103 | 0 | 0 | 0 | 0 | 272.8309 | 0 | 0 | 0 | 0 | 273.0514 | 0 | 0 | 0 | 0 | 273.272 | 0 | 0 | 0 | 0 | 273.566 | 0 | 0 | 0 | 0 | 273.7866 | 0 | 0 | 0 | 0 | 273.9336 | 0 | 0 | 0 | 0 | 274.1542 | 0 | 0 | 0 | 0 | 274.3012 | 0 | 0 | 0 | 0 | 274.5218 | 0 | 0 | 0 | 0 | 274.7424 | 0 | 0 | 0 | 0 | 274.8894 | 0 | 0 | 0 | 0 | 275.11 | 0 | 0 | 0 | 0 | 275.3305 | 0 | 0 | 0 | 0 | 275.404 | 0 | 0 | 0 | 0 | 275.6246 | 0 | 0 | 0 | 0 | 275.8451 | 0 | 0 | 0 | 0 | 275.9922 | 0 | 0 | 0 | 0 | 276.2127 | 0.00039638 | 0 | 0 | 0.00079276 | 276.3598 | 0.00071531 | 0 | 0 | 0.0014306 | 276.5068 | 0.0010342 | 0 | 0 | 0.0020685
2017-04-14 13:00 | 244.6758 | 0.72928 |  | 256.9255 | 0 | 0 | 0 | 0 | 264.1453 | 0 | 0 | 0 | 0 | 270.0525 | 0 | 0 | 0 | 0 | 270.2713 | 0 | 0 | 0 | 0 | 270.4171 | 0 | 0 | 0 | 0 | 270.6359 | 0 | 0 | 0 | 0 | 270.8547 | 0 | 0 | 0 | 0 | 271.0735 | 0 | 0 | 0 | 0 | 271.3652 | 0 | 0 | 0 | 0 | 271.584 | 0 | 0 | 0 | 0 | 271.7298 | 0 | 0 | 0 | 0 | 271.9486 | 0 | 0 | 0 | 0 | 272.0945 | 0 | 0 | 0 | 0 | 272.3133 | 0 | 0 | 0 | 0 | 272.5321 | 0 | 0 | 0 | 0 | 272.6779 | 0 | 0 | 0 | 0 | 272.8967 | 0 | 0 | 0 | 0 | 273.1155 | 0 | 0 | 0 | 0 | 273.1884 | 0 | 0 | 0 | 0 | 273.4072 | 0 | 0 | 0 | 0 | 273.626 | 0 | 0 | 0 | 0 | 273.7718 | 0 | 0 | 0 | 0 | 273.9906 | 0 | 0 | 0 | 0 | 274.1365 | 0 | 0 | 0 | 0 | 274.2823 | 0 | 0 | 0 | 0
2017-04-14 14:00 | 234.1474 | 0.6979 |  | 245.8699 | 0 | 0 | 0 | 0 | 252.7791 | 0 | 0 | 0 | 0 | 258.4321 | 0 | 0 | 0 | 0 | 258.6415 | 0 | 0 | 0 | 0 | 258.7811 | 0 | 0 | 0 | 0 | 258.9904 | 0 | 0 | 0 | 0 | 259.1998 | 0 | 0 | 0 | 0 | 259.4092 | 0 | 0 | 0 | 0 | 259.6883 | 0 | 0 | 0 | 0 | 259.8977 | 0 | 0 | 0 | 0 | 260.0373 | 0 | 0 | 0 | 0 | 260.2467 | 0 | 0 | 0 | 0 | 260.3862 | 0 | 0 | 0 | 0 | 260.5956 | 0 | 0 | 0 | 0 | 260.805 | 0 | 0 | 0 | 0 | 260.9446 | 0 | 0 | 0 | 0 | 261.1539 | 0 | 0 | 0 | 0 | 261.3633 | 0 | 0 | 0 | 0 | 261.4331 | 0 | 0 | 0 | 0 | 261.6425 | 0 | 0 | 0 | 0 | 261.8518 | 0 | 0 | 0 | 0 | 261.9914 | 0 | 0 | 0 | 0 | 262.2008 | 0 | 0 | 0 | 0 | 262.3404 | 0 | 0 | 0 | 0 | 262.4799 | 0 | 0 | 0 | 0
2017-04-14 15:00 | 244.9795 | 0.73019 |  | 257.2443 | 0 | 0 | 0 | 0 | 264.4732 | 0 | 0 | 0 | 0 | 270.3877 | 0 | 0 | 0 | 0 | 270.6067 | 0 | 0 | 0 | 0 | 270.7528 | 0 | 0 | 0 | 0 | 270.9718 | 0 | 0 | 0 | 0 | 271.1909 | 0 | 0 | 0 | 0 | 271.4099 | 0 | 0 | 0 | 0 | 271.702 | 0 | 0 | 0 | 0 | 271.9211 | 0 | 0 | 0 | 0 | 272.0671 | 0 | 0 | 0 | 0 | 272.2862 | 0 | 0 | 0 | 0 | 272.4322 | 0 | 0 | 0 | 0 | 272.6512 | 0 | 0 | 0 | 0 | 272.8703 | 0 | 0 | 0 | 0 | 273.0163 | 0 | 0 | 0 | 0 | 273.2354 | 0 | 0 | 0 | 0 | 273.4544 | 0 | 0 | 0 | 0 | 273.5275 | 0 | 0 | 0 | 0 | 273.7465 | 0 | 0 | 0 | 0 | 273.9656 | 0 | 0 | 0 | 0 | 274.1116 | 0 | 0 | 0 | 0 | 274.3307 | 0 | 0 | 0 | 0 | 274.4767 | 0 | 0 | 0 | 0 | 274.6227 | 0 | 0 | 0 | 0
2017-04-14 16:00 | 248.8624 | 0.74176 |  | 261.3216 | 0 | 0 | 0 | 0 | 268.665 | 0 | 0 | 0 | 0 | 274.6733 | 0 | 0 | 0 | 0 | 274.8958 | 0 | 0 | 0 | 0 | 275.0441 | 0 | 0 | 0 | 0 | 275.2667 | 0 | 0 | 0 | 0 | 275.4892 | 0 | 0 | 0 | 0 | 275.7117 | 0 | 0 | 0 | 0 | 276.0084 | 0 | 0 | 0 | 0 | 276.231 | 0.00043589 | 0 | 0 | 0.00087178 | 276.3793 | 0.00075766 | 0 | 0 | 0.0015153 | 276.6018 | 0.0012403 | 0 | 0 | 0.0024807 | 276.7502 | 0.0015621 | 0 | 0 | 0.0031242 | 276.9727 | 0.0020448 | 0 | 0 | 0.0040895 | 277.1952 | 0.0025274 | 0 | 0 | 0.0050549 | 277.3436 | 0.0028492 | 0 | 0 | 0.0056984 | 277.5661 | 0.0033319 | 0 | 0 | 0.0066637 | 277.7887 | 0.0038145 | 0 | 0 | 0.0076291 | 277.8628 | 0.0039754 | 0 | 0 | 0.0079508 | 278.0854 | 0.0044581 | 0 | 0 | 0.0089162 | 278.3079 | 0.0049407 | 0 | 0 | 0.0098815 | 278.4562 | 0.0052625 | 0 | 0 | 0.010525 | 278.6788 | 0.0057452 | 0 | 0 | 0.01149 | 278.8271 | 0.006067 | 0 | 0 | 0.012134 | 278.9755 | 0.0063887 | 0 | 0 | 0.012777
2017-04-14 17:00 | 243.8447 | 0.7268 |  | 256.0527 | 0 | 0 | 0 | 0 | 263.248 | 0 | 0 | 0 | 0 | 269.1351 | 0 | 0 | 0 | 0 | 269.3532 | 0 | 0 | 0 | 0 | 269.4985 | 0 | 0 | 0 | 0 | 269.7166 | 0 | 0 | 0 | 0 | 269.9346 | 0 | 0 | 0 | 0 | 270.1527 | 0 | 0 | 0 | 0 | 270.4434 | 0 | 0 | 0 | 0 | 270.6614 | 0 | 0 | 0 | 0 | 270.8068 | 0 | 0 | 0 | 0 | 271.0248 | 0 | 0 | 0 | 0 | 271.1702 | 0 | 0 | 0 | 0 | 271.3882 | 0 | 0 | 0 | 0 | 271.6063 | 0 | 0 | 0 | 0 | 271.7516 | 0 | 0 | 0 | 0 | 271.9697 | 0 | 0 | 0 | 0 | 272.1877 | 0 | 0 | 0 | 0 | 272.2604 | 0 | 0 | 0 | 0 | 272.4784 | 0 | 0 | 0 | 0 | 272.6965 | 0 | 0 | 0 | 0 | 272.8418 | 0 | 0 | 0 | 0 | 273.0599 | 0 | 0 | 0 | 0 | 273.2052 | 0 | 0 | 0 | 0 | 273.3506 | 0 | 0 | 0 | 0
2017-04-14 18:00 | 250.7574 | 0.74741 |  | 263.3115 | 0 | 0 | 0 | 0 | 270.7108 | 0 | 0 | 0 | 0 | 276.7648 | 0.0015938 | 0 | 0 | 0.0031876 | 276.989 | 0.0020802 | 0 | 0 | 0.0041603 | 277.1385 | 0.0024044 | 0 | 0 | 0.0048088 | 277.3627 | 0.0028907 | 0 | 0 | 0.0057814 | 277.587 | 0.0033771 | 0 | 0 | 0.0067541 | 277.8112 | 0.0038634 | 0 | 0 | 0.0077268 | 278.1102 | 0.0045118 | 0 | 0 | 0.0090237 | 278.3344 | 0.0049982 | 0 | 0 | 0.0099964 | 278.4839 | 0.0053224 | 0 | 0 | 0.010645 | 278.7081 | 0.0058088 | 0 | 0 | 0.011618 | 278.8576 | 0.006133 | 0 | 0 | 0.012266 | 279.0818 | 0.0066193 | 0 | 0 | 0.013239 | 279.306 | 0.0071057 | 0 | 0 | 0.014211 | 279.4555 | 0.0074299 | 0 | 0 | 0.01486 | 279.6797 | 0.0079162 | 0 | 0 | 0.015832 | 279.9039 | 0.0084026 | 0 | 0 | 0.016805 | 279.9787 | 0.0085647 | 0 | 0 | 0.017129 | 280.2029 | 0.009051 | 0 | 0 | 0.018102 | 280.4271 | 0.0095373 | 0 | 0 | 0.019075 | 280.5766 | 0.0098616 | 0 | 0 | 0.019723 | 280.8008 | 0.010348 | 0 | 0 | 0.020696 | 280.9503 | 0.010672 | 0 | 0 | 0.021344 | 281.0998 | 0.010996 | 0 | 0 | 0.021993
2017-04-14 19:00 | 252.4752 | 0.75253 |  | 265.1153 | 0 | 0 | 0 | 0 | 272.5653 | 0 | 0 | 0 | 0 | 278.6607 | 0.0057061 | 0 | 0 | 0.011412 | 278.8865 | 0.0061958 | 0 | 0 | 0.012392 | 279.037 | 0.0065222 | 0 | 0 | 0.013044 | 279.2628 | 0.0070119 | 0 | 0 | 0.014024 | 279.4885 | 0.0075015 | 0 | 0 | 0.015003 | 279.7143 | 0.0079912 | 0 | 0 | 0.015982 | 280.0153 | 0.0086441 | 0 | 0 | 0.017288 | 280.2411 | 0.0091338 | 0 | 0 | 0.018268 | 280.3916 | 0.0094602 | 0 | 0 | 0.01892 | 280.6173 | 0.0099499 | 0 | 0 | 0.0199 | 280.7678 | 0.010276 | 0 | 0 | 0.020553 | 280.9936 | 0.010766 | 0 | 0 | 0.021532 | 281.2193 | 0.011256 | 0 | 0 | 0.022511 | 281.3698 | 0.011582 | 0 | 0 | 0.023164 | 281.5956 | 0.012072 | 0 | 0 | 0.024144 | 281.8214 | 0.012561 | 0 | 0 | 0.025123 | 281.8966 | 0.012725 | 0 | 0 | 0.025449 | 282.1224 | 0.013214 | 0 | 0 | 0.026429 | 282.3481 | 0.013704 | 0 | 0 | 0.027408 | 282.4986 | 0.01403 | 0 | 0 | 0.028061 | 282.7244 | 0.01452 | 0 | 0 | 0.02904 | 282.8749 | 0.014847 | 0 | 0 | 0.029693 | 283.0254 | 0.015173 | 0 | 0 | 0.030346
2017-04-14 20:00 | 252.9452 | 0.75393 |  | 265.6089 | 0 | 0 | 0 | 0 | 273.0728 | 0 | 0 | 0 | 0 | 279.1796 | 0.0068315 | 0 | 0 | 0.013663 | 279.4058 | 0.007322 | 0 | 0 | 0.014644 | 279.5566 | 0.0076491 | 0 | 0 | 0.015298 | 279.7827 | 0.0081397 | 0 | 0 | 0.016279 | 280.0089 | 0.0086303 | 0 | 0 | 0.017261 | 280.2351 | 0.0091208 | 0 | 0 | 0.018242 | 280.5367 | 0.0097749 | 0 | 0 | 0.01955 | 280.7628 | 0.010266 | 0 | 0 | 0.020531 | 280.9136 | 0.010593 | 0 | 0 | 0.021185 | 281.1398 | 0.011083 | 0 | 0 | 0.022166 | 281.2906 | 0.01141 | 0 | 0 | 0.02282 | 281.5168 | 0.011901 | 0 | 0 | 0.023802 | 281.7429 | 0.012391 | 0 | 0 | 0.024783 | 281.8937 | 0.012718 | 0 | 0 | 0.025437 | 282.1199 | 0.013209 | 0 | 0 | 0.026418 | 282.3461 | 0.0137 | 0 | 0 | 0.027399 | 282.4215 | 0.013863 | 0 | 0 | 0.027726 | 282.6477 | 0.014354 | 0 | 0 | 0.028707 | 282.8738 | 0.014844 | 0 | 0 | 0.029689 | 283.0246 | 0.015171 | 0 | 0 | 0.030343 | 283.2508 | 0.015662 | 0 | 0 | 0.031324 | 283.4016 | 0.015989 | 0 | 0 | 0.031978 | 283.5524 | 0.016316 | 0 | 0 | 0.032632
2017-04-14 21:00 | 262.7307 | 0.78309 |  | 275.8842 | 0 | 0 | 0 | 0 | 283.6369 | 0.016499 | 0 | 0 | 0.032999 | 289.9799 | 0.030257 | 0 | 0 | 0.060515 | 290.2149 | 0.030767 | 0 | 0 | 0.061534 | 290.3715 | 0.031107 | 0 | 0 | 0.062213 | 290.6064 | 0.031616 | 0 | 0 | 0.063232 | 290.8413 | 0.032126 | 0 | 0 | 0.064252 | 291.0763 | 0.032635 | 0 | 0 | 0.065271 | 291.3895 | 0.033315 | 0 | 0 | 0.06663 | 291.6244 | 0.033824 | 0 | 0 | 0.067649 | 291.7811 | 0.034164 | 0 | 0 | 0.068328 | 292.016 | 0.034674 | 0 | 0 | 0.069347 | 292.1726 | 0.035013 | 0 | 0 | 0.070027 | 292.4075 | 0.035523 | 0 | 0 | 0.071046 | 292.6425 | 0.036032 | 0 | 0 | 0.072065 | 292.7991 | 0.036372 | 0 | 0 | 0.072744 | 293.034 | 0.036882 | 0 | 0 | 0.073763 | 293.2689 | 0.037391 | 0 | 0 | 0.074782 | 293.3472 | 0.037561 | 0 | 0 | 0.075122 | 293.5822 | 0.038071 | 0 | 0 | 0.076141 | 293.8171 | 0.03858 | 0 | 0 | 0.07716 | 293.9737 | 0.03892 | 0 | 0 | 0.07784 | 294.2086 | 0.039429 | 0 | 0 | 0.078859 | 294.3653 | 0.039769 | 0 | 0 | 0.079538 | 294.5219 | 0.040109 | 0 | 0 | 0.080218
2017-04-14 22:00 | 263.1517 | 0.78435 |  | 276.3263 | 0.00064267 | 0 | 0 | 0.0012853 | 284.0914 | 0.017485 | 0 | 0 | 0.03497 | 290.4446 | 0.031265 | 0 | 0 | 0.06253 | 290.6799 | 0.031776 | 0 | 0 | 0.063551 | 290.8368 | 0.032116 | 0 | 0 | 0.064232 | 291.0721 | 0.032626 | 0 | 0 | 0.065252 | 291.3074 | 0.033137 | 0 | 0 | 0.066273 | 291.5427 | 0.033647 | 0 | 0 | 0.067294 | 291.8564 | 0.034327 | 0 | 0 | 0.068655 | 292.0917 | 0.034838 | 0 | 0 | 0.069676 | 292.2486 | 0.035178 | 0 | 0 | 0.070356 | 292.4839 | 0.035688 | 0 | 0 | 0.071377 | 292.6408 | 0.036029 | 0 | 0 | 0.072057 | 292.8761 | 0.036539 | 0 | 0 | 0.073078 | 293.1114 | 0.03705 | 0 | 0 | 0.074099 | 293.2682 | 0.03739 | 0 | 0 | 0.07478 | 293.5035 | 0.0379 | 0 | 0 | 0.0758 | 293.7389 | 0.038411 | 0 | 0 | 0.076821 | 293.8173 | 0.038581 | 0 | 0 | 0.077161 | 294.0526 | 0.039091 | 0 | 0 | 0.078182 | 294.2879 | 0.039601 | 0 | 0 | 0.079203 | 294.4448 | 0.039942 | 0 | 0 | 0.079883 | 294.6801 | 0.040452 | 0 | 0 | 0.080904 | 294.8369 | 0.040792 | 0 | 0 | 0.081585 | 294.9938 | 0.041133 | 0 | 0 | 0.082265
2017-04-14 23:00 | 266.0735 | 0.79306 |  | 279.3944 | 0.0072974 | 0 | 0 | 0.014595 | 287.2457 | 0.024327 | 0 | 0 | 0.048654 | 293.6695 | 0.03826 | 0 | 0 | 0.07652 | 293.9074 | 0.038776 | 0 | 0 | 0.077552 | 294.066 | 0.03912 | 0 | 0 | 0.07824 | 294.3039 | 0.039636 | 0 | 0 | 0.079272 | 294.5418 | 0.040152 | 0 | 0 | 0.080304 | 294.7797 | 0.040668 | 0 | 0 | 0.081336 | 295.097 | 0.041356 | 0 | 0 | 0.082712 | 295.3349 | 0.041872 | 0 | 0 | 0.083745 | 295.4935 | 0.042216 | 0 | 0 | 0.084433 | 295.7314 | 0.042732 | 0 | 0 | 0.085465 | 295.89 | 0.043076 | 0 | 0 | 0.086153 | 296.1279 | 0.043592 | 0 | 0 | 0.087185 | 296.3659 | 0.044108 | 0 | 0 | 0.088217 | 296.5245 | 0.044452 | 0 | 0 | 0.088905 | 296.7624 | 0.044969 | 0 | 0 | 0.089937 | 297.0003 | 0.045485 | 0 | 0 | 0.090969 | 297.0796 | 0.045657 | 0 | 0 | 0.091313 | 297.3175 | 0.046173 | 0 | 0 | 0.092345 | 297.5554 | 0.046689 | 0 | 0 | 0.093377 | 297.7141 | 0.047033 | 0 | 0 | 0.094065 | 297.952 | 0.047549 | 0 | 0 | 0.095097 | 298.1106 | 0.047893 | 0 | 0 | 0.095786 | 298.2692 | 0.048237 | 0 | 0 | 0.096474
2017-04-15 | 268.5638 | 0.80048 |  | 282.0094 | 0.012969 | 0 | 0 | 0.025939 | 289.9341 | 0.030158 | 0 | 0 | 0.060316 | 296.418 | 0.044222 | 0 | 0 | 0.088443 | 296.6582 | 0.044743 | 0 | 0 | 0.089485 | 296.8183 | 0.04509 | 0 | 0 | 0.09018 | 297.0584 | 0.045611 | 0 | 0 | 0.091221 | 297.2986 | 0.046132 | 0 | 0 | 0.092263 | 297.5387 | 0.046652 | 0 | 0 | 0.093305 | 297.8589 | 0.047347 | 0 | 0 | 0.094694 | 298.099 | 0.047868 | 0 | 0 | 0.095736 | 298.2591 | 0.048215 | 0 | 0 | 0.09643 | 298.4993 | 0.048736 | 0 | 0 | 0.097472 | 298.6594 | 0.049083 | 0 | 0 | 0.098166 | 298.8995 | 0.049604 | 0 | 0 | 0.099208 | 299.1397 | 0.050125 | 0 | 0 | 0.10025 | 299.2998 | 0.050472 | 0 | 0 | 0.10094 | 299.5399 | 0.050993 | 0 | 0 | 0.10199 | 299.7801 | 0.051514 | 0 | 0 | 0.10303 | 299.8601 | 0.051687 | 0 | 0 | 0.10337 | 300.1002 | 0.052208 | 0 | 0 | 0.10442 | 300.3404 | 0.052729 | 0 | 0 | 0.10546 | 300.5005 | 0.053076 | 0 | 0 | 0.10615 | 300.7406 | 0.053597 | 0 | 0 | 0.10719 | 300.9007 | 0.053945 | 0 | 0 | 0.10789 | 301.0608 | 0.054292 | 0 | 0 | 0.10858
2017-04-15 01:00 | 264.8265 | 0.78934 |  | 278.085 | 0.0044572 | 0 | 0 | 0.0089145 | 285.8995 | 0.021407 | 0 | 0 | 0.042814 | 292.2931 | 0.035275 | 0 | 0 | 0.070549 | 292.5299 | 0.035788 | 0 | 0 | 0.071577 | 292.6878 | 0.036131 | 0 | 0 | 0.072261 | 292.9246 | 0.036644 | 0 | 0 | 0.073289 | 293.1614 | 0.037158 | 0 | 0 | 0.074316 | 293.3982 | 0.037672 | 0 | 0 | 0.075343 | 293.7139 | 0.038356 | 0 | 0 | 0.076713 | 293.9507 | 0.03887 | 0 | 0 | 0.07774 | 294.1086 | 0.039212 | 0 | 0 | 0.078425 | 294.3454 | 0.039726 | 0 | 0 | 0.079452 | 294.5033 | 0.040069 | 0 | 0 | 0.080137 | 294.7401 | 0.040582 | 0 | 0 | 0.081164 | 294.9769 | 0.041096 | 0 | 0 | 0.082192 | 295.1347 | 0.041438 | 0 | 0 | 0.082876 | 295.3716 | 0.041952 | 0 | 0 | 0.083904 | 295.6084 | 0.042465 | 0 | 0 | 0.084931 | 295.6873 | 0.042637 | 0 | 0 | 0.085273 | 295.9241 | 0.04315 | 0 | 0 | 0.086301 | 296.1609 | 0.043664 | 0 | 0 | 0.087328 | 296.3188 | 0.044006 | 0 | 0 | 0.088013 | 296.5556 | 0.04452 | 0 | 0 | 0.08904 | 296.7134 | 0.044862 | 0 | 0 | 0.089725 | 296.8713 | 0.045205 | 0 | 0 | 0.09041
2017-04-15 02:00 | 268.0508 | 0.79895 |  | 281.4707 | 0.011801 | 0 | 0 | 0.023602 | 289.3803 | 0.028957 | 0 | 0 | 0.057914 | 295.8518 | 0.042993 | 0 | 0 | 0.085987 | 296.0915 | 0.043513 | 0 | 0 | 0.087027 | 296.2513 | 0.04386 | 0 | 0 | 0.08772 | 296.491 | 0.04438 | 0 | 0 | 0.08876 | 296.7306 | 0.0449 | 0 | 0 | 0.089799 | 296.9703 | 0.04542 | 0 | 0 | 0.090839 | 297.2899 | 0.046113 | 0 | 0 | 0.092225 | 297.5296 | 0.046633 | 0 | 0 | 0.093265 | 297.6894 | 0.046979 | 0 | 0 | 0.093958 | 297.9291 | 0.047499 | 0 | 0 | 0.094998 | 298.0889 | 0.047846 | 0 | 0 | 0.095691 | 298.3285 | 0.048366 | 0 | 0 | 0.096731 | 298.5682 | 0.048885 | 0 | 0 | 0.097771 | 298.728 | 0.049232 | 0 | 0 | 0.098464 | 298.9677 | 0.049752 | 0 | 0 | 0.099504 | 299.2074 | 0.050272 | 0 | 0 | 0.10054 | 299.2873 | 0.050445 | 0 | 0 | 0.10089 | 299.527 | 0.050965 | 0 | 0 | 0.10193 | 299.7667 | 0.051485 | 0 | 0 | 0.10297 | 299.9264 | 0.051831 | 0 | 0 | 0.10366 | 300.1661 | 0.052351 | 0 | 0 | 0.1047 | 300.3259 | 0.052698 | 0 | 0 | 0.1054 | 300.4857 | 0.053044 | 0 | 0 | 0.10609
2017-04-15 03:00 | 272.3253 | 0.81169 |  | 285.9592 | 0.021536 | 0 | 0 | 0.043073 | 293.9949 | 0.038966 | 0 | 0 | 0.077932 | 300.5696 | 0.053226 | 0 | 0 | 0.10645 | 300.8131 | 0.053755 | 0 | 0 | 0.10751 | 300.9755 | 0.054107 | 0 | 0 | 0.10821 | 301.219 | 0.054635 | 0 | 0 | 0.10927 | 301.4625 | 0.055163 | 0 | 0 | 0.11033 | 301.706 | 0.055691 | 0 | 0 | 0.11138 | 302.0307 | 0.056395 | 0 | 0 | 0.11279 | 302.2742 | 0.056924 | 0 | 0 | 0.11385 | 302.4365 | 0.057276 | 0 | 0 | 0.11455 | 302.68 | 0.057804 | 0 | 0 | 0.11561 | 302.8424 | 0.058156 | 0 | 0 | 0.11631 | 303.0859 | 0.058684 | 0 | 0 | 0.11737 | 303.3294 | 0.059212 | 0 | 0 | 0.11842 | 303.4917 | 0.059564 | 0 | 0 | 0.11913 | 303.7352 | 0.060093 | 0 | 0 | 0.12019 | 303.9787 | 0.060621 | 0 | 0 | 0.12124 | 304.0599 | 0.060797 | 0 | 0 | 0.12159 | 304.3034 | 0.061325 | 0 | 0 | 0.12265 | 304.5469 | 0.061853 | 0 | 0 | 0.12371 | 304.7092 | 0.062205 | 0 | 0 | 0.12441 | 304.9528 | 0.062733 | 0 | 0 | 0.12547 | 305.1151 | 0.063086 | 0 | 0 | 0.12617 | 305.2774 | 0.063438 | 0 | 0 | 0.12688
2017-04-15 04:00 | 277.1647 | 0.82612 |  | 291.0409 | 0.032559 | 0 | 0 | 0.065117 | 299.2194 | 0.050298 | 0 | 0 | 0.1006 | 305.911 | 0.064812 | 0 | 0 | 0.12962 | 306.1588 | 0.065349 | 0 | 0 | 0.1307 | 306.324 | 0.065708 | 0 | 0 | 0.13142 | 306.5719 | 0.066245 | 0 | 0 | 0.13249 | 306.8197 | 0.066783 | 0 | 0 | 0.13357 | 307.0675 | 0.06732 | 0 | 0 | 0.13464 | 307.398 | 0.068037 | 0 | 0 | 0.13607 | 307.6458 | 0.068575 | 0 | 0 | 0.13715 | 307.811 | 0.068933 | 0 | 0 | 0.13787 | 308.0589 | 0.069471 | 0 | 0 | 0.13894 | 308.2241 | 0.069829 | 0 | 0 | 0.13966 | 308.4719 | 0.070367 | 0 | 0 | 0.14073 | 308.7198 | 0.070904 | 0 | 0 | 0.14181 | 308.885 | 0.071262 | 0 | 0 | 0.14252 | 309.1328 | 0.0718 | 0 | 0 | 0.1436 | 309.3806 | 0.072338 | 0 | 0 | 0.14468 | 309.4633 | 0.072517 | 0 | 0 | 0.14503 | 309.7111 | 0.073054 | 0 | 0 | 0.14611 | 309.9589 | 0.073592 | 0 | 0 | 0.14718 | 310.1242 | 0.07395 | 0 | 0 | 0.1479 | 310.372 | 0.074488 | 0 | 0 | 0.14898 | 310.5372 | 0.074846 | 0 | 0 | 0.14969 | 310.7024 | 0.075205 | 0 | 0 | 0.15041
2017-04-15 05:00 | 279.4332 | 0.83288 |  | 293.4229 | 0.037725 | 0 | 0 | 0.07545 | 301.6684 | 0.05561 | 0 | 0 | 0.11122 | 308.4147 | 0.070242 | 0 | 0 | 0.14048 | 308.6646 | 0.070784 | 0 | 0 | 0.14157 | 308.8312 | 0.071146 | 0 | 0 | 0.14229 | 309.081 | 0.071688 | 0 | 0 | 0.14338 | 309.3309 | 0.07223 | 0 | 0 | 0.14446 | 309.5808 | 0.072772 | 0 | 0 | 0.14554 | 309.9139 | 0.073494 | 0 | 0 | 0.14699 | 310.1638 | 0.074036 | 0 | 0 | 0.14807 | 310.3303 | 0.074397 | 0 | 0 | 0.14879 | 310.5802 | 0.074939 | 0 | 0 | 0.14988 | 310.7468 | 0.075301 | 0 | 0 | 0.1506 | 310.9966 | 0.075843 | 0 | 0 | 0.15169 | 311.2465 | 0.076385 | 0 | 0 | 0.15277 | 311.4131 | 0.076746 | 0 | 0 | 0.15349 | 311.6629 | 0.077288 | 0 | 0 | 0.15458 | 311.9128 | 0.07783 | 0 | 0 | 0.15566 | 311.9961 | 0.07801 | 0 | 0 | 0.15602 | 312.246 | 0.078552 | 0 | 0 | 0.1571 | 312.4958 | 0.079094 | 0 | 0 | 0.15819 | 312.6624 | 0.079456 | 0 | 0 | 0.15891 | 312.9123 | 0.079998 | 0 | 0 | 0.16 | 313.0788 | 0.080359 | 0 | 0 | 0.16072 | 313.2454 | 0.08072 | 0 | 0 | 0.16144
2017-04-15 06:00 | 281.3874 | 0.8387 |  | 295.475 | 0.042176 | 0 | 0 | 0.084352 | 303.7781 | 0.060186 | 0 | 0 | 0.12037 | 310.5716 | 0.074921 | 0 | 0 | 0.14984 | 310.8232 | 0.075467 | 0 | 0 | 0.15093 | 310.991 | 0.07583 | 0 | 0 | 0.15166 | 311.2426 | 0.076376 | 0 | 0 | 0.15275 | 311.4942 | 0.076922 | 0 | 0 | 0.15384 | 311.7458 | 0.077468 | 0 | 0 | 0.15494 | 312.0813 | 0.078195 | 0 | 0 | 0.15639 | 312.3329 | 0.078741 | 0 | 0 | 0.15748 | 312.5006 | 0.079105 | 0 | 0 | 0.15821 | 312.7522 | 0.079651 | 0 | 0 | 0.1593 | 312.92 | 0.080014 | 0 | 0 | 0.16003 | 313.1716 | 0.08056 | 0 | 0 | 0.16112 | 313.4232 | 0.081106 | 0 | 0 | 0.16221 | 313.591 | 0.08147 | 0 | 0 | 0.16294 | 313.8426 | 0.082015 | 0 | 0 | 0.16403 | 314.0942 | 0.082561 | 0 | 0 | 0.16512 | 314.178 | 0.082743 | 0 | 0 | 0.16549 | 314.4297 | 0.083289 | 0 | 0 | 0.16658 | 314.6813 | 0.083835 | 0 | 0 | 0.16767 | 314.849 | 0.084198 | 0 | 0 | 0.1684 | 315.1006 | 0.084744 | 0 | 0 | 0.16949 | 315.2684 | 0.085108 | 0 | 0 | 0.17022 | 315.4361 | 0.085472 | 0 | 0 | 0.17094
2017-04-15 07:00 | 282.7796 | 0.84285 |  | 296.9369 | 0.045347 | 0 | 0 | 0.090694 | 305.2812 | 0.063446 | 0 | 0 | 0.12689 | 312.1083 | 0.078254 | 0 | 0 | 0.15651 | 312.3611 | 0.078802 | 0 | 0 | 0.1576 | 312.5297 | 0.079168 | 0 | 0 | 0.15834 | 312.7826 | 0.079716 | 0 | 0 | 0.15943 | 313.0354 | 0.080265 | 0 | 0 | 0.16053 | 313.2883 | 0.080813 | 0 | 0 | 0.16163 | 313.6254 | 0.081544 | 0 | 0 | 0.16309 | 313.8783 | 0.082093 | 0 | 0 | 0.16419 | 314.0468 | 0.082459 | 0 | 0 | 0.16492 | 314.2997 | 0.083007 | 0 | 0 | 0.16601 | 314.4683 | 0.083373 | 0 | 0 | 0.16675 | 314.7211 | 0.083921 | 0 | 0 | 0.16784 | 314.974 | 0.084469 | 0 | 0 | 0.16894 | 315.1425 | 0.084835 | 0 | 0 | 0.16967 | 315.3954 | 0.085384 | 0 | 0 | 0.17077 | 315.6483 | 0.085932 | 0 | 0 | 0.17186 | 315.7325 | 0.086115 | 0 | 0 | 0.17223 | 315.9854 | 0.086663 | 0 | 0 | 0.17333 | 316.2383 | 0.087212 | 0 | 0 | 0.17442 | 316.4068 | 0.087577 | 0 | 0 | 0.17515 | 316.6597 | 0.088126 | 0 | 0 | 0.17625 | 316.8283 | 0.088491 | 0 | 0 | 0.17698 | 316.9968 | 0.088857 | 0 | 0 | 0.17771
2017-04-15 08:00 | 278.8957 | 0.83128 |  | 292.8585 | 0.036501 | 0 | 0 | 0.073002 | 301.0882 | 0.054351 | 0 | 0 | 0.1087 | 307.8215 | 0.068956 | 0 | 0 | 0.13791 | 308.0709 | 0.069497 | 0 | 0 | 0.13899 | 308.2371 | 0.069857 | 0 | 0 | 0.13971 | 308.4865 | 0.070398 | 0 | 0 | 0.1408 | 308.7359 | 0.070939 | 0 | 0 | 0.14188 | 308.9853 | 0.07148 | 0 | 0 | 0.14296 | 309.3178 | 0.072201 | 0 | 0 | 0.1444 | 309.5672 | 0.072742 | 0 | 0 | 0.14548 | 309.7334 | 0.073103 | 0 | 0 | 0.14621 | 309.9828 | 0.073644 | 0 | 0 | 0.14729 | 310.1491 | 0.074004 | 0 | 0 | 0.14801 | 310.3985 | 0.074545 | 0 | 0 | 0.14909 | 310.6478 | 0.075086 | 0 | 0 | 0.15017 | 310.8141 | 0.075447 | 0 | 0 | 0.15089 | 311.0635 | 0.075988 | 0 | 0 | 0.15198 | 311.3129 | 0.076529 | 0 | 0 | 0.15306 | 311.396 | 0.076709 | 0 | 0 | 0.15342 | 311.6454 | 0.07725 | 0 | 0 | 0.1545 | 311.8947 | 0.077791 | 0 | 0 | 0.15558 | 312.061 | 0.078151 | 0 | 0 | 0.1563 | 312.3104 | 0.078692 | 0 | 0 | 0.15738 | 312.4766 | 0.079053 | 0 | 0 | 0.15811 | 312.6429 | 0.079413 | 0 | 0 | 0.15883
2017-04-15 09:00 | 277.6795 | 0.82765 |  | 291.5814 | 0.033731 | 0 | 0 | 0.067462 | 299.7751 | 0.051503 | 0 | 0 | 0.10301 | 306.4791 | 0.066044 | 0 | 0 | 0.13209 | 306.7274 | 0.066583 | 0 | 0 | 0.13317 | 306.8929 | 0.066942 | 0 | 0 | 0.13388 | 307.1412 | 0.06748 | 0 | 0 | 0.13496 | 307.3895 | 0.068019 | 0 | 0 | 0.13604 | 307.6378 | 0.068557 | 0 | 0 | 0.13711 | 307.9689 | 0.069275 | 0 | 0 | 0.13855 | 308.2172 | 0.069814 | 0 | 0 | 0.13963 | 308.3827 | 0.070173 | 0 | 0 | 0.14035 | 308.631 | 0.070712 | 0 | 0 | 0.14142 | 308.7965 | 0.071071 | 0 | 0 | 0.14214 | 309.0448 | 0.071609 | 0 | 0 | 0.14322 | 309.2931 | 0.072148 | 0 | 0 | 0.1443 | 309.4587 | 0.072507 | 0 | 0 | 0.14501 | 309.707 | 0.073045 | 0 | 0 | 0.14609 | 309.9553 | 0.073584 | 0 | 0 | 0.14717 | 310.038 | 0.073763 | 0 | 0 | 0.14753 | 310.2863 | 0.074302 | 0 | 0 | 0.1486 | 310.5346 | 0.07484 | 0 | 0 | 0.14968 | 310.7001 | 0.0752 | 0 | 0 | 0.1504 | 310.9484 | 0.075738 | 0 | 0 | 0.15148 | 311.114 | 0.076097 | 0 | 0 | 0.15219 | 311.2795 | 0.076456 | 0 | 0 | 0.15291
2017-04-15 10:00 | 275.5972 | 0.82144 |  | 289.3949 | 0.028989 | 0 | 0 | 0.057977 | 297.5272 | 0.046627 | 0 | 0 | 0.093255 | 304.1809 | 0.061059 | 0 | 0 | 0.12212 | 304.4274 | 0.061594 | 0 | 0 | 0.12319 | 304.5916 | 0.06195 | 0 | 0 | 0.1239 | 304.8381 | 0.062485 | 0 | 0 | 0.12497 | 305.0845 | 0.063019 | 0 | 0 | 0.12604 | 305.3309 | 0.063554 | 0 | 0 | 0.12711 | 305.6595 | 0.064266 | 0 | 0 | 0.12853 | 305.906 | 0.064801 | 0 | 0 | 0.1296 | 306.0702 | 0.065157 | 0 | 0 | 0.13031 | 306.3167 | 0.065692 | 0 | 0 | 0.13138 | 306.481 | 0.066048 | 0 | 0 | 0.1321 | 306.7274 | 0.066583 | 0 | 0 | 0.13317 | 306.9738 | 0.067117 | 0 | 0 | 0.13423 | 307.1381 | 0.067474 | 0 | 0 | 0.13495 | 307.3846 | 0.068008 | 0 | 0 | 0.13602 | 307.631 | 0.068543 | 0 | 0 | 0.13709 | 307.7131 | 0.068721 | 0 | 0 | 0.13744 | 307.9596 | 0.069255 | 0 | 0 | 0.13851 | 308.206 | 0.06979 | 0 | 0 | 0.13958 | 308.3703 | 0.070146 | 0 | 0 | 0.14029 | 308.6167 | 0.070681 | 0 | 0 | 0.14136 | 308.781 | 0.071037 | 0 | 0 | 0.14207 | 308.9453 | 0.071393 | 0 | 0 | 0.14279
2017-04-15 11:00 | 277.9063 | 0.82833 |  | 291.8196 | 0.034248 | 0 | 0 | 0.068495 | 300.02 | 0.052034 | 0 | 0 | 0.10407 | 306.7294 | 0.066587 | 0 | 0 | 0.13317 | 306.9779 | 0.067126 | 0 | 0 | 0.13425 | 307.1436 | 0.067485 | 0 | 0 | 0.13497 | 307.3921 | 0.068024 | 0 | 0 | 0.13605 | 307.6406 | 0.068563 | 0 | 0 | 0.13713 | 307.8891 | 0.069102 | 0 | 0 | 0.1382 | 308.2204 | 0.069821 | 0 | 0 | 0.13964 | 308.4689 | 0.07036 | 0 | 0 | 0.14072 | 308.6346 | 0.070719 | 0 | 0 | 0.14144 | 308.8831 | 0.071258 | 0 | 0 | 0.14252 | 309.0488 | 0.071618 | 0 | 0 | 0.14324 | 309.2973 | 0.072157 | 0 | 0 | 0.14431 | 309.5458 | 0.072696 | 0 | 0 | 0.14539 | 309.7114 | 0.073055 | 0 | 0 | 0.14611 | 309.9599 | 0.073594 | 0 | 0 | 0.14719 | 310.2084 | 0.074133 | 0 | 0 | 0.14827 | 310.2912 | 0.074313 | 0 | 0 | 0.14863 | 310.5397 | 0.074852 | 0 | 0 | 0.1497 | 310.7882 | 0.075391 | 0 | 0 | 0.15078 | 310.9539 | 0.07575 | 0 | 0 | 0.1515 | 311.2024 | 0.076289 | 0 | 0 | 0.15258 | 311.3681 | 0.076648 | 0 | 0 | 0.1533 | 311.5337 | 0.077008 | 0 | 0 | 0.15402
2017-04-15 12:00 | 271.9843 | 0.81068 |  | 285.6011 | 0.02076 | 0 | 0 | 0.04152 | 293.6268 | 0.038167 | 0 | 0 | 0.076335 | 300.1933 | 0.05241 | 0 | 0 | 0.10482 | 300.4365 | 0.052938 | 0 | 0 | 0.10588 | 300.5986 | 0.053289 | 0 | 0 | 0.10658 | 300.8418 | 0.053817 | 0 | 0 | 0.10763 | 301.085 | 0.054344 | 0 | 0 | 0.10869 | 301.3282 | 0.054872 | 0 | 0 | 0.10974 | 301.6525 | 0.055575 | 0 | 0 | 0.11115 | 301.8957 | 0.056103 | 0 | 0 | 0.11221 | 302.0578 | 0.056454 | 0 | 0 | 0.11291 | 302.301 | 0.056982 | 0 | 0 | 0.11396 | 302.4632 | 0.057334 | 0 | 0 | 0.11467 | 302.7064 | 0.057861 | 0 | 0 | 0.11572 | 302.9496 | 0.058389 | 0 | 0 | 0.11678 | 303.1117 | 0.05874 | 0 | 0 | 0.11748 | 303.3549 | 0.059268 | 0 | 0 | 0.11854 | 303.5981 | 0.059795 | 0 | 0 | 0.11959 | 303.6792 | 0.059971 | 0 | 0 | 0.11994 | 303.9224 | 0.060499 | 0 | 0 | 0.121 | 304.1656 | 0.061026 | 0 | 0 | 0.12205 | 304.3277 | 0.061378 | 0 | 0 | 0.12276 | 304.5709 | 0.061905 | 0 | 0 | 0.12381 | 304.7331 | 0.062257 | 0 | 0 | 0.12451 | 304.8952 | 0.062609 | 0 | 0 | 0.12522
2017-04-15 13:00 | 270.9592 | 0.80762 |  | 284.5247 | 0.018425 | 0 | 0 | 0.03685 | 292.5201 | 0.035767 | 0 | 0 | 0.071534 | 299.0618 | 0.049956 | 0 | 0 | 0.099912 | 299.3041 | 0.050482 | 0 | 0 | 0.10096 | 299.4656 | 0.050832 | 0 | 0 | 0.10166 | 299.7079 | 0.051357 | 0 | 0 | 0.10271 | 299.9502 | 0.051883 | 0 | 0 | 0.10377 | 300.1925 | 0.052408 | 0 | 0 | 0.10482 | 300.5155 | 0.053109 | 0 | 0 | 0.10622 | 300.7578 | 0.053635 | 0 | 0 | 0.10727 | 300.9193 | 0.053985 | 0 | 0 | 0.10797 | 301.1616 | 0.054511 | 0 | 0 | 0.10902 | 301.3232 | 0.054861 | 0 | 0 | 0.10972 | 301.5654 | 0.055386 | 0 | 0 | 0.11077 | 301.8077 | 0.055912 | 0 | 0 | 0.11182 | 301.9693 | 0.056262 | 0 | 0 | 0.11252 | 302.2115 | 0.056788 | 0 | 0 | 0.11358 | 302.4538 | 0.057313 | 0 | 0 | 0.11463 | 302.5346 | 0.057488 | 0 | 0 | 0.11498 | 302.7769 | 0.058014 | 0 | 0 | 0.11603 | 303.0192 | 0.058539 | 0 | 0 | 0.11708 | 303.1807 | 0.05889 | 0 | 0 | 0.11778 | 303.423 | 0.059415 | 0 | 0 | 0.11883 | 303.5845 | 0.059766 | 0 | 0 | 0.11953 | 303.746 | 0.060116 | 0 | 0 | 0.12023
2017-04-15 14:00 | 262.5184 | 0.78246 |  | 275.6613 | 0 | 0 | 0 | 0 | 283.4077 | 0.016002 | 0 | 0 | 0.032005 | 289.7457 | 0.029749 | 0 | 0 | 0.059499 | 289.9804 | 0.030258 | 0 | 0 | 0.060517 | 290.1369 | 0.030598 | 0 | 0 | 0.061196 | 290.3716 | 0.031107 | 0 | 0 | 0.062214 | 290.6064 | 0.031616 | 0 | 0 | 0.063232 | 290.8411 | 0.032125 | 0 | 0 | 0.064251 | 291.1541 | 0.032804 | 0 | 0 | 0.065608 | 291.3888 | 0.033313 | 0 | 0 | 0.066627 | 291.5453 | 0.033653 | 0 | 0 | 0.067305 | 291.7801 | 0.034162 | 0 | 0 | 0.068324 | 291.9366 | 0.034501 | 0 | 0 | 0.069003 | 292.1713 | 0.03501 | 0 | 0 | 0.070021 | 292.406 | 0.03552 | 0 | 0 | 0.071039 | 292.5625 | 0.035859 | 0 | 0 | 0.071718 | 292.7973 | 0.036368 | 0 | 0 | 0.072736 | 293.032 | 0.036877 | 0 | 0 | 0.073755 | 293.1102 | 0.037047 | 0 | 0 | 0.074094 | 293.345 | 0.037556 | 0 | 0 | 0.075112 | 293.5797 | 0.038065 | 0 | 0 | 0.076131 | 293.7362 | 0.038405 | 0 | 0 | 0.07681 | 293.971 | 0.038914 | 0 | 0 | 0.077828 | 294.1274 | 0.039253 | 0 | 0 | 0.078507 | 294.2839 | 0.039593 | 0 | 0 | 0.079186
2017-04-15 15:00 | 256.4739 | 0.76445 |  | 269.3142 | 0 | 0 | 0 | 0 | 276.8822 | 0.0018484 | 0 | 0 | 0.0036968 | 283.0742 | 0.015279 | 0 | 0 | 0.030558 | 283.3035 | 0.015776 | 0 | 0 | 0.031553 | 283.4564 | 0.016108 | 0 | 0 | 0.032216 | 283.6857 | 0.016605 | 0 | 0 | 0.033211 | 283.9151 | 0.017103 | 0 | 0 | 0.034205 | 284.1444 | 0.0176 | 0 | 0 | 0.0352 | 284.4502 | 0.018263 | 0 | 0 | 0.036527 | 284.6795 | 0.018761 | 0 | 0 | 0.037522 | 284.8324 | 0.019092 | 0 | 0 | 0.038185 | 285.0617 | 0.01959 | 0 | 0 | 0.03918 | 285.2146 | 0.019921 | 0 | 0 | 0.039843 | 285.444 | 0.020419 | 0 | 0 | 0.040838 | 285.6733 | 0.020916 | 0 | 0 | 0.041833 | 285.8262 | 0.021248 | 0 | 0 | 0.042496 | 286.0555 | 0.021745 | 0 | 0 | 0.043491 | 286.2849 | 0.022243 | 0 | 0 | 0.044486 | 286.3613 | 0.022409 | 0 | 0 | 0.044817 | 286.5906 | 0.022906 | 0 | 0 | 0.045812 | 286.82 | 0.023403 | 0 | 0 | 0.046807 | 286.9729 | 0.023735 | 0 | 0 | 0.04747 | 287.2022 | 0.024232 | 0 | 0 | 0.048465 | 287.3551 | 0.024564 | 0 | 0 | 0.049128 | 287.508 | 0.024896 | 0 | 0 | 0.049791
2017-04-15 16:00 | 258.0776 | 0.76923 |  | 270.9981 | 0 | 0 | 0 | 0 | 278.6135 | 0.0056035 | 0 | 0 | 0.011207 | 284.8442 | 0.019118 | 0 | 0 | 0.038236 | 285.075 | 0.019619 | 0 | 0 | 0.039237 | 285.2288 | 0.019952 | 0 | 0 | 0.039904 | 285.4596 | 0.020453 | 0 | 0 | 0.040906 | 285.6903 | 0.020953 | 0 | 0 | 0.041907 | 285.9211 | 0.021454 | 0 | 0 | 0.042908 | 286.2288 | 0.022121 | 0 | 0 | 0.044242 | 286.4596 | 0.022622 | 0 | 0 | 0.045243 | 286.6134 | 0.022955 | 0 | 0 | 0.045911 | 286.8442 | 0.023456 | 0 | 0 | 0.046912 | 286.998 | 0.02379 | 0 | 0 | 0.047579 | 287.2288 | 0.02429 | 0 | 0 | 0.04858 | 287.4596 | 0.024791 | 0 | 0 | 0.049581 | 287.6134 | 0.025124 | 0 | 0 | 0.050249 | 287.8442 | 0.025625 | 0 | 0 | 0.05125 | 288.0749 | 0.026125 | 0 | 0 | 0.052251 | 288.1519 | 0.026292 | 0 | 0 | 0.052585 | 288.3826 | 0.026793 | 0 | 0 | 0.053586 | 288.6134 | 0.027293 | 0 | 0 | 0.054587 | 288.7672 | 0.027627 | 0 | 0 | 0.055254 | 288.998 | 0.028128 | 0 | 0 | 0.056255 | 289.1519 | 0.028461 | 0 | 0 | 0.056923 | 289.3057 | 0.028795 | 0 | 0 | 0.05759
2017-04-15 17:00 | 250.1281 | 0.74553 |  | 262.6507 | 0 | 0 | 0 | 0 | 270.0315 | 0 | 0 | 0 | 0 | 276.0703 | 8.737e-05 | 0 | 0 | 0.00017474 | 276.2939 | 0.00057249 | 0 | 0 | 0.001145 | 276.443 | 0.0008959 | 0 | 0 | 0.0017918 | 276.6667 | 0.001381 | 0 | 0 | 0.002762 | 276.8904 | 0.0018661 | 0 | 0 | 0.0037323 | 277.114 | 0.0023513 | 0 | 0 | 0.0047025 | 277.4122 | 0.0029981 | 0 | 0 | 0.0059961 | 277.6359 | 0.0034832 | 0 | 0 | 0.0069664 | 277.785 | 0.0038066 | 0 | 0 | 0.0076132 | 278.0087 | 0.0042917 | 0 | 0 | 0.0085834 | 278.1578 | 0.0046151 | 0 | 0 | 0.0092303 | 278.3814 | 0.0051002 | 0 | 0 | 0.0102 | 278.6051 | 0.0055854 | 0 | 0 | 0.011171 | 278.7542 | 0.0059088 | 0 | 0 | 0.011818 | 278.9779 | 0.0063939 | 0 | 0 | 0.012788 | 279.2015 | 0.006879 | 0 | 0 | 0.013758 | 279.2761 | 0.0070407 | 0 | 0 | 0.014081 | 279.4997 | 0.0075258 | 0 | 0 | 0.015052 | 279.7234 | 0.008011 | 0 | 0 | 0.016022 | 279.8725 | 0.0083344 | 0 | 0 | 0.016669 | 280.0962 | 0.0088195 | 0 | 0 | 0.017639 | 280.2453 | 0.0091429 | 0 | 0 | 0.018286 | 280.3944 | 0.0094663 | 0 | 0 | 0.018933
2017-04-15 18:00 | 248.6687 | 0.74118 |  | 261.1182 | 0 | 0 | 0 | 0 | 268.4559 | 0 | 0 | 0 | 0 | 274.4595 | 0 | 0 | 0 | 0 | 274.6819 | 0 | 0 | 0 | 0 | 274.8301 | 0 | 0 | 0 | 0 | 275.0525 | 0 | 0 | 0 | 0 | 275.2748 | 0 | 0 | 0 | 0 | 275.4972 | 0 | 0 | 0 | 0 | 275.7936 | 0 | 0 | 0 | 0 | 276.016 | 0 | 0 | 0 | 0 | 276.1642 | 0.00029113 | 0 | 0 | 0.00058226 | 276.3866 | 0.00077342 | 0 | 0 | 0.0015468 | 276.5348 | 0.0010949 | 0 | 0 | 0.0021899 | 276.7572 | 0.0015772 | 0 | 0 | 0.0031545 | 276.9795 | 0.0020595 | 0 | 0 | 0.004119 | 277.1278 | 0.002381 | 0 | 0 | 0.0047621 | 277.3501 | 0.0028633 | 0 | 0 | 0.0057267 | 277.5725 | 0.0033456 | 0 | 0 | 0.0066912 | 277.6466 | 0.0035064 | 0 | 0 | 0.0070128 | 277.8689 | 0.0039887 | 0 | 0 | 0.0079773 | 278.0913 | 0.004471 | 0 | 0 | 0.0089419 | 278.2395 | 0.0047925 | 0 | 0 | 0.0095849 | 278.4619 | 0.0052748 | 0 | 0 | 0.01055 | 278.6101 | 0.0055963 | 0 | 0 | 0.011193 | 278.7584 | 0.0059178 | 0 | 0 | 0.011836
2017-04-15 19:00 | 255.5772 | 0.76177 |  | 268.3726 | 0 | 0 | 0 | 0 | 275.9142 | 0 | 0 | 0 | 0 | 282.0845 | 0.013132 | 0 | 0 | 0.026265 | 282.3131 | 0.013628 | 0 | 0 | 0.027256 | 282.4654 | 0.013958 | 0 | 0 | 0.027917 | 282.694 | 0.014454 | 0 | 0 | 0.028908 | 282.9225 | 0.01495 | 0 | 0 | 0.0299 | 283.151 | 0.015445 | 0 | 0 | 0.030891 | 283.4557 | 0.016106 | 0 | 0 | 0.032213 | 283.6843 | 0.016602 | 0 | 0 | 0.033204 | 283.8366 | 0.016933 | 0 | 0 | 0.033865 | 284.0651 | 0.017428 | 0 | 0 | 0.034856 | 284.2175 | 0.017759 | 0 | 0 | 0.035517 | 284.446 | 0.018254 | 0 | 0 | 0.036509 | 284.6746 | 0.01875 | 0 | 0 | 0.0375 | 284.8269 | 0.019081 | 0 | 0 | 0.038161 | 285.0554 | 0.019576 | 0 | 0 | 0.039152 | 285.284 | 0.020072 | 0 | 0 | 0.040144 | 285.3602 | 0.020237 | 0 | 0 | 0.040474 | 285.5887 | 0.020733 | 0 | 0 | 0.041466 | 285.8172 | 0.021228 | 0 | 0 | 0.042457 | 285.9696 | 0.021559 | 0 | 0 | 0.043118 | 286.1981 | 0.022055 | 0 | 0 | 0.044109 | 286.3505 | 0.022385 | 0 | 0 | 0.04477 | 286.5028 | 0.022716 | 0 | 0 | 0.045431
2017-04-15 20:00 | 251.8573 | 0.75069 |  | 264.4665 | 0 | 0 | 0 | 0 | 271.8982 | 0 | 0 | 0 | 0 | 277.9788 | 0.0042269 | 0 | 0 | 0.0084539 | 278.204 | 0.0047154 | 0 | 0 | 0.0094308 | 278.3541 | 0.0050411 | 0 | 0 | 0.010082 | 278.5793 | 0.0055295 | 0 | 0 | 0.011059 | 278.8045 | 0.006018 | 0 | 0 | 0.012036 | 279.0298 | 0.0065065 | 0 | 0 | 0.013013 | 279.33 | 0.0071578 | 0 | 0 | 0.014316 | 279.5552 | 0.0076462 | 0 | 0 | 0.015292 | 279.7054 | 0.0079719 | 0 | 0 | 0.015944 | 279.9306 | 0.0084604 | 0 | 0 | 0.016921 | 280.0807 | 0.008786 | 0 | 0 | 0.017572 | 280.3059 | 0.0092745 | 0 | 0 | 0.018549 | 280.5311 | 0.0097629 | 0 | 0 | 0.019526 | 280.6813 | 0.010089 | 0 | 0 | 0.020177 | 280.9065 | 0.010577 | 0 | 0 | 0.021154 | 281.1317 | 0.011066 | 0 | 0 | 0.022131 | 281.2067 | 0.011228 | 0 | 0 | 0.022457 | 281.4319 | 0.011717 | 0 | 0 | 0.023434 | 281.6572 | 0.012205 | 0 | 0 | 0.024411 | 281.8073 | 0.012531 | 0 | 0 | 0.025062 | 282.0325 | 0.013019 | 0 | 0 | 0.026039 | 282.1826 | 0.013345 | 0 | 0 | 0.02669 | 282.3328 | 0.013671 | 0 | 0 | 0.027341
2017-04-15 21:00 | 262.4445 | 0.78224 |  | 275.5837 | 0 | 0 | 0 | 0 | 283.3279 | 0.015829 | 0 | 0 | 0.031658 | 289.664 | 0.029572 | 0 | 0 | 0.059144 | 289.8987 | 0.030081 | 0 | 0 | 0.060162 | 290.0551 | 0.030421 | 0 | 0 | 0.060841 | 290.2898 | 0.03093 | 0 | 0 | 0.061859 | 290.5245 | 0.031439 | 0 | 0 | 0.062877 | 290.7592 | 0.031948 | 0 | 0 | 0.063895 | 291.072 | 0.032626 | 0 | 0 | 0.065252 | 291.3067 | 0.033135 | 0 | 0 | 0.06627 | 291.4632 | 0.033475 | 0 | 0 | 0.066949 | 291.6978 | 0.033984 | 0 | 0 | 0.067967 | 291.8543 | 0.034323 | 0 | 0 | 0.068646 | 292.089 | 0.034832 | 0 | 0 | 0.069664 | 292.3236 | 0.035341 | 0 | 0 | 0.070682 | 292.4801 | 0.03568 | 0 | 0 | 0.07136 | 292.7148 | 0.036189 | 0 | 0 | 0.072378 | 292.9494 | 0.036698 | 0 | 0 | 0.073396 | 293.0277 | 0.036868 | 0 | 0 | 0.073736 | 293.2623 | 0.037377 | 0 | 0 | 0.074754 | 293.497 | 0.037886 | 0 | 0 | 0.075772 | 293.6534 | 0.038225 | 0 | 0 | 0.076451 | 293.8881 | 0.038734 | 0 | 0 | 0.077469 | 294.0446 | 0.039074 | 0 | 0 | 0.078147 | 294.201 | 0.039413 | 0 | 0 | 0.078826
2017-04-15 22:00 | 267.456 | 0.79718 |  | 280.8461 | 0.010446 | 0 | 0 | 0.020892 | 288.7382 | 0.027564 | 0 | 0 | 0.055128 | 295.1953 | 0.04157 | 0 | 0 | 0.083139 | 295.4345 | 0.042088 | 0 | 0 | 0.084177 | 295.5939 | 0.042434 | 0 | 0 | 0.084868 | 295.8331 | 0.042953 | 0 | 0 | 0.085906 | 296.0722 | 0.043472 | 0 | 0 | 0.086943 | 296.3114 | 0.04399 | 0 | 0 | 0.087981 | 296.6302 | 0.044682 | 0 | 0 | 0.089364 | 296.8694 | 0.045201 | 0 | 0 | 0.090401 | 297.0288 | 0.045546 | 0 | 0 | 0.091093 | 297.268 | 0.046065 | 0 | 0 | 0.09213 | 297.4274 | 0.046411 | 0 | 0 | 0.092822 | 297.6666 | 0.04693 | 0 | 0 | 0.093859 | 297.9057 | 0.047448 | 0 | 0 | 0.094897 | 298.0652 | 0.047794 | 0 | 0 | 0.095589 | 298.3043 | 0.048313 | 0 | 0 | 0.096626 | 298.5435 | 0.048832 | 0 | 0 | 0.097663 | 298.6232 | 0.049005 | 0 | 0 | 0.098009 | 298.8623 | 0.049523 | 0 | 0 | 0.099047 | 299.1015 | 0.050042 | 0 | 0 | 0.10008 | 299.2609 | 0.050388 | 0 | 0 | 0.10078 | 299.5001 | 0.050907 | 0 | 0 | 0.10181 | 299.6595 | 0.051252 | 0 | 0 | 0.1025 | 299.819 | 0.051598 | 0 | 0 | 0.1032
2017-04-15 23:00 | 270.5443 | 0.80638 |  | 284.089 | 0.01748 | 0 | 0 | 0.03496 | 292.0722 | 0.034795 | 0 | 0 | 0.069591 | 298.6039 | 0.048963 | 0 | 0 | 0.097925 | 298.8458 | 0.049487 | 0 | 0 | 0.098975 | 299.0071 | 0.049837 | 0 | 0 | 0.099675 | 299.249 | 0.050362 | 0 | 0 | 0.10072 | 299.4909 | 0.050887 | 0 | 0 | 0.10177 | 299.7328 | 0.051411 | 0 | 0 | 0.10282 | 300.0554 | 0.052111 | 0 | 0 | 0.10422 | 300.2973 | 0.052636 | 0 | 0 | 0.10527 | 300.4586 | 0.052986 | 0 | 0 | 0.10597 | 300.7005 | 0.05351 | 0 | 0 | 0.10702 | 300.8618 | 0.05386 | 0 | 0 | 0.10772 | 301.1037 | 0.054385 | 0 | 0 | 0.10877 | 301.3456 | 0.05491 | 0 | 0 | 0.10982 | 301.5069 | 0.055259 | 0 | 0 | 0.11052 | 301.7488 | 0.055784 | 0 | 0 | 0.11157 | 301.9907 | 0.056309 | 0 | 0 | 0.11262 | 302.0713 | 0.056484 | 0 | 0 | 0.11297 | 302.3132 | 0.057008 | 0 | 0 | 0.11402 | 302.5552 | 0.057533 | 0 | 0 | 0.11507 | 302.7164 | 0.057883 | 0 | 0 | 0.11577 | 302.9584 | 0.058408 | 0 | 0 | 0.11682 | 303.1196 | 0.058757 | 0 | 0 | 0.11751 | 303.2809 | 0.059107 | 0 | 0 | 0.11821
2017-04-16 | 269.8113 | 0.8042 |  | 283.3194 | 0.015811 | 0 | 0 | 0.031621 | 291.2809 | 0.033079 | 0 | 0 | 0.066159 | 297.7949 | 0.047208 | 0 | 0 | 0.094416 | 298.0362 | 0.047731 | 0 | 0 | 0.095463 | 298.197 | 0.04808 | 0 | 0 | 0.096161 | 298.4383 | 0.048604 | 0 | 0 | 0.097207 | 298.6796 | 0.049127 | 0 | 0 | 0.098254 | 298.9208 | 0.04965 | 0 | 0 | 0.0993 | 299.2425 | 0.050348 | 0 | 0 | 0.1007 | 299.4838 | 0.050871 | 0 | 0 | 0.10174 | 299.6446 | 0.05122 | 0 | 0 | 0.10244 | 299.8859 | 0.051743 | 0 | 0 | 0.10349 | 300.0467 | 0.052092 | 0 | 0 | 0.10418 | 300.288 | 0.052616 | 0 | 0 | 0.10523 | 300.5292 | 0.053139 | 0 | 0 | 0.10628 | 300.6901 | 0.053488 | 0 | 0 | 0.10698 | 300.9313 | 0.054011 | 0 | 0 | 0.10802 | 301.1726 | 0.054534 | 0 | 0 | 0.10907 | 301.253 | 0.054709 | 0 | 0 | 0.10942 | 301.4943 | 0.055232 | 0 | 0 | 0.11046 | 301.7355 | 0.055755 | 0 | 0 | 0.11151 | 301.8964 | 0.056104 | 0 | 0 | 0.11221 | 302.1376 | 0.056627 | 0 | 0 | 0.11325 | 302.2985 | 0.056976 | 0 | 0 | 0.11395 | 302.4593 | 0.057325 | 0 | 0 | 0.11465
2017-04-16 01:00 | 267.757 | 0.79808 |  | 281.1622 | 0.011132 | 0 | 0 | 0.022264 | 289.0632 | 0.028269 | 0 | 0 | 0.056538 | 295.5276 | 0.04229 | 0 | 0 | 0.084581 | 295.767 | 0.04281 | 0 | 0 | 0.085619 | 295.9266 | 0.043156 | 0 | 0 | 0.086312 | 296.1661 | 0.043675 | 0 | 0 | 0.08735 | 296.4055 | 0.044194 | 0 | 0 | 0.088389 | 296.6449 | 0.044714 | 0 | 0 | 0.089427 | 296.9641 | 0.045406 | 0 | 0 | 0.090812 | 297.2036 | 0.045925 | 0 | 0 | 0.091851 | 297.3632 | 0.046272 | 0 | 0 | 0.092543 | 297.6026 | 0.046791 | 0 | 0 | 0.093582 | 297.7622 | 0.047137 | 0 | 0 | 0.094274 | 298.0016 | 0.047656 | 0 | 0 | 0.095313 | 298.2411 | 0.048176 | 0 | 0 | 0.096352 | 298.4007 | 0.048522 | 0 | 0 | 0.097044 | 298.6401 | 0.049041 | 0 | 0 | 0.098083 | 298.8795 | 0.049561 | 0 | 0 | 0.099121 | 298.9593 | 0.049734 | 0 | 0 | 0.099467 | 299.1987 | 0.050253 | 0 | 0 | 0.10051 | 299.4382 | 0.050772 | 0 | 0 | 0.10154 | 299.5978 | 0.051119 | 0 | 0 | 0.10224 | 299.8372 | 0.051638 | 0 | 0 | 0.10328 | 299.9968 | 0.051984 | 0 | 0 | 0.10397 | 300.1564 | 0.05233 | 0 | 0 | 0.10466
2017-04-16 02:00 | 273.7557 | 0.81596 |  | 287.4612 | 0.024794 | 0 | 0 | 0.049589 | 295.5392 | 0.042315 | 0 | 0 | 0.084631 | 302.1484 | 0.056651 | 0 | 0 | 0.1133 | 302.3932 | 0.057182 | 0 | 0 | 0.11436 | 302.5564 | 0.057536 | 0 | 0 | 0.11507 | 302.8012 | 0.058067 | 0 | 0 | 0.11613 | 303.046 | 0.058598 | 0 | 0 | 0.1172 | 303.2908 | 0.059129 | 0 | 0 | 0.11826 | 303.6171 | 0.059836 | 0 | 0 | 0.11967 | 303.8619 | 0.060367 | 0 | 0 | 0.12073 | 304.0251 | 0.060721 | 0 | 0 | 0.12144 | 304.2699 | 0.061252 | 0 | 0 | 0.1225 | 304.4331 | 0.061606 | 0 | 0 | 0.12321 | 304.6779 | 0.062137 | 0 | 0 | 0.12427 | 304.9227 | 0.062668 | 0 | 0 | 0.12534 | 305.0859 | 0.063022 | 0 | 0 | 0.12604 | 305.3306 | 0.063553 | 0 | 0 | 0.12711 | 305.5754 | 0.064084 | 0 | 0 | 0.12817 | 305.657 | 0.064261 | 0 | 0 | 0.12852 | 305.9018 | 0.064792 | 0 | 0 | 0.12958 | 306.1466 | 0.065323 | 0 | 0 | 0.13065 | 306.3098 | 0.065677 | 0 | 0 | 0.13135 | 306.5546 | 0.066208 | 0 | 0 | 0.13242 | 306.7178 | 0.066562 | 0 | 0 | 0.13312 | 306.881 | 0.066916 | 0 | 0 | 0.13383
2017-04-16 03:00 | 273.6941 | 0.81577 |  | 287.3965 | 0.024654 | 0 | 0 | 0.049308 | 295.4726 | 0.042171 | 0 | 0 | 0.084342 | 302.0804 | 0.056503 | 0 | 0 | 0.11301 | 302.3251 | 0.057034 | 0 | 0 | 0.11407 | 302.4883 | 0.057388 | 0 | 0 | 0.11478 | 302.733 | 0.057919 | 0 | 0 | 0.11584 | 302.9777 | 0.05845 | 0 | 0 | 0.1169 | 303.2225 | 0.05898 | 0 | 0 | 0.11796 | 303.5488 | 0.059688 | 0 | 0 | 0.11938 | 303.7935 | 0.060219 | 0 | 0 | 0.12044 | 303.9567 | 0.060573 | 0 | 0 | 0.12115 | 304.2014 | 0.061104 | 0 | 0 | 0.12221 | 304.3645 | 0.061458 | 0 | 0 | 0.12292 | 304.6093 | 0.061988 | 0 | 0 | 0.12398 | 304.854 | 0.062519 | 0 | 0 | 0.12504 | 305.0172 | 0.062873 | 0 | 0 | 0.12575 | 305.2619 | 0.063404 | 0 | 0 | 0.12681 | 305.5066 | 0.063935 | 0 | 0 | 0.12787 | 305.5882 | 0.064112 | 0 | 0 | 0.12822 | 305.8329 | 0.064643 | 0 | 0 | 0.12929 | 306.0777 | 0.065173 | 0 | 0 | 0.13035 | 306.2408 | 0.065527 | 0 | 0 | 0.13105 | 306.4855 | 0.066058 | 0 | 0 | 0.13212 | 306.6487 | 0.066412 | 0 | 0 | 0.13282 | 306.8119 | 0.066766 | 0 | 0 | 0.13353
2017-04-16 04:00 | 267.6106 | 0.79764 |  | 281.0084 | 0.010798 | 0 | 0 | 0.021597 | 288.9051 | 0.027926 | 0 | 0 | 0.055852 | 295.366 | 0.04194 | 0 | 0 | 0.083879 | 295.6053 | 0.042459 | 0 | 0 | 0.084917 | 295.7648 | 0.042805 | 0 | 0 | 0.085609 | 296.0041 | 0.043324 | 0 | 0 | 0.086648 | 296.2434 | 0.043843 | 0 | 0 | 0.087686 | 296.4827 | 0.044362 | 0 | 0 | 0.088724 | 296.8017 | 0.045054 | 0 | 0 | 0.090108 | 297.041 | 0.045573 | 0 | 0 | 0.091146 | 297.2005 | 0.045919 | 0 | 0 | 0.091838 | 297.4398 | 0.046438 | 0 | 0 | 0.092876 | 297.5994 | 0.046784 | 0 | 0 | 0.093568 | 297.8386 | 0.047303 | 0 | 0 | 0.094606 | 298.0779 | 0.047822 | 0 | 0 | 0.095644 | 298.2375 | 0.048168 | 0 | 0 | 0.096336 | 298.4768 | 0.048687 | 0 | 0 | 0.097374 | 298.716 | 0.049206 | 0 | 0 | 0.098412 | 298.7958 | 0.049379 | 0 | 0 | 0.098758 | 299.0351 | 0.049898 | 0 | 0 | 0.099796 | 299.2744 | 0.050417 | 0 | 0 | 0.10083 | 299.4339 | 0.050763 | 0 | 0 | 0.10153 | 299.6732 | 0.051282 | 0 | 0 | 0.10256 | 299.8327 | 0.051628 | 0 | 0 | 0.10326 | 299.9923 | 0.051974 | 0 | 0 | 0.10395
2017-04-16 05:00 | 270.1667 | 0.80526 |  | 283.6925 | 0.01662 | 0 | 0 | 0.03324 | 291.6646 | 0.033911 | 0 | 0 | 0.067823 | 298.1872 | 0.048059 | 0 | 0 | 0.096118 | 298.4288 | 0.048583 | 0 | 0 | 0.097166 | 298.5898 | 0.048932 | 0 | 0 | 0.097865 | 298.8314 | 0.049456 | 0 | 0 | 0.098913 | 299.073 | 0.04998 | 0 | 0 | 0.09996 | 299.3146 | 0.050504 | 0 | 0 | 0.10101 | 299.6367 | 0.051203 | 0 | 0 | 0.10241 | 299.8782 | 0.051727 | 0 | 0 | 0.10345 | 300.0393 | 0.052076 | 0 | 0 | 0.10415 | 300.2809 | 0.0526 | 0 | 0 | 0.1052 | 300.4419 | 0.052949 | 0 | 0 | 0.1059 | 300.6835 | 0.053473 | 0 | 0 | 0.10695 | 300.9251 | 0.053997 | 0 | 0 | 0.10799 | 301.0861 | 0.054347 | 0 | 0 | 0.10869 | 301.3277 | 0.054871 | 0 | 0 | 0.10974 | 301.5693 | 0.055395 | 0 | 0 | 0.11079 | 301.6498 | 0.055569 | 0 | 0 | 0.11114 | 301.8914 | 0.056093 | 0 | 0 | 0.11219 | 302.133 | 0.056617 | 0 | 0 | 0.11323 | 302.294 | 0.056967 | 0 | 0 | 0.11393 | 302.5356 | 0.057491 | 0 | 0 | 0.11498 | 302.6966 | 0.05784 | 0 | 0 | 0.11568 | 302.8577 | 0.058189 | 0 | 0 | 0.11638
2017-04-16 06:00 | 272.7833 | 0.81306 |  | 286.4402 | 0.02258 | 0 | 0 | 0.045159 | 294.4894 | 0.040039 | 0 | 0 | 0.080077 | 301.0752 | 0.054323 | 0 | 0 | 0.10865 | 301.3191 | 0.054852 | 0 | 0 | 0.1097 | 301.4817 | 0.055205 | 0 | 0 | 0.11041 | 301.7256 | 0.055734 | 0 | 0 | 0.11147 | 301.9696 | 0.056263 | 0 | 0 | 0.11253 | 302.2135 | 0.056792 | 0 | 0 | 0.11358 | 302.5387 | 0.057497 | 0 | 0 | 0.11499 | 302.7826 | 0.058026 | 0 | 0 | 0.11605 | 302.9452 | 0.058379 | 0 | 0 | 0.11676 | 303.1891 | 0.058908 | 0 | 0 | 0.11782 | 303.3518 | 0.059261 | 0 | 0 | 0.11852 | 303.5957 | 0.05979 | 0 | 0 | 0.11958 | 303.8396 | 0.060319 | 0 | 0 | 0.12064 | 304.0022 | 0.060672 | 0 | 0 | 0.12134 | 304.2461 | 0.061201 | 0 | 0 | 0.1224 | 304.49 | 0.06173 | 0 | 0 | 0.12346 | 304.5713 | 0.061906 | 0 | 0 | 0.12381 | 304.8153 | 0.062435 | 0 | 0 | 0.12487 | 305.0592 | 0.062964 | 0 | 0 | 0.12593 | 305.2218 | 0.063317 | 0 | 0 | 0.12663 | 305.4657 | 0.063846 | 0 | 0 | 0.12769 | 305.6283 | 0.064199 | 0 | 0 | 0.1284 | 305.7909 | 0.064551 | 0 | 0 | 0.1291
2017-04-16 07:00 | 282.7459 | 0.84275 |  | 296.9015 | 0.04527 | 0 | 0 | 0.090541 | 305.2448 | 0.063367 | 0 | 0 | 0.12673 | 312.0711 | 0.078173 | 0 | 0 | 0.15635 | 312.3239 | 0.078721 | 0 | 0 | 0.15744 | 312.4924 | 0.079087 | 0 | 0 | 0.15817 | 312.7453 | 0.079635 | 0 | 0 | 0.15927 | 312.9981 | 0.080184 | 0 | 0 | 0.16037 | 313.2509 | 0.080732 | 0 | 0 | 0.16146 | 313.588 | 0.081463 | 0 | 0 | 0.16293 | 313.8408 | 0.082012 | 0 | 0 | 0.16402 | 314.0094 | 0.082377 | 0 | 0 | 0.16475 | 314.2622 | 0.082926 | 0 | 0 | 0.16585 | 314.4308 | 0.083291 | 0 | 0 | 0.16658 | 314.6836 | 0.08384 | 0 | 0 | 0.16768 | 314.9364 | 0.084388 | 0 | 0 | 0.16878 | 315.105 | 0.084754 | 0 | 0 | 0.16951 | 315.3578 | 0.085302 | 0 | 0 | 0.1706 | 315.6106 | 0.08585 | 0 | 0 | 0.1717 | 315.6949 | 0.086033 | 0 | 0 | 0.17207 | 315.9477 | 0.086582 | 0 | 0 | 0.17316 | 316.2005 | 0.08713 | 0 | 0 | 0.17426 | 316.3691 | 0.087495 | 0 | 0 | 0.17499 | 316.6219 | 0.088044 | 0 | 0 | 0.17609 | 316.7905 | 0.088409 | 0 | 0 | 0.17682 | 316.959 | 0.088775 | 0 | 0 | 0.17755
2017-04-16 08:00 | 275.9961 | 0.82263 |  | 289.8138 | 0.029897 | 0 | 0 | 0.059794 | 297.9578 | 0.047561 | 0 | 0 | 0.095123 | 304.6212 | 0.062014 | 0 | 0 | 0.12403 | 304.868 | 0.06255 | 0 | 0 | 0.1251 | 305.0325 | 0.062906 | 0 | 0 | 0.12581 | 305.2793 | 0.063442 | 0 | 0 | 0.12688 | 305.5261 | 0.063977 | 0 | 0 | 0.12795 | 305.7729 | 0.064512 | 0 | 0 | 0.12902 | 306.1019 | 0.065226 | 0 | 0 | 0.13045 | 306.3487 | 0.065761 | 0 | 0 | 0.13152 | 306.5132 | 0.066118 | 0 | 0 | 0.13224 | 306.76 | 0.066653 | 0 | 0 | 0.13331 | 306.9245 | 0.06701 | 0 | 0 | 0.13402 | 307.1713 | 0.067546 | 0 | 0 | 0.13509 | 307.4181 | 0.068081 | 0 | 0 | 0.13616 | 307.5827 | 0.068438 | 0 | 0 | 0.13688 | 307.8294 | 0.068973 | 0 | 0 | 0.13795 | 308.0762 | 0.069508 | 0 | 0 | 0.13902 | 308.1585 | 0.069687 | 0 | 0 | 0.13937 | 308.4053 | 0.070222 | 0 | 0 | 0.14044 | 308.6521 | 0.070757 | 0 | 0 | 0.14151 | 308.8166 | 0.071114 | 0 | 0 | 0.14223 | 309.0634 | 0.071649 | 0 | 0 | 0.1433 | 309.2279 | 0.072006 | 0 | 0 | 0.14401 | 309.3924 | 0.072363 | 0 | 0 | 0.14473
2017-04-16 09:00 | 275.5093 | 0.82118 |  | 289.3026 | 0.028788 | 0 | 0 | 0.057577 | 297.4323 | 0.046422 | 0 | 0 | 0.092843 | 304.0839 | 0.060849 | 0 | 0 | 0.1217 | 304.3303 | 0.061383 | 0 | 0 | 0.12277 | 304.4945 | 0.061739 | 0 | 0 | 0.12348 | 304.7409 | 0.062274 | 0 | 0 | 0.12455 | 304.9872 | 0.062808 | 0 | 0 | 0.12562 | 305.2336 | 0.063343 | 0 | 0 | 0.12669 | 305.562 | 0.064055 | 0 | 0 | 0.12811 | 305.8084 | 0.064589 | 0 | 0 | 0.12918 | 305.9726 | 0.064946 | 0 | 0 | 0.12989 | 306.219 | 0.06548 | 0 | 0 | 0.13096 | 306.3832 | 0.065836 | 0 | 0 | 0.13167 | 306.6296 | 0.06637 | 0 | 0 | 0.13274 | 306.8759 | 0.066905 | 0 | 0 | 0.13381 | 307.0402 | 0.067261 | 0 | 0 | 0.13452 | 307.2865 | 0.067795 | 0 | 0 | 0.13559 | 307.5329 | 0.06833 | 0 | 0 | 0.13666 | 307.615 | 0.068508 | 0 | 0 | 0.13702 | 307.8613 | 0.069042 | 0 | 0 | 0.13808 | 308.1077 | 0.069577 | 0 | 0 | 0.13915 | 308.2719 | 0.069933 | 0 | 0 | 0.13987 | 308.5183 | 0.070467 | 0 | 0 | 0.14093 | 308.6825 | 0.070823 | 0 | 0 | 0.14165 | 308.8468 | 0.07118 | 0 | 0 | 0.14236
2017-04-16 10:00 | 279.7508 | 0.83382 |  | 293.7565 | 0.038449 | 0 | 0 | 0.076898 | 302.0114 | 0.056354 | 0 | 0 | 0.11271 | 308.7653 | 0.071003 | 0 | 0 | 0.14201 | 309.0155 | 0.071546 | 0 | 0 | 0.14309 | 309.1823 | 0.071907 | 0 | 0 | 0.14381 | 309.4324 | 0.07245 | 0 | 0 | 0.1449 | 309.6826 | 0.072992 | 0 | 0 | 0.14598 | 309.9327 | 0.073535 | 0 | 0 | 0.14707 | 310.2662 | 0.074258 | 0 | 0 | 0.14852 | 310.5164 | 0.074801 | 0 | 0 | 0.1496 | 310.6831 | 0.075163 | 0 | 0 | 0.15033 | 310.9333 | 0.075705 | 0 | 0 | 0.15141 | 311.1001 | 0.076067 | 0 | 0 | 0.15213 | 311.3502 | 0.07661 | 0 | 0 | 0.15322 | 311.6003 | 0.077152 | 0 | 0 | 0.1543 | 311.7671 | 0.077514 | 0 | 0 | 0.15503 | 312.0173 | 0.078056 | 0 | 0 | 0.15611 | 312.2674 | 0.078599 | 0 | 0 | 0.1572 | 312.3508 | 0.07878 | 0 | 0 | 0.15756 | 312.6009 | 0.079322 | 0 | 0 | 0.15864 | 312.8511 | 0.079865 | 0 | 0 | 0.15973 | 313.0179 | 0.080227 | 0 | 0 | 0.16045 | 313.268 | 0.080769 | 0 | 0 | 0.16154 | 313.4348 | 0.081131 | 0 | 0 | 0.16226 | 313.6015 | 0.081493 | 0 | 0 | 0.16299
2017-04-16 11:00 | 279.4454 | 0.83291 |  | 293.4357 | 0.037753 | 0 | 0 | 0.075506 | 301.6816 | 0.055638 | 0 | 0 | 0.11128 | 308.4282 | 0.070272 | 0 | 0 | 0.14054 | 308.6781 | 0.070814 | 0 | 0 | 0.14163 | 308.8447 | 0.071175 | 0 | 0 | 0.14235 | 309.0945 | 0.071717 | 0 | 0 | 0.14343 | 309.3444 | 0.072259 | 0 | 0 | 0.14452 | 309.5943 | 0.072801 | 0 | 0 | 0.1456 | 309.9274 | 0.073524 | 0 | 0 | 0.14705 | 310.1773 | 0.074066 | 0 | 0 | 0.14813 | 310.3439 | 0.074427 | 0 | 0 | 0.14885 | 310.5938 | 0.074969 | 0 | 0 | 0.14994 | 310.7604 | 0.07533 | 0 | 0 | 0.15066 | 311.0102 | 0.075872 | 0 | 0 | 0.15174 | 311.2601 | 0.076414 | 0 | 0 | 0.15283 | 311.4267 | 0.076775 | 0 | 0 | 0.15355 | 311.6766 | 0.077317 | 0 | 0 | 0.15463 | 311.9264 | 0.077859 | 0 | 0 | 0.15572 | 312.0097 | 0.07804 | 0 | 0 | 0.15608 | 312.2596 | 0.078582 | 0 | 0 | 0.15716 | 312.5095 | 0.079124 | 0 | 0 | 0.15825 | 312.6761 | 0.079485 | 0 | 0 | 0.15897 | 312.9259 | 0.080027 | 0 | 0 | 0.16005 | 313.0925 | 0.080389 | 0 | 0 | 0.16078 | 313.2591 | 0.08075 | 0 | 0 | 0.1615
2017-04-16 12:00 | 279.7762 | 0.8339 |  | 293.7831 | 0.038506 | 0 | 0 | 0.077013 | 302.0387 | 0.056413 | 0 | 0 | 0.11283 | 308.7933 | 0.071064 | 0 | 0 | 0.14213 | 309.0435 | 0.071606 | 0 | 0 | 0.14321 | 309.2103 | 0.071968 | 0 | 0 | 0.14394 | 309.4604 | 0.072511 | 0 | 0 | 0.14502 | 309.7106 | 0.073053 | 0 | 0 | 0.14611 | 309.9608 | 0.073596 | 0 | 0 | 0.14719 | 310.2943 | 0.074319 | 0 | 0 | 0.14864 | 310.5445 | 0.074862 | 0 | 0 | 0.14972 | 310.7113 | 0.075224 | 0 | 0 | 0.15045 | 310.9615 | 0.075766 | 0 | 0 | 0.15153 | 311.1282 | 0.076128 | 0 | 0 | 0.15226 | 311.3784 | 0.076671 | 0 | 0 | 0.15334 | 311.6286 | 0.077213 | 0 | 0 | 0.15443 | 311.7954 | 0.077575 | 0 | 0 | 0.15515 | 312.0455 | 0.078118 | 0 | 0 | 0.15624 | 312.2957 | 0.07866 | 0 | 0 | 0.15732 | 312.3791 | 0.078841 | 0 | 0 | 0.15768 | 312.6293 | 0.079384 | 0 | 0 | 0.15877 | 312.8794 | 0.079926 | 0 | 0 | 0.15985 | 313.0462 | 0.080288 | 0 | 0 | 0.16058 | 313.2964 | 0.080831 | 0 | 0 | 0.16166 | 313.4632 | 0.081193 | 0 | 0 | 0.16239 | 313.6299 | 0.081554 | 0 | 0 | 0.16311
2017-04-16 13:00 | 277.401 | 0.82682 |  | 291.289 | 0.033097 | 0 | 0 | 0.066194 | 299.4745 | 0.050851 | 0 | 0 | 0.1017 | 306.1718 | 0.065378 | 0 | 0 | 0.13076 | 306.4198 | 0.065916 | 0 | 0 | 0.13183 | 306.5852 | 0.066274 | 0 | 0 | 0.13255 | 306.8332 | 0.066812 | 0 | 0 | 0.13362 | 307.0813 | 0.06735 | 0 | 0 | 0.1347 | 307.3293 | 0.067888 | 0 | 0 | 0.13578 | 307.6601 | 0.068606 | 0 | 0 | 0.13721 | 307.9081 | 0.069144 | 0 | 0 | 0.13829 | 308.0735 | 0.069502 | 0 | 0 | 0.139 | 308.3215 | 0.07004 | 0 | 0 | 0.14008 | 308.4869 | 0.070399 | 0 | 0 | 0.1408 | 308.7349 | 0.070937 | 0 | 0 | 0.14187 | 308.983 | 0.071475 | 0 | 0 | 0.14295 | 309.1483 | 0.071834 | 0 | 0 | 0.14367 | 309.3964 | 0.072372 | 0 | 0 | 0.14474 | 309.6444 | 0.07291 | 0 | 0 | 0.14582 | 309.7271 | 0.073089 | 0 | 0 | 0.14618 | 309.9752 | 0.073627 | 0 | 0 | 0.14725 | 310.2232 | 0.074165 | 0 | 0 | 0.14833 | 310.3886 | 0.074524 | 0 | 0 | 0.14905 | 310.6366 | 0.075062 | 0 | 0 | 0.15012 | 310.802 | 0.07542 | 0 | 0 | 0.15084 | 310.9674 | 0.075779 | 0 | 0 | 0.15156
2017-04-16 14:00 | 275.4505 | 0.82101 |  | 289.2408 | 0.028654 | 0 | 0 | 0.057309 | 297.3688 | 0.046284 | 0 | 0 | 0.092568 | 304.019 | 0.060708 | 0 | 0 | 0.12142 | 304.2653 | 0.061242 | 0 | 0 | 0.12248 | 304.4295 | 0.061598 | 0 | 0 | 0.1232 | 304.6758 | 0.062133 | 0 | 0 | 0.12427 | 304.9221 | 0.062667 | 0 | 0 | 0.12533 | 305.1684 | 0.063201 | 0 | 0 | 0.1264 | 305.4968 | 0.063913 | 0 | 0 | 0.12783 | 305.7431 | 0.064448 | 0 | 0 | 0.1289 | 305.9073 | 0.064804 | 0 | 0 | 0.12961 | 306.1536 | 0.065338 | 0 | 0 | 0.13068 | 306.3178 | 0.065694 | 0 | 0 | 0.13139 | 306.5641 | 0.066228 | 0 | 0 | 0.13246 | 306.8104 | 0.066763 | 0 | 0 | 0.13353 | 306.9746 | 0.067119 | 0 | 0 | 0.13424 | 307.2209 | 0.067653 | 0 | 0 | 0.13531 | 307.4672 | 0.068187 | 0 | 0 | 0.13637 | 307.5493 | 0.068365 | 0 | 0 | 0.13673 | 307.7956 | 0.0689 | 0 | 0 | 0.1378 | 308.0419 | 0.069434 | 0 | 0 | 0.13887 | 308.2061 | 0.06979 | 0 | 0 | 0.13958 | 308.4524 | 0.070324 | 0 | 0 | 0.14065 | 308.6166 | 0.07068 | 0 | 0 | 0.14136 | 308.7808 | 0.071036 | 0 | 0 | 0.14207
2017-04-16 15:00 | 267.6542 | 0.79777 |  | 281.0543 | 0.010898 | 0 | 0 | 0.021795 | 288.9522 | 0.028028 | 0 | 0 | 0.056056 | 295.4141 | 0.042044 | 0 | 0 | 0.084088 | 295.6534 | 0.042563 | 0 | 0 | 0.085127 | 295.813 | 0.042909 | 0 | 0 | 0.085819 | 296.0523 | 0.043428 | 0 | 0 | 0.086857 | 296.2917 | 0.043948 | 0 | 0 | 0.087895 | 296.531 | 0.044467 | 0 | 0 | 0.088933 | 296.8501 | 0.045159 | 0 | 0 | 0.090318 | 297.0894 | 0.045678 | 0 | 0 | 0.091356 | 297.249 | 0.046024 | 0 | 0 | 0.092048 | 297.4883 | 0.046543 | 0 | 0 | 0.093086 | 297.6479 | 0.046889 | 0 | 0 | 0.093778 | 297.8872 | 0.047408 | 0 | 0 | 0.094817 | 298.1265 | 0.047927 | 0 | 0 | 0.095855 | 298.2861 | 0.048273 | 0 | 0 | 0.096547 | 298.5254 | 0.048793 | 0 | 0 | 0.097585 | 298.7648 | 0.049312 | 0 | 0 | 0.098623 | 298.8445 | 0.049485 | 0 | 0 | 0.098969 | 299.0839 | 0.050004 | 0 | 0 | 0.10001 | 299.3232 | 0.050523 | 0 | 0 | 0.10105 | 299.4827 | 0.050869 | 0 | 0 | 0.10174 | 299.7221 | 0.051388 | 0 | 0 | 0.10278 | 299.8816 | 0.051734 | 0 | 0 | 0.10347 | 300.0412 | 0.05208 | 0 | 0 | 0.10416
2017-04-16 16:00 | 266.8032 | 0.79523 |  | 280.1606 | 0.0089593 | 0 | 0 | 0.017919 | 288.0334 | 0.026035 | 0 | 0 | 0.052071 | 294.4748 | 0.040007 | 0 | 0 | 0.080014 | 294.7134 | 0.040524 | 0 | 0 | 0.081048 | 294.8724 | 0.040869 | 0 | 0 | 0.081738 | 295.111 | 0.041387 | 0 | 0 | 0.082773 | 295.3496 | 0.041904 | 0 | 0 | 0.083808 | 295.5881 | 0.042422 | 0 | 0 | 0.084843 | 295.9062 | 0.043112 | 0 | 0 | 0.086223 | 296.1448 | 0.043629 | 0 | 0 | 0.087258 | 296.3038 | 0.043974 | 0 | 0 | 0.087948 | 296.5424 | 0.044491 | 0 | 0 | 0.088983 | 296.7015 | 0.044836 | 0 | 0 | 0.089673 | 296.94 | 0.045354 | 0 | 0 | 0.090708 | 297.1786 | 0.045871 | 0 | 0 | 0.091743 | 297.3376 | 0.046216 | 0 | 0 | 0.092433 | 297.5762 | 0.046734 | 0 | 0 | 0.093467 | 297.8148 | 0.047251 | 0 | 0 | 0.094502 | 297.8943 | 0.047424 | 0 | 0 | 0.094847 | 298.1329 | 0.047941 | 0 | 0 | 0.095882 | 298.3715 | 0.048459 | 0 | 0 | 0.096917 | 298.5305 | 0.048804 | 0 | 0 | 0.097607 | 298.7691 | 0.049321 | 0 | 0 | 0.098642 | 298.9281 | 0.049666 | 0 | 0 | 0.099332 | 299.0872 | 0.050011 | 0 | 0 | 0.10002
2017-04-16 17:00 | 268.8448 | 0.80132 |  | 282.3045 | 0.013609 | 0 | 0 | 0.027219 | 290.2375 | 0.030816 | 0 | 0 | 0.061632 | 296.7282 | 0.044894 | 0 | 0 | 0.089789 | 296.9686 | 0.045416 | 0 | 0 | 0.090832 | 297.1289 | 0.045763 | 0 | 0 | 0.091527 | 297.3693 | 0.046285 | 0 | 0 | 0.09257 | 297.6097 | 0.046806 | 0 | 0 | 0.093613 | 297.8501 | 0.047328 | 0 | 0 | 0.094655 | 298.1706 | 0.048023 | 0 | 0 | 0.096046 | 298.411 | 0.048544 | 0 | 0 | 0.097089 | 298.5712 | 0.048892 | 0 | 0 | 0.097784 | 298.8116 | 0.049413 | 0 | 0 | 0.098827 | 298.9719 | 0.049761 | 0 | 0 | 0.099522 | 299.2123 | 0.050282 | 0 | 0 | 0.10056 | 299.4527 | 0.050804 | 0 | 0 | 0.10161 | 299.613 | 0.051151 | 0 | 0 | 0.1023 | 299.8533 | 0.051673 | 0 | 0 | 0.10335 | 300.0937 | 0.052194 | 0 | 0 | 0.10439 | 300.1739 | 0.052368 | 0 | 0 | 0.10474 | 300.4143 | 0.052889 | 0 | 0 | 0.10578 | 300.6547 | 0.053411 | 0 | 0 | 0.10682 | 300.8149 | 0.053759 | 0 | 0 | 0.10752 | 301.0553 | 0.05428 | 0 | 0 | 0.10856 | 301.2156 | 0.054628 | 0 | 0 | 0.10926 | 301.3759 | 0.054975 | 0 | 0 | 0.10995
2017-04-16 18:00 | 271.0796 | 0.80798 |  | 284.6512 | 0.018699 | 0 | 0 | 0.037399 | 292.6502 | 0.036049 | 0 | 0 | 0.072098 | 299.1948 | 0.050244 | 0 | 0 | 0.10049 | 299.4372 | 0.05077 | 0 | 0 | 0.10154 | 299.5988 | 0.051121 | 0 | 0 | 0.10224 | 299.8412 | 0.051646 | 0 | 0 | 0.10329 | 300.0836 | 0.052172 | 0 | 0 | 0.10434 | 300.326 | 0.052698 | 0 | 0 | 0.1054 | 300.6492 | 0.053399 | 0 | 0 | 0.1068 | 300.8916 | 0.053925 | 0 | 0 | 0.10785 | 301.0532 | 0.054275 | 0 | 0 | 0.10855 | 301.2955 | 0.054801 | 0 | 0 | 0.1096 | 301.4571 | 0.055151 | 0 | 0 | 0.1103 | 301.6995 | 0.055677 | 0 | 0 | 0.11135 | 301.9419 | 0.056203 | 0 | 0 | 0.11241 | 302.1035 | 0.056553 | 0 | 0 | 0.11311 | 302.3459 | 0.057079 | 0 | 0 | 0.11416 | 302.5883 | 0.057605 | 0 | 0 | 0.11521 | 302.6691 | 0.05778 | 0 | 0 | 0.11556 | 302.9115 | 0.058306 | 0 | 0 | 0.11661 | 303.1539 | 0.058832 | 0 | 0 | 0.11766 | 303.3155 | 0.059182 | 0 | 0 | 0.11836 | 303.5579 | 0.059708 | 0 | 0 | 0.11942 | 303.7195 | 0.060058 | 0 | 0 | 0.12012 | 303.8811 | 0.060409 | 0 | 0 | 0.12082
2017-04-16 19:00 | 275.0855 | 0.81992 |  | 288.8576 | 0.027823 | 0 | 0 | 0.055646 | 296.9748 | 0.045429 | 0 | 0 | 0.090859 | 303.6162 | 0.059834 | 0 | 0 | 0.11967 | 303.8621 | 0.060368 | 0 | 0 | 0.12074 | 304.0261 | 0.060724 | 0 | 0 | 0.12145 | 304.2721 | 0.061257 | 0 | 0 | 0.12251 | 304.5181 | 0.061791 | 0 | 0 | 0.12358 | 304.764 | 0.062324 | 0 | 0 | 0.12465 | 305.092 | 0.063036 | 0 | 0 | 0.12607 | 305.338 | 0.063569 | 0 | 0 | 0.12714 | 305.502 | 0.063925 | 0 | 0 | 0.12785 | 305.7479 | 0.064458 | 0 | 0 | 0.12892 | 305.9119 | 0.064814 | 0 | 0 | 0.12963 | 306.1579 | 0.065347 | 0 | 0 | 0.13069 | 306.4039 | 0.065881 | 0 | 0 | 0.13176 | 306.5679 | 0.066237 | 0 | 0 | 0.13247 | 306.8138 | 0.06677 | 0 | 0 | 0.13354 | 307.0598 | 0.067304 | 0 | 0 | 0.13461 | 307.1418 | 0.067482 | 0 | 0 | 0.13496 | 307.3878 | 0.068015 | 0 | 0 | 0.13603 | 307.6338 | 0.068549 | 0 | 0 | 0.1371 | 307.7977 | 0.068904 | 0 | 0 | 0.13781 | 308.0437 | 0.069438 | 0 | 0 | 0.13888 | 308.2077 | 0.069793 | 0 | 0 | 0.13959 | 308.3717 | 0.070149 | 0 | 0 | 0.1403
2017-04-16 20:00 | 269.3242 | 0.80275 |  | 282.8079 | 0.014701 | 0 | 0 | 0.029402 | 290.7551 | 0.031939 | 0 | 0 | 0.063877 | 297.2573 | 0.046042 | 0 | 0 | 0.092084 | 297.4982 | 0.046564 | 0 | 0 | 0.093129 | 297.6587 | 0.046913 | 0 | 0 | 0.093825 | 297.8995 | 0.047435 | 0 | 0 | 0.09487 | 298.1404 | 0.047957 | 0 | 0 | 0.095915 | 298.3812 | 0.04848 | 0 | 0 | 0.096959 | 298.7023 | 0.049176 | 0 | 0 | 0.098352 | 298.9431 | 0.049699 | 0 | 0 | 0.099397 | 299.1036 | 0.050047 | 0 | 0 | 0.10009 | 299.3445 | 0.050569 | 0 | 0 | 0.10114 | 299.505 | 0.050917 | 0 | 0 | 0.10183 | 299.7458 | 0.05144 | 0 | 0 | 0.10288 | 299.9867 | 0.051962 | 0 | 0 | 0.10392 | 300.1472 | 0.05231 | 0 | 0 | 0.10462 | 300.388 | 0.052833 | 0 | 0 | 0.10567 | 300.6289 | 0.053355 | 0 | 0 | 0.10671 | 300.7091 | 0.053529 | 0 | 0 | 0.10706 | 300.95 | 0.054051 | 0 | 0 | 0.1081 | 301.1908 | 0.054574 | 0 | 0 | 0.10915 | 301.3513 | 0.054922 | 0 | 0 | 0.10984 | 301.5922 | 0.055444 | 0 | 0 | 0.11089 | 301.7527 | 0.055793 | 0 | 0 | 0.11159 | 301.9133 | 0.056141 | 0 | 0 | 0.11228
2017-04-16 21:00 | 271.9936 | 0.8107 |  | 285.6109 | 0.020781 | 0 | 0 | 0.041562 | 293.6369 | 0.038189 | 0 | 0 | 0.076379 | 300.2036 | 0.052433 | 0 | 0 | 0.10487 | 300.4468 | 0.05296 | 0 | 0 | 0.10592 | 300.609 | 0.053312 | 0 | 0 | 0.10662 | 300.8522 | 0.053839 | 0 | 0 | 0.10768 | 301.0954 | 0.054367 | 0 | 0 | 0.10873 | 301.3386 | 0.054894 | 0 | 0 | 0.10979 | 301.6629 | 0.055598 | 0 | 0 | 0.1112 | 301.9061 | 0.056125 | 0 | 0 | 0.11225 | 302.0682 | 0.056477 | 0 | 0 | 0.11295 | 302.3114 | 0.057004 | 0 | 0 | 0.11401 | 302.4736 | 0.057356 | 0 | 0 | 0.11471 | 302.7168 | 0.057884 | 0 | 0 | 0.11577 | 302.96 | 0.058411 | 0 | 0 | 0.11682 | 303.1221 | 0.058763 | 0 | 0 | 0.11753 | 303.3653 | 0.05929 | 0 | 0 | 0.11858 | 303.6086 | 0.059818 | 0 | 0 | 0.11964 | 303.6896 | 0.059994 | 0 | 0 | 0.11999 | 303.9328 | 0.060521 | 0 | 0 | 0.12104 | 304.176 | 0.061049 | 0 | 0 | 0.1221 | 304.3382 | 0.0614 | 0 | 0 | 0.1228 | 304.5814 | 0.061928 | 0 | 0 | 0.12386 | 304.7435 | 0.06228 | 0 | 0 | 0.12456 | 304.9057 | 0.062631 | 0 | 0 | 0.12526
2017-04-16 22:00 | 278.4876 | 0.83006 |  | 292.43 | 0.035572 | 0 | 0 | 0.071143 | 300.6476 | 0.053396 | 0 | 0 | 0.10679 | 307.3711 | 0.067979 | 0 | 0 | 0.13596 | 307.6201 | 0.068519 | 0 | 0 | 0.13704 | 307.7861 | 0.068879 | 0 | 0 | 0.13776 | 308.0351 | 0.069419 | 0 | 0 | 0.13884 | 308.2842 | 0.069959 | 0 | 0 | 0.13992 | 308.5332 | 0.070499 | 0 | 0 | 0.141 | 308.8652 | 0.07122 | 0 | 0 | 0.14244 | 309.1142 | 0.07176 | 0 | 0 | 0.14352 | 309.2802 | 0.07212 | 0 | 0 | 0.14424 | 309.5293 | 0.07266 | 0 | 0 | 0.14532 | 309.6953 | 0.07302 | 0 | 0 | 0.14604 | 309.9443 | 0.07356 | 0 | 0 | 0.14712 | 310.1933 | 0.0741 | 0 | 0 | 0.1482 | 310.3593 | 0.07446 | 0 | 0 | 0.14892 | 310.6083 | 0.075 | 0 | 0 | 0.15 | 310.8573 | 0.075541 | 0 | 0 | 0.15108 | 310.9404 | 0.075721 | 0 | 0 | 0.15144 | 311.1894 | 0.076261 | 0 | 0 | 0.15252 | 311.4384 | 0.076801 | 0 | 0 | 0.1536 | 311.6044 | 0.077161 | 0 | 0 | 0.15432 | 311.8534 | 0.077701 | 0 | 0 | 0.1554 | 312.0194 | 0.078061 | 0 | 0 | 0.15612 | 312.1854 | 0.078421 | 0 | 0 | 0.15684
2017-04-16 23:00 | 281.2652 | 0.83834 |  | 295.3467 | 0.041898 | 0 | 0 | 0.083796 | 303.6462 | 0.0599 | 0 | 0 | 0.1198 | 310.4368 | 0.074628 | 0 | 0 | 0.14926 | 310.6883 | 0.075174 | 0 | 0 | 0.15035 | 310.8559 | 0.075537 | 0 | 0 | 0.15107 | 311.1074 | 0.076083 | 0 | 0 | 0.15217 | 311.3589 | 0.076628 | 0 | 0 | 0.15326 | 311.6104 | 0.077174 | 0 | 0 | 0.15435 | 311.9458 | 0.077901 | 0 | 0 | 0.1558 | 312.1973 | 0.078447 | 0 | 0 | 0.15689 | 312.3649 | 0.07881 | 0 | 0 | 0.15762 | 312.6164 | 0.079356 | 0 | 0 | 0.15871 | 312.7841 | 0.07972 | 0 | 0 | 0.15944 | 313.0356 | 0.080265 | 0 | 0 | 0.16053 | 313.2871 | 0.080811 | 0 | 0 | 0.16162 | 313.4548 | 0.081174 | 0 | 0 | 0.16235 | 313.7063 | 0.08172 | 0 | 0 | 0.16344 | 313.9578 | 0.082265 | 0 | 0 | 0.16453 | 314.0416 | 0.082447 | 0 | 0 | 0.16489 | 314.2931 | 0.082993 | 0 | 0 | 0.16599 | 314.5446 | 0.083538 | 0 | 0 | 0.16708 | 314.7123 | 0.083902 | 0 | 0 | 0.1678 | 314.9638 | 0.084447 | 0 | 0 | 0.16889 | 315.1315 | 0.084811 | 0 | 0 | 0.16962 | 315.2991 | 0.085175 | 0 | 0 | 0.17035
2017-04-17 | 269.8461 | 0.8043 |  | 283.3559 | 0.01589 | 0 | 0 | 0.03178 | 291.3185 | 0.033161 | 0 | 0 | 0.066321 | 297.8333 | 0.047291 | 0 | 0 | 0.094583 | 298.0746 | 0.047815 | 0 | 0 | 0.09563 | 298.2355 | 0.048164 | 0 | 0 | 0.096327 | 298.4768 | 0.048687 | 0 | 0 | 0.097374 | 298.7181 | 0.04921 | 0 | 0 | 0.098421 | 298.9594 | 0.049734 | 0 | 0 | 0.099468 | 299.2811 | 0.050432 | 0 | 0 | 0.10086 | 299.5224 | 0.050955 | 0 | 0 | 0.10191 | 299.6832 | 0.051304 | 0 | 0 | 0.10261 | 299.9245 | 0.051827 | 0 | 0 | 0.10365 | 300.0854 | 0.052176 | 0 | 0 | 0.10435 | 300.3267 | 0.052699 | 0 | 0 | 0.1054 | 300.568 | 0.053223 | 0 | 0 | 0.10645 | 300.7288 | 0.053572 | 0 | 0 | 0.10714 | 300.9701 | 0.054095 | 0 | 0 | 0.10819 | 301.2114 | 0.054618 | 0 | 0 | 0.10924 | 301.2918 | 0.054793 | 0 | 0 | 0.10959 | 301.5331 | 0.055316 | 0 | 0 | 0.11063 | 301.7744 | 0.05584 | 0 | 0 | 0.11168 | 301.9353 | 0.056189 | 0 | 0 | 0.11238 | 302.1766 | 0.056712 | 0 | 0 | 0.11342 | 302.3374 | 0.057061 | 0 | 0 | 0.11412 | 302.4983 | 0.05741 | 0 | 0 | 0.11482
2017-04-17 01:00 | 277.1372 | 0.82603 |  | 291.012 | 0.032496 | 0 | 0 | 0.064992 | 299.1898 | 0.050234 | 0 | 0 | 0.10047 | 305.8807 | 0.064746 | 0 | 0 | 0.12949 | 306.1285 | 0.065284 | 0 | 0 | 0.13057 | 306.2937 | 0.065642 | 0 | 0 | 0.13128 | 306.5415 | 0.066179 | 0 | 0 | 0.13236 | 306.7893 | 0.066717 | 0 | 0 | 0.13343 | 307.0371 | 0.067254 | 0 | 0 | 0.13451 | 307.3675 | 0.067971 | 0 | 0 | 0.13594 | 307.6153 | 0.068509 | 0 | 0 | 0.13702 | 307.7805 | 0.068867 | 0 | 0 | 0.13773 | 308.0284 | 0.069404 | 0 | 0 | 0.13881 | 308.1936 | 0.069763 | 0 | 0 | 0.13953 | 308.4414 | 0.0703 | 0 | 0 | 0.1406 | 308.6892 | 0.070838 | 0 | 0 | 0.14168 | 308.8544 | 0.071196 | 0 | 0 | 0.14239 | 309.1022 | 0.071734 | 0 | 0 | 0.14347 | 309.35 | 0.072271 | 0 | 0 | 0.14454 | 309.4326 | 0.07245 | 0 | 0 | 0.1449 | 309.6804 | 0.072988 | 0 | 0 | 0.14598 | 309.9282 | 0.073525 | 0 | 0 | 0.14705 | 310.0934 | 0.073884 | 0 | 0 | 0.14777 | 310.3413 | 0.074421 | 0 | 0 | 0.14884 | 310.5065 | 0.074779 | 0 | 0 | 0.14956 | 310.6717 | 0.075138 | 0 | 0 | 0.15028
2017-04-17 02:00 | 276.0386 | 0.82276 |  | 289.8584 | 0.029994 | 0 | 0 | 0.059988 | 298.0037 | 0.047661 | 0 | 0 | 0.095322 | 304.6681 | 0.062116 | 0 | 0 | 0.12423 | 304.9149 | 0.062651 | 0 | 0 | 0.1253 | 305.0795 | 0.063008 | 0 | 0 | 0.12602 | 305.3263 | 0.063544 | 0 | 0 | 0.12709 | 305.5731 | 0.064079 | 0 | 0 | 0.12816 | 305.8199 | 0.064614 | 0 | 0 | 0.12923 | 306.149 | 0.065328 | 0 | 0 | 0.13066 | 306.3959 | 0.065864 | 0 | 0 | 0.13173 | 306.5604 | 0.06622 | 0 | 0 | 0.13244 | 306.8073 | 0.066756 | 0 | 0 | 0.13351 | 306.9718 | 0.067113 | 0 | 0 | 0.13423 | 307.2186 | 0.067648 | 0 | 0 | 0.1353 | 307.4655 | 0.068184 | 0 | 0 | 0.13637 | 307.63 | 0.06854 | 0 | 0 | 0.13708 | 307.8768 | 0.069076 | 0 | 0 | 0.13815 | 308.1237 | 0.069611 | 0 | 0 | 0.13922 | 308.2059 | 0.06979 | 0 | 0 | 0.13958 | 308.4528 | 0.070325 | 0 | 0 | 0.14065 | 308.6996 | 0.07086 | 0 | 0 | 0.14172 | 308.8642 | 0.071217 | 0 | 0 | 0.14243 | 309.111 | 0.071753 | 0 | 0 | 0.14351 | 309.2755 | 0.07211 | 0 | 0 | 0.14422 | 309.4401 | 0.072466 | 0 | 0 | 0.14493
2017-04-17 03:00 | 278.7507 | 0.83084 |  | 292.7063 | 0.036171 | 0 | 0 | 0.072342 | 300.9317 | 0.054012 | 0 | 0 | 0.10802 | 307.6615 | 0.068609 | 0 | 0 | 0.13722 | 307.9108 | 0.069149 | 0 | 0 | 0.1383 | 308.0769 | 0.06951 | 0 | 0 | 0.13902 | 308.3262 | 0.07005 | 0 | 0 | 0.1401 | 308.5754 | 0.070591 | 0 | 0 | 0.14118 | 308.8247 | 0.071132 | 0 | 0 | 0.14226 | 309.157 | 0.071853 | 0 | 0 | 0.14371 | 309.4063 | 0.072393 | 0 | 0 | 0.14479 | 309.5725 | 0.072754 | 0 | 0 | 0.14551 | 309.8217 | 0.073294 | 0 | 0 | 0.14659 | 309.9879 | 0.073655 | 0 | 0 | 0.14731 | 310.2371 | 0.074195 | 0 | 0 | 0.14839 | 310.4864 | 0.074736 | 0 | 0 | 0.14947 | 310.6525 | 0.075096 | 0 | 0 | 0.15019 | 310.9018 | 0.075637 | 0 | 0 | 0.15127 | 311.1511 | 0.076178 | 0 | 0 | 0.15236 | 311.2341 | 0.076358 | 0 | 0 | 0.15272 | 311.4834 | 0.076898 | 0 | 0 | 0.1538 | 311.7326 | 0.077439 | 0 | 0 | 0.15488 | 311.8988 | 0.077799 | 0 | 0 | 0.1556 | 312.1481 | 0.07834 | 0 | 0 | 0.15668 | 312.3142 | 0.078701 | 0 | 0 | 0.1574 | 312.4804 | 0.079061 | 0 | 0 | 0.15812
2017-04-17 04:00 | 283.7532 | 0.84575 |  | 297.9592 | 0.047564 | 0 | 0 | 0.095129 | 306.3322 | 0.065725 | 0 | 0 | 0.13145 | 313.1828 | 0.080584 | 0 | 0 | 0.16117 | 313.4365 | 0.081135 | 0 | 0 | 0.16227 | 313.6057 | 0.081502 | 0 | 0 | 0.163 | 313.8594 | 0.082052 | 0 | 0 | 0.1641 | 314.1131 | 0.082602 | 0 | 0 | 0.1652 | 314.3669 | 0.083153 | 0 | 0 | 0.16631 | 314.7052 | 0.083886 | 0 | 0 | 0.16777 | 314.9589 | 0.084437 | 0 | 0 | 0.16887 | 315.128 | 0.084804 | 0 | 0 | 0.16961 | 315.3818 | 0.085354 | 0 | 0 | 0.17071 | 315.5509 | 0.085721 | 0 | 0 | 0.17144 | 315.8046 | 0.086271 | 0 | 0 | 0.17254 | 316.0584 | 0.086822 | 0 | 0 | 0.17364 | 316.2275 | 0.087188 | 0 | 0 | 0.17438 | 316.4812 | 0.087739 | 0 | 0 | 0.17548 | 316.735 | 0.088289 | 0 | 0 | 0.17658 | 316.8195 | 0.088473 | 0 | 0 | 0.17695 | 317.0733 | 0.089023 | 0 | 0 | 0.17805 | 317.327 | 0.089573 | 0 | 0 | 0.17915 | 317.4961 | 0.08994 | 0 | 0 | 0.17988 | 317.7499 | 0.09049 | 0 | 0 | 0.18098 | 317.919 | 0.090857 | 0 | 0 | 0.18171 | 318.0882 | 0.091224 | 0 | 0 | 0.18245
2017-04-17 05:00 | 283.4879 | 0.84496 |  | 297.6806 | 0.04696 | 0 | 0 | 0.09392 | 306.0458 | 0.065104 | 0 | 0 | 0.13021 | 312.89 | 0.079949 | 0 | 0 | 0.1599 | 313.1435 | 0.080499 | 0 | 0 | 0.161 | 313.3125 | 0.080866 | 0 | 0 | 0.16173 | 313.5659 | 0.081415 | 0 | 0 | 0.16283 | 313.8194 | 0.081965 | 0 | 0 | 0.16393 | 314.0729 | 0.082515 | 0 | 0 | 0.16503 | 314.4109 | 0.083248 | 0 | 0 | 0.1665 | 314.6644 | 0.083798 | 0 | 0 | 0.1676 | 314.8334 | 0.084165 | 0 | 0 | 0.16833 | 315.0869 | 0.084714 | 0 | 0 | 0.16943 | 315.2559 | 0.085081 | 0 | 0 | 0.17016 | 315.5094 | 0.085631 | 0 | 0 | 0.17126 | 315.7628 | 0.086181 | 0 | 0 | 0.17236 | 315.9318 | 0.086547 | 0 | 0 | 0.17309 | 316.1853 | 0.087097 | 0 | 0 | 0.17419 | 316.4388 | 0.087647 | 0 | 0 | 0.17529 | 316.5233 | 0.08783 | 0 | 0 | 0.17566 | 316.7768 | 0.08838 | 0 | 0 | 0.17676 | 317.0303 | 0.08893 | 0 | 0 | 0.17786 | 317.1993 | 0.089296 | 0 | 0 | 0.17859 | 317.4528 | 0.089846 | 0 | 0 | 0.17969 | 317.6218 | 0.090213 | 0 | 0 | 0.18043 | 317.7908 | 0.090579 | 0 | 0 | 0.18116
2017-04-17 06:00 | 286.3581 | 0.85352 |  | 300.6945 | 0.053497 | 0 | 0 | 0.10699 | 309.1443 | 0.071825 | 0 | 0 | 0.14365 | 316.0578 | 0.08682 | 0 | 0 | 0.17364 | 316.3139 | 0.087376 | 0 | 0 | 0.17475 | 316.4846 | 0.087746 | 0 | 0 | 0.17549 | 316.7406 | 0.088301 | 0 | 0 | 0.1766 | 316.9967 | 0.088857 | 0 | 0 | 0.17771 | 317.2528 | 0.089412 | 0 | 0 | 0.17882 | 317.5942 | 0.090153 | 0 | 0 | 0.18031 | 317.8502 | 0.090708 | 0 | 0 | 0.18142 | 318.0209 | 0.091078 | 0 | 0 | 0.18216 | 318.277 | 0.091634 | 0 | 0 | 0.18327 | 318.4477 | 0.092004 | 0 | 0 | 0.18401 | 318.7037 | 0.092559 | 0 | 0 | 0.18512 | 318.9598 | 0.093115 | 0 | 0 | 0.18623 | 319.1305 | 0.093485 | 0 | 0 | 0.18697 | 319.3866 | 0.09404 | 0 | 0 | 0.18808 | 319.6426 | 0.094596 | 0 | 0 | 0.18919 | 319.728 | 0.094781 | 0 | 0 | 0.18956 | 319.984 | 0.095336 | 0 | 0 | 0.19067 | 320.2401 | 0.095892 | 0 | 0 | 0.19178 | 320.4108 | 0.096262 | 0 | 0 | 0.19252 | 320.6668 | 0.096817 | 0 | 0 | 0.19363 | 320.8375 | 0.097188 | 0 | 0 | 0.19438 | 321.0082 | 0.097558 | 0 | 0 | 0.19512
2017-04-17 07:00 | 285.3819 | 0.85061 |  | 299.6694 | 0.051274 | 0 | 0 | 0.10255 | 308.0905 | 0.069539 | 0 | 0 | 0.13908 | 314.9804 | 0.084483 | 0 | 0 | 0.16897 | 315.2356 | 0.085037 | 0 | 0 | 0.17007 | 315.4057 | 0.085406 | 0 | 0 | 0.17081 | 315.6609 | 0.085959 | 0 | 0 | 0.17192 | 315.9161 | 0.086513 | 0 | 0 | 0.17303 | 316.1712 | 0.087066 | 0 | 0 | 0.17413 | 316.5115 | 0.087804 | 0 | 0 | 0.17561 | 316.7667 | 0.088358 | 0 | 0 | 0.17672 | 316.9368 | 0.088727 | 0 | 0 | 0.17745 | 317.192 | 0.08928 | 0 | 0 | 0.17856 | 317.3621 | 0.089649 | 0 | 0 | 0.1793 | 317.6173 | 0.090203 | 0 | 0 | 0.18041 | 317.8725 | 0.090756 | 0 | 0 | 0.18151 | 318.0426 | 0.091125 | 0 | 0 | 0.18225 | 318.2978 | 0.091679 | 0 | 0 | 0.18336 | 318.5529 | 0.092232 | 0 | 0 | 0.18446 | 318.638 | 0.092417 | 0 | 0 | 0.18483 | 318.8932 | 0.09297 | 0 | 0 | 0.18594 | 319.1484 | 0.093524 | 0 | 0 | 0.18705 | 319.3185 | 0.093893 | 0 | 0 | 0.18779 | 319.5737 | 0.094446 | 0 | 0 | 0.18889 | 319.7438 | 0.094815 | 0 | 0 | 0.18963 | 319.9139 | 0.095184 | 0 | 0 | 0.19037
2017-04-17 08:00 | 284.7591 | 0.84875 |  | 299.0155 | 0.049856 | 0 | 0 | 0.099711 | 307.4181 | 0.068081 | 0 | 0 | 0.13616 | 314.293 | 0.082992 | 0 | 0 | 0.16598 | 314.5476 | 0.083545 | 0 | 0 | 0.16709 | 314.7174 | 0.083913 | 0 | 0 | 0.16783 | 314.972 | 0.084465 | 0 | 0 | 0.16893 | 315.2267 | 0.085018 | 0 | 0 | 0.17004 | 315.4813 | 0.08557 | 0 | 0 | 0.17114 | 315.8208 | 0.086306 | 0 | 0 | 0.17261 | 316.0754 | 0.086858 | 0 | 0 | 0.17372 | 316.2452 | 0.087227 | 0 | 0 | 0.17445 | 316.4998 | 0.087779 | 0 | 0 | 0.17556 | 316.6695 | 0.088147 | 0 | 0 | 0.17629 | 316.9242 | 0.088699 | 0 | 0 | 0.1774 | 317.1788 | 0.089252 | 0 | 0 | 0.1785 | 317.3485 | 0.08962 | 0 | 0 | 0.17924 | 317.6032 | 0.090172 | 0 | 0 | 0.18034 | 317.8578 | 0.090724 | 0 | 0 | 0.18145 | 317.9427 | 0.090909 | 0 | 0 | 0.18182 | 318.1973 | 0.091461 | 0 | 0 | 0.18292 | 318.4519 | 0.092013 | 0 | 0 | 0.18403 | 318.6217 | 0.092381 | 0 | 0 | 0.18476 | 318.8763 | 0.092934 | 0 | 0 | 0.18587 | 319.046 | 0.093302 | 0 | 0 | 0.1866 | 319.2158 | 0.09367 | 0 | 0 | 0.18734
2017-04-17 09:00 | 278.3818 | 0.82974 |  | 292.3189 | 0.035331 | 0 | 0 | 0.070661 | 300.5334 | 0.053148 | 0 | 0 | 0.1063 | 307.2543 | 0.067725 | 0 | 0 | 0.13545 | 307.5032 | 0.068265 | 0 | 0 | 0.13653 | 307.6692 | 0.068625 | 0 | 0 | 0.13725 | 307.9181 | 0.069165 | 0 | 0 | 0.13833 | 308.167 | 0.069705 | 0 | 0 | 0.13941 | 308.4159 | 0.070245 | 0 | 0 | 0.14049 | 308.7478 | 0.070965 | 0 | 0 | 0.14193 | 308.9968 | 0.071505 | 0 | 0 | 0.14301 | 309.1627 | 0.071865 | 0 | 0 | 0.14373 | 309.4116 | 0.072405 | 0 | 0 | 0.14481 | 309.5776 | 0.072765 | 0 | 0 | 0.14553 | 309.8265 | 0.073305 | 0 | 0 | 0.14661 | 310.0754 | 0.073845 | 0 | 0 | 0.14769 | 310.2414 | 0.074204 | 0 | 0 | 0.14841 | 310.4903 | 0.074744 | 0 | 0 | 0.14949 | 310.7392 | 0.075284 | 0 | 0 | 0.15057 | 310.8222 | 0.075464 | 0 | 0 | 0.15093 | 311.0711 | 0.076004 | 0 | 0 | 0.15201 | 311.32 | 0.076544 | 0 | 0 | 0.15309 | 311.486 | 0.076904 | 0 | 0 | 0.15381 | 311.7349 | 0.077444 | 0 | 0 | 0.15489 | 311.9009 | 0.077804 | 0 | 0 | 0.15561 | 312.0668 | 0.078164 | 0 | 0 | 0.15633
2017-04-17 10:00 | 264.3133 | 0.78781 |  | 277.5461 | 0.0032884 | 0 | 0 | 0.0065768 | 285.3454 | 0.020205 | 0 | 0 | 0.04041 | 291.7267 | 0.034046 | 0 | 0 | 0.068092 | 291.963 | 0.034559 | 0 | 0 | 0.069118 | 292.1206 | 0.034901 | 0 | 0 | 0.069801 | 292.3569 | 0.035413 | 0 | 0 | 0.070826 | 292.5933 | 0.035926 | 0 | 0 | 0.071852 | 292.8296 | 0.036438 | 0 | 0 | 0.072877 | 293.1448 | 0.037122 | 0 | 0 | 0.074244 | 293.3811 | 0.037635 | 0 | 0 | 0.075269 | 293.5387 | 0.037976 | 0 | 0 | 0.075953 | 293.775 | 0.038489 | 0 | 0 | 0.076978 | 293.9326 | 0.038831 | 0 | 0 | 0.077661 | 294.1689 | 0.039343 | 0 | 0 | 0.078687 | 294.4053 | 0.039856 | 0 | 0 | 0.079712 | 294.5628 | 0.040198 | 0 | 0 | 0.080395 | 294.7992 | 0.04071 | 0 | 0 | 0.081421 | 295.0355 | 0.041223 | 0 | 0 | 0.082446 | 295.1143 | 0.041394 | 0 | 0 | 0.082788 | 295.3506 | 0.041906 | 0 | 0 | 0.083813 | 295.587 | 0.042419 | 0 | 0 | 0.084838 | 295.7445 | 0.042761 | 0 | 0 | 0.085522 | 295.9809 | 0.043273 | 0 | 0 | 0.086547 | 296.1384 | 0.043615 | 0 | 0 | 0.08723 | 296.296 | 0.043957 | 0 | 0 | 0.087914
2017-04-17 11:00 | 260.3949 | 0.77613 |  | 273.4315 | 0 | 0 | 0 | 0 | 281.1152 | 0.01103 | 0 | 0 | 0.02206 | 287.4019 | 0.024666 | 0 | 0 | 0.049331 | 287.6348 | 0.025171 | 0 | 0 | 0.050341 | 287.79 | 0.025507 | 0 | 0 | 0.051015 | 288.0228 | 0.026012 | 0 | 0 | 0.052025 | 288.2557 | 0.026517 | 0 | 0 | 0.053035 | 288.4885 | 0.027023 | 0 | 0 | 0.054045 | 288.799 | 0.027696 | 0 | 0 | 0.055392 | 289.0318 | 0.028201 | 0 | 0 | 0.056402 | 289.187 | 0.028538 | 0 | 0 | 0.057075 | 289.4199 | 0.029043 | 0 | 0 | 0.058085 | 289.5751 | 0.029379 | 0 | 0 | 0.058759 | 289.8079 | 0.029884 | 0 | 0 | 0.059769 | 290.0408 | 0.030389 | 0 | 0 | 0.060779 | 290.196 | 0.030726 | 0 | 0 | 0.061452 | 290.4288 | 0.031231 | 0 | 0 | 0.062462 | 290.6617 | 0.031736 | 0 | 0 | 0.063472 | 290.7393 | 0.031904 | 0 | 0 | 0.063809 | 290.9721 | 0.032409 | 0 | 0 | 0.064819 | 291.205 | 0.032915 | 0 | 0 | 0.065829 | 291.3602 | 0.033251 | 0 | 0 | 0.066502 | 291.593 | 0.033756 | 0 | 0 | 0.067512 | 291.7483 | 0.034093 | 0 | 0 | 0.068186 | 291.9035 | 0.03443 | 0 | 0 | 0.068859
2017-04-17 12:00 | 257.0346 | 0.76612 |  | 269.903 | 0 | 0 | 0 | 0 | 277.4876 | 0.0031615 | 0 | 0 | 0.0063229 | 283.6931 | 0.016621 | 0 | 0 | 0.033243 | 283.923 | 0.01712 | 0 | 0 | 0.03424 | 284.0762 | 0.017452 | 0 | 0 | 0.034904 | 284.306 | 0.017951 | 0 | 0 | 0.035901 | 284.5358 | 0.018449 | 0 | 0 | 0.036898 | 284.7657 | 0.018948 | 0 | 0 | 0.037895 | 285.0721 | 0.019612 | 0 | 0 | 0.039225 | 285.302 | 0.020111 | 0 | 0 | 0.040222 | 285.4552 | 0.020443 | 0 | 0 | 0.040886 | 285.685 | 0.020942 | 0 | 0 | 0.041883 | 285.8382 | 0.021274 | 0 | 0 | 0.042548 | 286.0681 | 0.021773 | 0 | 0 | 0.043545 | 286.2979 | 0.022271 | 0 | 0 | 0.044542 | 286.4511 | 0.022603 | 0 | 0 | 0.045207 | 286.681 | 0.023102 | 0 | 0 | 0.046204 | 286.9108 | 0.0236 | 0 | 0 | 0.047201 | 286.9874 | 0.023767 | 0 | 0 | 0.047533 | 287.2173 | 0.024265 | 0 | 0 | 0.04853 | 287.4471 | 0.024764 | 0 | 0 | 0.049527 | 287.6003 | 0.025096 | 0 | 0 | 0.050192 | 287.8302 | 0.025595 | 0 | 0 | 0.051189 | 287.9834 | 0.025927 | 0 | 0 | 0.051854 | 288.1366 | 0.026259 | 0 | 0 | 0.052518
2017-04-17 13:00 | 249.4574 | 0.74353 |  | 261.9464 | 0 | 0 | 0 | 0 | 269.3074 | 0 | 0 | 0 | 0 | 275.33 | 0 | 0 | 0 | 0 | 275.5531 | 0 | 0 | 0 | 0 | 275.7018 | 0 | 0 | 0 | 0 | 275.9248 | 0 | 0 | 0 | 0 | 276.1479 | 0.00025572 | 0 | 0 | 0.00051144 | 276.371 | 0.00073953 | 0 | 0 | 0.0014791 | 276.6684 | 0.0013846 | 0 | 0 | 0.0027692 | 276.8914 | 0.0018684 | 0 | 0 | 0.0037369 | 277.0401 | 0.002191 | 0 | 0 | 0.004382 | 277.2632 | 0.0026748 | 0 | 0 | 0.0053496 | 277.4119 | 0.0029973 | 0 | 0 | 0.0059947 | 277.635 | 0.0034812 | 0 | 0 | 0.0069623 | 277.858 | 0.003965 | 0 | 0 | 0.00793 | 278.0067 | 0.0042875 | 0 | 0 | 0.008575 | 278.2298 | 0.0047713 | 0 | 0 | 0.0095427 | 278.4528 | 0.0052552 | 0 | 0 | 0.01051 | 278.5272 | 0.0054164 | 0 | 0 | 0.010833 | 278.7503 | 0.0059002 | 0 | 0 | 0.0118 | 278.9733 | 0.0063841 | 0 | 0 | 0.012768 | 279.122 | 0.0067066 | 0 | 0 | 0.013413 | 279.3451 | 0.0071904 | 0 | 0 | 0.014381 | 279.4938 | 0.007513 | 0 | 0 | 0.015026 | 279.6425 | 0.0078355 | 0 | 0 | 0.015671
2017-04-17 14:00 | 245.0415 | 0.73037 |  | 257.3094 | 0 | 0 | 0 | 0 | 264.5401 | 0 | 0 | 0 | 0 | 270.4561 | 0 | 0 | 0 | 0 | 270.6752 | 0 | 0 | 0 | 0 | 270.8213 | 0 | 0 | 0 | 0 | 271.0404 | 0 | 0 | 0 | 0 | 271.2595 | 0 | 0 | 0 | 0 | 271.4786 | 0 | 0 | 0 | 0 | 271.7708 | 0 | 0 | 0 | 0 | 271.9899 | 0 | 0 | 0 | 0 | 272.1359 | 0 | 0 | 0 | 0 | 272.3551 | 0 | 0 | 0 | 0 | 272.5011 | 0 | 0 | 0 | 0 | 272.7202 | 0 | 0 | 0 | 0 | 272.9394 | 0 | 0 | 0 | 0 | 273.0854 | 0 | 0 | 0 | 0 | 273.3045 | 0 | 0 | 0 | 0 | 273.5237 | 0 | 0 | 0 | 0 | 273.5967 | 0 | 0 | 0 | 0 | 273.8158 | 0 | 0 | 0 | 0 | 274.0349 | 0 | 0 | 0 | 0 | 274.181 | 0 | 0 | 0 | 0 | 274.4001 | 0 | 0 | 0 | 0 | 274.5462 | 0 | 0 | 0 | 0 | 274.6922 | 0 | 0 | 0 | 0
2017-04-17 15:00 | 242.9531 | 0.72415 |  | 255.1165 | 0 | 0 | 0 | 0 | 262.2855 | 0 | 0 | 0 | 0 | 268.1511 | 0 | 0 | 0 | 0 | 268.3684 | 0 | 0 | 0 | 0 | 268.5132 | 0 | 0 | 0 | 0 | 268.7304 | 0 | 0 | 0 | 0 | 268.9477 | 0 | 0 | 0 | 0 | 269.1649 | 0 | 0 | 0 | 0 | 269.4546 | 0 | 0 | 0 | 0 | 269.6718 | 0 | 0 | 0 | 0 | 269.8166 | 0 | 0 | 0 | 0 | 270.0339 | 0 | 0 | 0 | 0 | 270.1787 | 0 | 0 | 0 | 0 | 270.396 | 0 | 0 | 0 | 0 | 270.6132 | 0 | 0 | 0 | 0 | 270.758 | 0 | 0 | 0 | 0 | 270.9753 | 0 | 0 | 0 | 0 | 271.1925 | 0 | 0 | 0 | 0 | 271.2649 | 0 | 0 | 0 | 0 | 271.4822 | 0 | 0 | 0 | 0 | 271.6994 | 0 | 0 | 0 | 0 | 271.8443 | 0 | 0 | 0 | 0 | 272.0615 | 0 | 0 | 0 | 0 | 272.2063 | 0 | 0 | 0 | 0 | 272.3512 | 0 | 0 | 0 | 0
2017-04-17 16:00 | 240.425 | 0.71661 |  | 252.4618 | 0 | 0 | 0 | 0 | 259.5563 | 0 | 0 | 0 | 0 | 265.3608 | 0 | 0 | 0 | 0 | 265.5758 | 0 | 0 | 0 | 0 | 265.7191 | 0 | 0 | 0 | 0 | 265.9341 | 0 | 0 | 0 | 0 | 266.1491 | 0 | 0 | 0 | 0 | 266.3641 | 0 | 0 | 0 | 0 | 266.6507 | 0 | 0 | 0 | 0 | 266.8657 | 0 | 0 | 0 | 0 | 267.009 | 0 | 0 | 0 | 0 | 267.224 | 0 | 0 | 0 | 0 | 267.3673 | 0 | 0 | 0 | 0 | 267.5823 | 0 | 0 | 0 | 0 | 267.7973 | 0 | 0 | 0 | 0 | 267.9406 | 0 | 0 | 0 | 0 | 268.1556 | 0 | 0 | 0 | 0 | 268.3706 | 0 | 0 | 0 | 0 | 268.4422 | 0 | 0 | 0 | 0 | 268.6572 | 0 | 0 | 0 | 0 | 268.8722 | 0 | 0 | 0 | 0 | 269.0155 | 0 | 0 | 0 | 0 | 269.2305 | 0 | 0 | 0 | 0 | 269.3738 | 0 | 0 | 0 | 0 | 269.5171 | 0 | 0 | 0 | 0
2017-04-17 17:00 | 240.2985 | 0.71623 |  | 252.329 | 0 | 0 | 0 | 0 | 259.4197 | 0 | 0 | 0 | 0 | 265.2212 | 0 | 0 | 0 | 0 | 265.4361 | 0 | 0 | 0 | 0 | 265.5793 | 0 | 0 | 0 | 0 | 265.7942 | 0 | 0 | 0 | 0 | 266.0091 | 0 | 0 | 0 | 0 | 266.2239 | 0 | 0 | 0 | 0 | 266.5104 | 0 | 0 | 0 | 0 | 266.7253 | 0 | 0 | 0 | 0 | 266.8685 | 0 | 0 | 0 | 0 | 267.0834 | 0 | 0 | 0 | 0 | 267.2267 | 0 | 0 | 0 | 0 | 267.4415 | 0 | 0 | 0 | 0 | 267.6564 | 0 | 0 | 0 | 0 | 267.7996 | 0 | 0 | 0 | 0 | 268.0145 | 0 | 0 | 0 | 0 | 268.2294 | 0 | 0 | 0 | 0 | 268.301 | 0 | 0 | 0 | 0 | 268.5159 | 0 | 0 | 0 | 0 | 268.7307 | 0 | 0 | 0 | 0 | 268.874 | 0 | 0 | 0 | 0 | 269.0889 | 0 | 0 | 0 | 0 | 269.2321 | 0 | 0 | 0 | 0 | 269.3754 | 0 | 0 | 0 | 0
2017-04-17 18:00 | 245.701 | 0.73234 |  | 258.0019 | 0 | 0 | 0 | 0 | 265.2521 | 0 | 0 | 0 | 0 | 271.184 | 0 | 0 | 0 | 0 | 271.4037 | 0 | 0 | 0 | 0 | 271.5502 | 0 | 0 | 0 | 0 | 271.7699 | 0 | 0 | 0 | 0 | 271.9896 | 0 | 0 | 0 | 0 | 272.2093 | 0 | 0 | 0 | 0 | 272.5022 | 0 | 0 | 0 | 0 | 272.7219 | 0 | 0 | 0 | 0 | 272.8684 | 0 | 0 | 0 | 0 | 273.0881 | 0 | 0 | 0 | 0 | 273.2345 | 0 | 0 | 0 | 0 | 273.4542 | 0 | 0 | 0 | 0 | 273.6739 | 0 | 0 | 0 | 0 | 273.8204 | 0 | 0 | 0 | 0 | 274.0401 | 0 | 0 | 0 | 0 | 274.2598 | 0 | 0 | 0 | 0 | 274.333 | 0 | 0 | 0 | 0 | 274.5527 | 0 | 0 | 0 | 0 | 274.7724 | 0 | 0 | 0 | 0 | 274.9189 | 0 | 0 | 0 | 0 | 275.1386 | 0 | 0 | 0 | 0 | 275.2851 | 0 | 0 | 0 | 0 | 275.4315 | 0 | 0 | 0 | 0
2017-04-17 19:00 | 250.8282 | 0.74762 |  | 263.3858 | 0 | 0 | 0 | 0 | 270.7872 | 0 | 0 | 0 | 0 | 276.8429 | 0.0017633 | 0 | 0 | 0.0035266 | 277.0672 | 0.0022498 | 0 | 0 | 0.0044995 | 277.2168 | 0.0025741 | 0 | 0 | 0.0051481 | 277.441 | 0.0030605 | 0 | 0 | 0.0061211 | 277.6653 | 0.003547 | 0 | 0 | 0.007094 | 277.8896 | 0.0040335 | 0 | 0 | 0.008067 | 278.1887 | 0.0046821 | 0 | 0 | 0.0093643 | 278.4129 | 0.0051686 | 0 | 0 | 0.010337 | 278.5625 | 0.0054929 | 0 | 0 | 0.010986 | 278.7868 | 0.0059794 | 0 | 0 | 0.011959 | 278.9363 | 0.0063037 | 0 | 0 | 0.012607 | 279.1606 | 0.0067902 | 0 | 0 | 0.01358 | 279.3848 | 0.0072767 | 0 | 0 | 0.014553 | 279.5344 | 0.007601 | 0 | 0 | 0.015202 | 279.7587 | 0.0080875 | 0 | 0 | 0.016175 | 279.9829 | 0.0085739 | 0 | 0 | 0.017148 | 280.0577 | 0.0087361 | 0 | 0 | 0.017472 | 280.282 | 0.0092226 | 0 | 0 | 0.018445 | 280.5063 | 0.009709 | 0 | 0 | 0.019418 | 280.6558 | 0.010033 | 0 | 0 | 0.020067 | 280.8801 | 0.01052 | 0 | 0 | 0.02104 | 281.0296 | 0.010844 | 0 | 0 | 0.021688 | 281.1791 | 0.011168 | 0 | 0 | 0.022337
2017-04-17 20:00 | 243.2047 | 0.7249 |  | 255.3807 | 0 | 0 | 0 | 0 | 262.5571 | 0 | 0 | 0 | 0 | 268.4288 | 0 | 0 | 0 | 0 | 268.6462 | 0 | 0 | 0 | 0 | 268.7912 | 0 | 0 | 0 | 0 | 269.0087 | 0 | 0 | 0 | 0 | 269.2262 | 0 | 0 | 0 | 0 | 269.4436 | 0 | 0 | 0 | 0 | 269.7336 | 0 | 0 | 0 | 0 | 269.9511 | 0 | 0 | 0 | 0 | 270.096 | 0 | 0 | 0 | 0 | 270.3135 | 0 | 0 | 0 | 0 | 270.4585 | 0 | 0 | 0 | 0 | 270.676 | 0 | 0 | 0 | 0 | 270.8934 | 0 | 0 | 0 | 0 | 271.0384 | 0 | 0 | 0 | 0 | 271.2559 | 0 | 0 | 0 | 0 | 271.4733 | 0 | 0 | 0 | 0 | 271.5458 | 0 | 0 | 0 | 0 | 271.7633 | 0 | 0 | 0 | 0 | 271.9808 | 0 | 0 | 0 | 0 | 272.1257 | 0 | 0 | 0 | 0 | 272.3432 | 0 | 0 | 0 | 0 | 272.4882 | 0 | 0 | 0 | 0 | 272.6332 | 0 | 0 | 0 | 0
2017-04-17 21:00 | 260.157 | 0.77542 |  | 273.1817 | 0 | 0 | 0 | 0 | 280.8584 | 0.010473 | 0 | 0 | 0.020946 | 287.1394 | 0.024096 | 0 | 0 | 0.048192 | 287.372 | 0.024601 | 0 | 0 | 0.049201 | 287.5271 | 0.024937 | 0 | 0 | 0.049874 | 287.7597 | 0.025442 | 0 | 0 | 0.050883 | 287.9923 | 0.025946 | 0 | 0 | 0.051893 | 288.2249 | 0.026451 | 0 | 0 | 0.052902 | 288.5351 | 0.027124 | 0 | 0 | 0.054247 | 288.7677 | 0.027628 | 0 | 0 | 0.055256 | 288.9228 | 0.027965 | 0 | 0 | 0.055929 | 289.1555 | 0.028469 | 0 | 0 | 0.056938 | 289.3105 | 0.028805 | 0 | 0 | 0.057611 | 289.5432 | 0.02931 | 0 | 0 | 0.05862 | 289.7758 | 0.029815 | 0 | 0 | 0.059629 | 289.9309 | 0.030151 | 0 | 0 | 0.060302 | 290.1635 | 0.030656 | 0 | 0 | 0.061311 | 290.3961 | 0.03116 | 0 | 0 | 0.06232 | 290.4737 | 0.031328 | 0 | 0 | 0.062657 | 290.7063 | 0.031833 | 0 | 0 | 0.063666 | 290.9389 | 0.032337 | 0 | 0 | 0.064675 | 291.094 | 0.032674 | 0 | 0 | 0.065348 | 291.3266 | 0.033178 | 0 | 0 | 0.066357 | 291.4817 | 0.033515 | 0 | 0 | 0.06703 | 291.6368 | 0.033851 | 0 | 0 | 0.067702
2017-04-17 22:00 | 271.0373 | 0.80785 |  | 284.6067 | 0.018603 | 0 | 0 | 0.037206 | 292.6045 | 0.03595 | 0 | 0 | 0.0719 | 299.1481 | 0.050143 | 0 | 0 | 0.10029 | 299.3905 | 0.050669 | 0 | 0 | 0.10134 | 299.552 | 0.051019 | 0 | 0 | 0.10204 | 299.7944 | 0.051545 | 0 | 0 | 0.10309 | 300.0367 | 0.052071 | 0 | 0 | 0.10414 | 300.2791 | 0.052596 | 0 | 0 | 0.10519 | 300.6022 | 0.053297 | 0 | 0 | 0.10659 | 300.8446 | 0.053823 | 0 | 0 | 0.10765 | 301.0062 | 0.054173 | 0 | 0 | 0.10835 | 301.2485 | 0.054699 | 0 | 0 | 0.1094 | 301.4101 | 0.055049 | 0 | 0 | 0.1101 | 301.6525 | 0.055575 | 0 | 0 | 0.11115 | 301.8948 | 0.056101 | 0 | 0 | 0.1122 | 302.0564 | 0.056451 | 0 | 0 | 0.1129 | 302.2987 | 0.056977 | 0 | 0 | 0.11395 | 302.5411 | 0.057503 | 0 | 0 | 0.11501 | 302.6219 | 0.057678 | 0 | 0 | 0.11536 | 302.8642 | 0.058203 | 0 | 0 | 0.11641 | 303.1066 | 0.058729 | 0 | 0 | 0.11746 | 303.2682 | 0.05908 | 0 | 0 | 0.11816 | 303.5105 | 0.059605 | 0 | 0 | 0.11921 | 303.6721 | 0.059956 | 0 | 0 | 0.11991 | 303.8337 | 0.060306 | 0 | 0 | 0.12061
2017-04-17 23:00 | 280.5996 | 0.83635 |  | 294.6477 | 0.040382 | 0 | 0 | 0.080764 | 302.9276 | 0.058341 | 0 | 0 | 0.11668 | 309.7021 | 0.073035 | 0 | 0 | 0.14607 | 309.953 | 0.073579 | 0 | 0 | 0.14716 | 310.1203 | 0.073942 | 0 | 0 | 0.14788 | 310.3712 | 0.074486 | 0 | 0 | 0.14897 | 310.6221 | 0.07503 | 0 | 0 | 0.15006 | 310.873 | 0.075574 | 0 | 0 | 0.15115 | 311.2075 | 0.0763 | 0 | 0 | 0.1526 | 311.4584 | 0.076844 | 0 | 0 | 0.15369 | 311.6257 | 0.077207 | 0 | 0 | 0.15441 | 311.8766 | 0.077751 | 0 | 0 | 0.1555 | 312.0439 | 0.078114 | 0 | 0 | 0.15623 | 312.2948 | 0.078658 | 0 | 0 | 0.15732 | 312.5457 | 0.079203 | 0 | 0 | 0.15841 | 312.713 | 0.079565 | 0 | 0 | 0.15913 | 312.9639 | 0.08011 | 0 | 0 | 0.16022 | 313.2148 | 0.080654 | 0 | 0 | 0.16131 | 313.2984 | 0.080835 | 0 | 0 | 0.16167 | 313.5493 | 0.081379 | 0 | 0 | 0.16276 | 313.8002 | 0.081924 | 0 | 0 | 0.16385 | 313.9675 | 0.082286 | 0 | 0 | 0.16457 | 314.2184 | 0.082831 | 0 | 0 | 0.16566 | 314.3857 | 0.083193 | 0 | 0 | 0.16639 | 314.5529 | 0.083556 | 0 | 0 | 0.16711
2017-04-18 | 280.0358 | 0.83467 |  | 294.0557 | 0.039098 | 0 | 0 | 0.078195 | 302.319 | 0.057021 | 0 | 0 | 0.11404 | 309.0798 | 0.071685 | 0 | 0 | 0.14337 | 309.3302 | 0.072228 | 0 | 0 | 0.14446 | 309.4972 | 0.07259 | 0 | 0 | 0.14518 | 309.7476 | 0.073133 | 0 | 0 | 0.14627 | 309.998 | 0.073677 | 0 | 0 | 0.14735 | 310.2484 | 0.07422 | 0 | 0 | 0.14844 | 310.5822 | 0.074944 | 0 | 0 | 0.14989 | 310.8326 | 0.075487 | 0 | 0 | 0.15097 | 310.9996 | 0.075849 | 0 | 0 | 0.1517 | 311.25 | 0.076392 | 0 | 0 | 0.15278 | 311.4169 | 0.076754 | 0 | 0 | 0.15351 | 311.6673 | 0.077297 | 0 | 0 | 0.15459 | 311.9177 | 0.07784 | 0 | 0 | 0.15568 | 312.0847 | 0.078203 | 0 | 0 | 0.15641 | 312.3351 | 0.078746 | 0 | 0 | 0.15749 | 312.5855 | 0.079289 | 0 | 0 | 0.15858 | 312.6689 | 0.07947 | 0 | 0 | 0.15894 | 312.9193 | 0.080013 | 0 | 0 | 0.16003 | 313.1697 | 0.080556 | 0 | 0 | 0.16111 | 313.3367 | 0.080918 | 0 | 0 | 0.16184 | 313.5871 | 0.081461 | 0 | 0 | 0.16292 | 313.754 | 0.081823 | 0 | 0 | 0.16365 | 313.9209 | 0.082185 | 0 | 0 | 0.16437
2017-04-18 01:00 | 270.5435 | 0.80638 |  | 284.0882 | 0.017478 | 0 | 0 | 0.034956 | 292.0714 | 0.034794 | 0 | 0 | 0.069587 | 298.6031 | 0.048961 | 0 | 0 | 0.097922 | 298.845 | 0.049486 | 0 | 0 | 0.098971 | 299.0062 | 0.049835 | 0 | 0 | 0.099671 | 299.2482 | 0.05036 | 0 | 0 | 0.10072 | 299.4901 | 0.050885 | 0 | 0 | 0.10177 | 299.732 | 0.05141 | 0 | 0 | 0.10282 | 300.0545 | 0.052109 | 0 | 0 | 0.10422 | 300.2965 | 0.052634 | 0 | 0 | 0.10527 | 300.4577 | 0.052984 | 0 | 0 | 0.10597 | 300.6996 | 0.053508 | 0 | 0 | 0.10702 | 300.8609 | 0.053858 | 0 | 0 | 0.10772 | 301.1028 | 0.054383 | 0 | 0 | 0.10877 | 301.3448 | 0.054908 | 0 | 0 | 0.10982 | 301.506 | 0.055258 | 0 | 0 | 0.11052 | 301.7479 | 0.055782 | 0 | 0 | 0.11156 | 301.9899 | 0.056307 | 0 | 0 | 0.11261 | 302.0705 | 0.056482 | 0 | 0 | 0.11296 | 302.3124 | 0.057007 | 0 | 0 | 0.11401 | 302.5543 | 0.057531 | 0 | 0 | 0.11506 | 302.7156 | 0.057881 | 0 | 0 | 0.11576 | 302.9575 | 0.058406 | 0 | 0 | 0.11681 | 303.1188 | 0.058756 | 0 | 0 | 0.11751 | 303.2801 | 0.059105 | 0 | 0 | 0.11821
2017-04-18 02:00 | 277.6118 | 0.82745 |  | 291.5104 | 0.033577 | 0 | 0 | 0.067154 | 299.7021 | 0.051345 | 0 | 0 | 0.10269 | 306.4044 | 0.065882 | 0 | 0 | 0.13176 | 306.6527 | 0.066421 | 0 | 0 | 0.13284 | 306.8182 | 0.06678 | 0 | 0 | 0.13356 | 307.0664 | 0.067318 | 0 | 0 | 0.13464 | 307.3146 | 0.067856 | 0 | 0 | 0.13571 | 307.5629 | 0.068395 | 0 | 0 | 0.13679 | 307.8938 | 0.069113 | 0 | 0 | 0.13823 | 308.1421 | 0.069651 | 0 | 0 | 0.1393 | 308.3076 | 0.07001 | 0 | 0 | 0.14002 | 308.5558 | 0.070548 | 0 | 0 | 0.1411 | 308.7213 | 0.070907 | 0 | 0 | 0.14181 | 308.9695 | 0.071446 | 0 | 0 | 0.14289 | 309.2178 | 0.071984 | 0 | 0 | 0.14397 | 309.3833 | 0.072343 | 0 | 0 | 0.14469 | 309.6315 | 0.072882 | 0 | 0 | 0.14576 | 309.8797 | 0.07342 | 0 | 0 | 0.14684 | 309.9625 | 0.0736 | 0 | 0 | 0.1472 | 310.2107 | 0.074138 | 0 | 0 | 0.14828 | 310.4589 | 0.074676 | 0 | 0 | 0.14935 | 310.6244 | 0.075035 | 0 | 0 | 0.15007 | 310.8727 | 0.075574 | 0 | 0 | 0.15115 | 311.0382 | 0.075933 | 0 | 0 | 0.15187 | 311.2036 | 0.076292 | 0 | 0 | 0.15258
2017-04-18 03:00 | 280.5082 | 0.83608 |  | 294.5517 | 0.040174 | 0 | 0 | 0.080347 | 302.8289 | 0.058127 | 0 | 0 | 0.11625 | 309.6012 | 0.072816 | 0 | 0 | 0.14563 | 309.852 | 0.07336 | 0 | 0 | 0.14672 | 310.0193 | 0.073723 | 0 | 0 | 0.14745 | 310.2701 | 0.074267 | 0 | 0 | 0.14853 | 310.5209 | 0.074811 | 0 | 0 | 0.14962 | 310.7717 | 0.075355 | 0 | 0 | 0.15071 | 311.1062 | 0.07608 | 0 | 0 | 0.15216 | 311.357 | 0.076624 | 0 | 0 | 0.15325 | 311.5242 | 0.076987 | 0 | 0 | 0.15397 | 311.775 | 0.077531 | 0 | 0 | 0.15506 | 311.9422 | 0.077894 | 0 | 0 | 0.15579 | 312.1931 | 0.078438 | 0 | 0 | 0.15688 | 312.4439 | 0.078982 | 0 | 0 | 0.15796 | 312.6111 | 0.079344 | 0 | 0 | 0.15869 | 312.8619 | 0.079888 | 0 | 0 | 0.15978 | 313.1128 | 0.080433 | 0 | 0 | 0.16087 | 313.1964 | 0.080614 | 0 | 0 | 0.16123 | 313.4472 | 0.081158 | 0 | 0 | 0.16232 | 313.698 | 0.081702 | 0 | 0 | 0.1634 | 313.8652 | 0.082065 | 0 | 0 | 0.16413 | 314.1161 | 0.082609 | 0 | 0 | 0.16522 | 314.2833 | 0.082971 | 0 | 0 | 0.16594 | 314.4505 | 0.083334 | 0 | 0 | 0.16667
2017-04-18 04:00 | 279.1808 | 0.83213 |  | 293.1579 | 0.03715 | 0 | 0 | 0.074301 | 301.3959 | 0.055019 | 0 | 0 | 0.11004 | 308.1362 | 0.069638 | 0 | 0 | 0.13928 | 308.3858 | 0.07018 | 0 | 0 | 0.14036 | 308.5522 | 0.070541 | 0 | 0 | 0.14108 | 308.8019 | 0.071082 | 0 | 0 | 0.14216 | 309.0515 | 0.071624 | 0 | 0 | 0.14325 | 309.3011 | 0.072165 | 0 | 0 | 0.14433 | 309.634 | 0.072887 | 0 | 0 | 0.14577 | 309.8836 | 0.073429 | 0 | 0 | 0.14686 | 310.0501 | 0.07379 | 0 | 0 | 0.14758 | 310.2997 | 0.074331 | 0 | 0 | 0.14866 | 310.4661 | 0.074692 | 0 | 0 | 0.14938 | 310.7158 | 0.075233 | 0 | 0 | 0.15047 | 310.9654 | 0.075775 | 0 | 0 | 0.15155 | 311.1318 | 0.076136 | 0 | 0 | 0.15227 | 311.3815 | 0.076677 | 0 | 0 | 0.15335 | 311.6311 | 0.077219 | 0 | 0 | 0.15444 | 311.7143 | 0.077399 | 0 | 0 | 0.1548 | 311.9639 | 0.077941 | 0 | 0 | 0.15588 | 312.2136 | 0.078482 | 0 | 0 | 0.15696 | 312.38 | 0.078843 | 0 | 0 | 0.15769 | 312.6296 | 0.079385 | 0 | 0 | 0.15877 | 312.7961 | 0.079746 | 0 | 0 | 0.15949 | 312.9625 | 0.080107 | 0 | 0 | 0.16021
2017-04-18 05:00 | 278.1064 | 0.82892 |  | 292.0297 | 0.034703 | 0 | 0 | 0.069407 | 300.2361 | 0.052503 | 0 | 0 | 0.10501 | 306.9503 | 0.067066 | 0 | 0 | 0.13413 | 307.199 | 0.067606 | 0 | 0 | 0.13521 | 307.3648 | 0.067965 | 0 | 0 | 0.13593 | 307.6135 | 0.068505 | 0 | 0 | 0.13701 | 307.8621 | 0.069044 | 0 | 0 | 0.13809 | 308.1108 | 0.069583 | 0 | 0 | 0.13917 | 308.4424 | 0.070302 | 0 | 0 | 0.1406 | 308.6911 | 0.070842 | 0 | 0 | 0.14168 | 308.8569 | 0.071201 | 0 | 0 | 0.1424 | 309.1055 | 0.071741 | 0 | 0 | 0.14348 | 309.2713 | 0.0721 | 0 | 0 | 0.1442 | 309.52 | 0.07264 | 0 | 0 | 0.14528 | 309.7687 | 0.073179 | 0 | 0 | 0.14636 | 309.9345 | 0.073539 | 0 | 0 | 0.14708 | 310.1831 | 0.074078 | 0 | 0 | 0.14816 | 310.4318 | 0.074618 | 0 | 0 | 0.14924 | 310.5147 | 0.074797 | 0 | 0 | 0.14959 | 310.7634 | 0.075337 | 0 | 0 | 0.15067 | 311.0121 | 0.075876 | 0 | 0 | 0.15175 | 311.1778 | 0.076236 | 0 | 0 | 0.15247 | 311.4265 | 0.076775 | 0 | 0 | 0.15355 | 311.5923 | 0.077135 | 0 | 0 | 0.15427 | 311.7581 | 0.077494 | 0 | 0 | 0.15499
2017-04-18 06:00 | 286.4435 | 0.85377 |  | 300.7842 | 0.053692 | 0 | 0 | 0.10738 | 309.2366 | 0.072025 | 0 | 0 | 0.14405 | 316.1521 | 0.087025 | 0 | 0 | 0.17405 | 316.4082 | 0.08758 | 0 | 0 | 0.17516 | 316.579 | 0.087951 | 0 | 0 | 0.1759 | 316.8351 | 0.088506 | 0 | 0 | 0.17701 | 317.0913 | 0.089062 | 0 | 0 | 0.17812 | 317.3474 | 0.089617 | 0 | 0 | 0.17923 | 317.6889 | 0.090358 | 0 | 0 | 0.18072 | 317.945 | 0.090914 | 0 | 0 | 0.18183 | 318.1158 | 0.091284 | 0 | 0 | 0.18257 | 318.3719 | 0.09184 | 0 | 0 | 0.18368 | 318.5427 | 0.09221 | 0 | 0 | 0.18442 | 318.7988 | 0.092766 | 0 | 0 | 0.18553 | 319.0549 | 0.093321 | 0 | 0 | 0.18664 | 319.2257 | 0.093691 | 0 | 0 | 0.18738 | 319.4818 | 0.094247 | 0 | 0 | 0.18849 | 319.738 | 0.094803 | 0 | 0 | 0.18961 | 319.8233 | 0.094988 | 0 | 0 | 0.18998 | 320.0795 | 0.095543 | 0 | 0 | 0.19109 | 320.3356 | 0.096099 | 0 | 0 | 0.1922 | 320.5064 | 0.096469 | 0 | 0 | 0.19294 | 320.7625 | 0.097025 | 0 | 0 | 0.19405 | 320.9332 | 0.097395 | 0 | 0 | 0.19479 | 321.104 | 0.097766 | 0 | 0 | 0.19553
2017-04-18 07:00 | 290.2925 | 0.86525 |  | 304.826 | 0.062458 | 0 | 0 | 0.12492 | 313.3919 | 0.081038 | 0 | 0 | 0.16208 | 320.4004 | 0.096239 | 0 | 0 | 0.19248 | 320.66 | 0.096802 | 0 | 0 | 0.1936 | 320.833 | 0.097178 | 0 | 0 | 0.19436 | 321.0926 | 0.097741 | 0 | 0 | 0.19548 | 321.3522 | 0.098304 | 0 | 0 | 0.19661 | 321.6117 | 0.098867 | 0 | 0 | 0.19773 | 321.9578 | 0.099617 | 0 | 0 | 0.19923 | 322.2174 | 0.10018 | 0 | 0 | 0.20036 | 322.3904 | 0.10056 | 0 | 0 | 0.20111 | 322.65 | 0.10112 | 0 | 0 | 0.20224 | 322.8231 | 0.10149 | 0 | 0 | 0.20299 | 323.0826 | 0.10206 | 0 | 0 | 0.20411 | 323.3422 | 0.10262 | 0 | 0 | 0.20524 | 323.5153 | 0.103 | 0 | 0 | 0.20599 | 323.7748 | 0.10356 | 0 | 0 | 0.20712 | 324.0344 | 0.10412 | 0 | 0 | 0.20824 | 324.1209 | 0.10431 | 0 | 0 | 0.20862 | 324.3805 | 0.10487 | 0 | 0 | 0.20974 | 324.6401 | 0.10544 | 0 | 0 | 0.21087 | 324.8131 | 0.10581 | 0 | 0 | 0.21162 | 325.0727 | 0.10637 | 0 | 0 | 0.21275 | 325.2458 | 0.10675 | 0 | 0 | 0.2135 | 325.4188 | 0.10712 | 0 | 0 | 0.21425
2017-04-18 08:00 | 286.8759 | 0.85506 |  | 301.2383 | 0.054677 | 0 | 0 | 0.10935 | 309.7034 | 0.073038 | 0 | 0 | 0.14608 | 316.6294 | 0.08806 | 0 | 0 | 0.17612 | 316.8859 | 0.088617 | 0 | 0 | 0.17723 | 317.0569 | 0.088987 | 0 | 0 | 0.17797 | 317.3135 | 0.089544 | 0 | 0 | 0.17909 | 317.57 | 0.0901 | 0 | 0 | 0.1802 | 317.8265 | 0.090657 | 0 | 0 | 0.18131 | 318.1685 | 0.091398 | 0 | 0 | 0.1828 | 318.425 | 0.091955 | 0 | 0 | 0.18391 | 318.5961 | 0.092326 | 0 | 0 | 0.18465 | 318.8526 | 0.092882 | 0 | 0 | 0.18576 | 319.0236 | 0.093253 | 0 | 0 | 0.18651 | 319.2801 | 0.093809 | 0 | 0 | 0.18762 | 319.5366 | 0.094366 | 0 | 0 | 0.18873 | 319.7076 | 0.094737 | 0 | 0 | 0.18947 | 319.9642 | 0.095293 | 0 | 0 | 0.19059 | 320.2207 | 0.09585 | 0 | 0 | 0.1917 | 320.3062 | 0.096035 | 0 | 0 | 0.19207 | 320.5627 | 0.096591 | 0 | 0 | 0.19318 | 320.8192 | 0.097148 | 0 | 0 | 0.1943 | 320.9902 | 0.097519 | 0 | 0 | 0.19504 | 321.2467 | 0.098075 | 0 | 0 | 0.19615 | 321.4178 | 0.098446 | 0 | 0 | 0.19689 | 321.5888 | 0.098817 | 0 | 0 | 0.19763
2017-04-18 09:00 | 278.2784 | 0.82944 |  | 292.2103 | 0.035095 | 0 | 0 | 0.07019 | 300.4218 | 0.052906 | 0 | 0 | 0.10581 | 307.1402 | 0.067478 | 0 | 0 | 0.13496 | 307.389 | 0.068018 | 0 | 0 | 0.13604 | 307.5549 | 0.068378 | 0 | 0 | 0.13676 | 307.8037 | 0.068917 | 0 | 0 | 0.13783 | 308.0526 | 0.069457 | 0 | 0 | 0.13891 | 308.3014 | 0.069997 | 0 | 0 | 0.13999 | 308.6332 | 0.070716 | 0 | 0 | 0.14143 | 308.882 | 0.071256 | 0 | 0 | 0.14251 | 309.0479 | 0.071616 | 0 | 0 | 0.14323 | 309.2967 | 0.072156 | 0 | 0 | 0.14431 | 309.4626 | 0.072515 | 0 | 0 | 0.14503 | 309.7114 | 0.073055 | 0 | 0 | 0.14611 | 309.9603 | 0.073595 | 0 | 0 | 0.14719 | 310.1262 | 0.073955 | 0 | 0 | 0.14791 | 310.375 | 0.074494 | 0 | 0 | 0.14899 | 310.6238 | 0.075034 | 0 | 0 | 0.15007 | 310.7068 | 0.075214 | 0 | 0 | 0.15043 | 310.9556 | 0.075754 | 0 | 0 | 0.15151 | 311.2044 | 0.076293 | 0 | 0 | 0.15259 | 311.3703 | 0.076653 | 0 | 0 | 0.15331 | 311.6191 | 0.077193 | 0 | 0 | 0.15439 | 311.785 | 0.077553 | 0 | 0 | 0.15511 | 311.9509 | 0.077912 | 0 | 0 | 0.15582
2017-04-18 10:00 | 265.2674 | 0.79066 |  | 278.5479 | 0.0054614 | 0 | 0 | 0.010923 | 286.3754 | 0.022439 | 0 | 0 | 0.044878 | 292.7797 | 0.03633 | 0 | 0 | 0.07266 | 293.0169 | 0.036845 | 0 | 0 | 0.073689 | 293.1751 | 0.037188 | 0 | 0 | 0.074375 | 293.4122 | 0.037702 | 0 | 0 | 0.075404 | 293.6494 | 0.038217 | 0 | 0 | 0.076433 | 293.8866 | 0.038731 | 0 | 0 | 0.077462 | 294.2029 | 0.039417 | 0 | 0 | 0.078834 | 294.4401 | 0.039932 | 0 | 0 | 0.079863 | 294.5982 | 0.040274 | 0 | 0 | 0.080549 | 294.8354 | 0.040789 | 0 | 0 | 0.081578 | 294.9936 | 0.041132 | 0 | 0 | 0.082264 | 295.2308 | 0.041646 | 0 | 0 | 0.083293 | 295.468 | 0.042161 | 0 | 0 | 0.084322 | 295.6261 | 0.042504 | 0 | 0 | 0.085008 | 295.8633 | 0.043018 | 0 | 0 | 0.086037 | 296.1005 | 0.043533 | 0 | 0 | 0.087066 | 296.1795 | 0.043704 | 0 | 0 | 0.087409 | 296.4167 | 0.044219 | 0 | 0 | 0.088438 | 296.6539 | 0.044733 | 0 | 0 | 0.089467 | 296.8121 | 0.045076 | 0 | 0 | 0.090153 | 297.0493 | 0.045591 | 0 | 0 | 0.091182 | 297.2074 | 0.045934 | 0 | 0 | 0.091868 | 297.3655 | 0.046277 | 0 | 0 | 0.092554
2017-04-18 11:00 | 255.6249 | 0.76192 |  | 268.4227 | 0 | 0 | 0 | 0 | 275.9657 | 0 | 0 | 0 | 0 | 282.1372 | 0.013247 | 0 | 0 | 0.026493 | 282.3658 | 0.013742 | 0 | 0 | 0.027485 | 282.5182 | 0.014073 | 0 | 0 | 0.028146 | 282.7467 | 0.014569 | 0 | 0 | 0.029137 | 282.9753 | 0.015064 | 0 | 0 | 0.030129 | 283.2039 | 0.01556 | 0 | 0 | 0.03112 | 283.5086 | 0.016221 | 0 | 0 | 0.032442 | 283.7372 | 0.016717 | 0 | 0 | 0.033434 | 283.8896 | 0.017047 | 0 | 0 | 0.034095 | 284.1182 | 0.017543 | 0 | 0 | 0.035087 | 284.2706 | 0.017874 | 0 | 0 | 0.035748 | 284.4991 | 0.01837 | 0 | 0 | 0.036739 | 284.7277 | 0.018865 | 0 | 0 | 0.037731 | 284.8801 | 0.019196 | 0 | 0 | 0.038392 | 285.1087 | 0.019692 | 0 | 0 | 0.039383 | 285.3372 | 0.020187 | 0 | 0 | 0.040375 | 285.4134 | 0.020353 | 0 | 0 | 0.040705 | 285.642 | 0.020848 | 0 | 0 | 0.041697 | 285.8706 | 0.021344 | 0 | 0 | 0.042688 | 286.023 | 0.021675 | 0 | 0 | 0.043349 | 286.2515 | 0.022171 | 0 | 0 | 0.044341 | 286.4039 | 0.022501 | 0 | 0 | 0.045002 | 286.5563 | 0.022832 | 0 | 0 | 0.045663
2017-04-18 12:00 | 253.9819 | 0.75702 |  | 266.6974 | 0 | 0 | 0 | 0 | 274.1919 | 0 | 0 | 0 | 0 | 280.3238 | 0.0093132 | 0 | 0 | 0.018626 | 280.5509 | 0.0098058 | 0 | 0 | 0.019612 | 280.7023 | 0.010134 | 0 | 0 | 0.020268 | 280.9294 | 0.010627 | 0 | 0 | 0.021254 | 281.1565 | 0.011119 | 0 | 0 | 0.022239 | 281.3836 | 0.011612 | 0 | 0 | 0.023224 | 281.6864 | 0.012269 | 0 | 0 | 0.024537 | 281.9135 | 0.012761 | 0 | 0 | 0.025523 | 282.0649 | 0.01309 | 0 | 0 | 0.026179 | 282.292 | 0.013582 | 0 | 0 | 0.027165 | 282.4434 | 0.013911 | 0 | 0 | 0.027821 | 282.6705 | 0.014403 | 0 | 0 | 0.028807 | 282.8976 | 0.014896 | 0 | 0 | 0.029792 | 283.049 | 0.015224 | 0 | 0 | 0.030449 | 283.2761 | 0.015717 | 0 | 0 | 0.031434 | 283.5032 | 0.016209 | 0 | 0 | 0.032419 | 283.579 | 0.016374 | 0 | 0 | 0.032747 | 283.8061 | 0.016866 | 0 | 0 | 0.033733 | 284.0332 | 0.017359 | 0 | 0 | 0.034718 | 284.1846 | 0.017687 | 0 | 0 | 0.035375 | 284.4117 | 0.01818 | 0 | 0 | 0.03636 | 284.5631 | 0.018508 | 0 | 0 | 0.037016 | 284.7145 | 0.018837 | 0 | 0 | 0.037673
2017-04-18 13:00 | 251.4901 | 0.74959 |  | 264.0809 | 0 | 0 | 0 | 0 | 271.5018 | 0 | 0 | 0 | 0 | 277.5735 | 0.0033479 | 0 | 0 | 0.0066958 | 277.7984 | 0.0038357 | 0 | 0 | 0.0076713 | 277.9483 | 0.0041608 | 0 | 0 | 0.0083217 | 278.1732 | 0.0046486 | 0 | 0 | 0.0092972 | 278.3981 | 0.0051364 | 0 | 0 | 0.010273 | 278.623 | 0.0056241 | 0 | 0 | 0.011248 | 278.9228 | 0.0062745 | 0 | 0 | 0.012549 | 279.1477 | 0.0067622 | 0 | 0 | 0.013524 | 279.2976 | 0.0070874 | 0 | 0 | 0.014175 | 279.5225 | 0.0075751 | 0 | 0 | 0.01515 | 279.6724 | 0.0079003 | 0 | 0 | 0.015801 | 279.8973 | 0.0083881 | 0 | 0 | 0.016776 | 280.1221 | 0.0088758 | 0 | 0 | 0.017752 | 280.2721 | 0.009201 | 0 | 0 | 0.018402 | 280.4969 | 0.0096888 | 0 | 0 | 0.019378 | 280.7218 | 0.010177 | 0 | 0 | 0.020353 | 280.7968 | 0.010339 | 0 | 0 | 0.020678 | 281.0216 | 0.010827 | 0 | 0 | 0.021654 | 281.2465 | 0.011315 | 0 | 0 | 0.022629 | 281.3964 | 0.01164 | 0 | 0 | 0.02328 | 281.6213 | 0.012128 | 0 | 0 | 0.024255 | 281.7712 | 0.012453 | 0 | 0 | 0.024905 | 281.9212 | 0.012778 | 0 | 0 | 0.025556
2017-04-18 14:00 | 251.3873 | 0.74928 |  | 263.9729 | 0 | 0 | 0 | 0 | 271.3908 | 0 | 0 | 0 | 0 | 277.46 | 0.0031017 | 0 | 0 | 0.0062035 | 277.6848 | 0.0035893 | 0 | 0 | 0.0071786 | 277.8347 | 0.0039143 | 0 | 0 | 0.0078287 | 278.0595 | 0.0044019 | 0 | 0 | 0.0088038 | 278.2842 | 0.0048895 | 0 | 0 | 0.0097789 | 278.509 | 0.005377 | 0 | 0 | 0.010754 | 278.8087 | 0.0060271 | 0 | 0 | 0.012054 | 279.0335 | 0.0065147 | 0 | 0 | 0.013029 | 279.1834 | 0.0068397 | 0 | 0 | 0.013679 | 279.4082 | 0.0073273 | 0 | 0 | 0.014655 | 279.558 | 0.0076523 | 0 | 0 | 0.015305 | 279.7828 | 0.0081399 | 0 | 0 | 0.01628 | 280.0076 | 0.0086274 | 0 | 0 | 0.017255 | 280.1575 | 0.0089525 | 0 | 0 | 0.017905 | 280.3822 | 0.00944 | 0 | 0 | 0.01888 | 280.607 | 0.0099276 | 0 | 0 | 0.019855 | 280.682 | 0.01009 | 0 | 0 | 0.02018 | 280.9067 | 0.010578 | 0 | 0 | 0.021155 | 281.1315 | 0.011065 | 0 | 0 | 0.02213 | 281.2814 | 0.01139 | 0 | 0 | 0.022781 | 281.5062 | 0.011878 | 0 | 0 | 0.023756 | 281.656 | 0.012203 | 0 | 0 | 0.024406 | 281.8059 | 0.012528 | 0 | 0 | 0.025056
2017-04-18 15:00 | 249.3749 | 0.74329 |  | 261.8597 | 0 | 0 | 0 | 0 | 269.2183 | 0 | 0 | 0 | 0 | 275.2389 | 0 | 0 | 0 | 0 | 275.4619 | 0 | 0 | 0 | 0 | 275.6105 | 0 | 0 | 0 | 0 | 275.8335 | 0 | 0 | 0 | 0 | 276.0565 | 5.7491e-05 | 0 | 0 | 0.00011498 | 276.2795 | 0.00054115 | 0 | 0 | 0.0010823 | 276.5768 | 0.001186 | 0 | 0 | 0.002372 | 276.7998 | 0.0016697 | 0 | 0 | 0.0033394 | 276.9484 | 0.0019921 | 0 | 0 | 0.0039842 | 277.1714 | 0.0024758 | 0 | 0 | 0.0049515 | 277.3201 | 0.0027982 | 0 | 0 | 0.0055964 | 277.5431 | 0.0032819 | 0 | 0 | 0.0065637 | 277.7661 | 0.0037655 | 0 | 0 | 0.007531 | 277.9147 | 0.004088 | 0 | 0 | 0.0081759 | 278.1377 | 0.0045716 | 0 | 0 | 0.0091432 | 278.3607 | 0.0050553 | 0 | 0 | 0.010111 | 278.435 | 0.0052165 | 0 | 0 | 0.010433 | 278.658 | 0.0057001 | 0 | 0 | 0.0114 | 278.881 | 0.0061838 | 0 | 0 | 0.012368 | 279.0297 | 0.0065062 | 0 | 0 | 0.013012 | 279.2526 | 0.0069899 | 0 | 0 | 0.01398 | 279.4013 | 0.0073123 | 0 | 0 | 0.014625 | 279.55 | 0.0076348 | 0 | 0 | 0.01527
2017-04-18 16:00 | 255.7238 | 0.76221 |  | 268.5266 | 0 | 0 | 0 | 0 | 276.0725 | 9.2108e-05 | 0 | 0 | 0.00018422 | 282.2464 | 0.013483 | 0 | 0 | 0.026967 | 282.475 | 0.013979 | 0 | 0 | 0.027959 | 282.6275 | 0.01431 | 0 | 0 | 0.02862 | 282.8561 | 0.014806 | 0 | 0 | 0.029612 | 283.0848 | 0.015302 | 0 | 0 | 0.030604 | 283.3135 | 0.015798 | 0 | 0 | 0.031596 | 283.6183 | 0.016459 | 0 | 0 | 0.032918 | 283.847 | 0.016955 | 0 | 0 | 0.03391 | 283.9994 | 0.017286 | 0 | 0 | 0.034571 | 284.2281 | 0.017782 | 0 | 0 | 0.035563 | 284.3806 | 0.018112 | 0 | 0 | 0.036225 | 284.6092 | 0.018608 | 0 | 0 | 0.037217 | 284.8379 | 0.019104 | 0 | 0 | 0.038209 | 284.9903 | 0.019435 | 0 | 0 | 0.03887 | 285.219 | 0.019931 | 0 | 0 | 0.039862 | 285.4476 | 0.020427 | 0 | 0 | 0.040854 | 285.5239 | 0.020592 | 0 | 0 | 0.041184 | 285.7525 | 0.021088 | 0 | 0 | 0.042176 | 285.9812 | 0.021584 | 0 | 0 | 0.043168 | 286.1336 | 0.021915 | 0 | 0 | 0.04383 | 286.3623 | 0.022411 | 0 | 0 | 0.044822 | 286.5147 | 0.022741 | 0 | 0 | 0.045483 | 286.6672 | 0.023072 | 0 | 0 | 0.046144
2017-04-18 17:00 | 255.8141 | 0.76248 |  | 268.6213 | 0 | 0 | 0 | 0 | 276.1699 | 0.00030342 | 0 | 0 | 0.00060685 | 282.346 | 0.013699 | 0 | 0 | 0.027399 | 282.5747 | 0.014195 | 0 | 0 | 0.028391 | 282.7272 | 0.014526 | 0 | 0 | 0.029052 | 282.956 | 0.015022 | 0 | 0 | 0.030045 | 283.1847 | 0.015519 | 0 | 0 | 0.031037 | 283.4134 | 0.016015 | 0 | 0 | 0.032029 | 283.7184 | 0.016676 | 0 | 0 | 0.033352 | 283.9472 | 0.017172 | 0 | 0 | 0.034345 | 284.0997 | 0.017503 | 0 | 0 | 0.035006 | 284.3284 | 0.017999 | 0 | 0 | 0.035999 | 284.4809 | 0.01833 | 0 | 0 | 0.03666 | 284.7097 | 0.018826 | 0 | 0 | 0.037652 | 284.9384 | 0.019322 | 0 | 0 | 0.038645 | 285.0909 | 0.019653 | 0 | 0 | 0.039306 | 285.3196 | 0.020149 | 0 | 0 | 0.040298 | 285.5484 | 0.020645 | 0 | 0 | 0.041291 | 285.6246 | 0.020811 | 0 | 0 | 0.041622 | 285.8534 | 0.021307 | 0 | 0 | 0.042614 | 286.0821 | 0.021803 | 0 | 0 | 0.043606 | 286.2346 | 0.022134 | 0 | 0 | 0.044268 | 286.4634 | 0.02263 | 0 | 0 | 0.04526 | 286.6159 | 0.022961 | 0 | 0 | 0.045921 | 286.7683 | 0.023291 | 0 | 0 | 0.046583
2017-04-18 18:00 | 253.2471 | 0.75483 |  | 265.9258 | 0 | 0 | 0 | 0 | 273.3986 | 0 | 0 | 0 | 0 | 279.5127 | 0.007554 | 0 | 0 | 0.015108 | 279.7392 | 0.0080452 | 0 | 0 | 0.01609 | 279.8901 | 0.0083726 | 0 | 0 | 0.016745 | 280.1166 | 0.0088638 | 0 | 0 | 0.017728 | 280.343 | 0.009355 | 0 | 0 | 0.01871 | 280.5695 | 0.0098461 | 0 | 0 | 0.019692 | 280.8714 | 0.010501 | 0 | 0 | 0.021002 | 281.0979 | 0.010992 | 0 | 0 | 0.021984 | 281.2488 | 0.01132 | 0 | 0 | 0.022639 | 281.4753 | 0.011811 | 0 | 0 | 0.023622 | 281.6262 | 0.012138 | 0 | 0 | 0.024277 | 281.8527 | 0.012629 | 0 | 0 | 0.025259 | 282.0791 | 0.013121 | 0 | 0 | 0.026241 | 282.2301 | 0.013448 | 0 | 0 | 0.026896 | 282.4566 | 0.013939 | 0 | 0 | 0.027878 | 282.683 | 0.01443 | 0 | 0 | 0.028861 | 282.7585 | 0.014594 | 0 | 0 | 0.029188 | 282.9849 | 0.015085 | 0 | 0 | 0.030171 | 283.2114 | 0.015576 | 0 | 0 | 0.031153 | 283.3623 | 0.015904 | 0 | 0 | 0.031808 | 283.5888 | 0.016395 | 0 | 0 | 0.03279 | 283.7398 | 0.016722 | 0 | 0 | 0.033445 | 283.8907 | 0.01705 | 0 | 0 | 0.0341
2017-04-18 19:00 | 250.0961 | 0.74544 |  | 262.6171 | 0 | 0 | 0 | 0 | 269.9969 | 0 | 0 | 0 | 0 | 276.035 | 1.0797e-05 | 0 | 0 | 2.1594e-05 | 276.2586 | 0.00049585 | 0 | 0 | 0.0009917 | 276.4077 | 0.00081922 | 0 | 0 | 0.0016384 | 276.6313 | 0.0013043 | 0 | 0 | 0.0026086 | 276.855 | 0.0017893 | 0 | 0 | 0.0035787 | 277.0786 | 0.0022744 | 0 | 0 | 0.0045488 | 277.3768 | 0.0029211 | 0 | 0 | 0.0058423 | 277.6004 | 0.0034062 | 0 | 0 | 0.0068124 | 277.7495 | 0.0037296 | 0 | 0 | 0.0074591 | 277.9731 | 0.0042146 | 0 | 0 | 0.0084292 | 278.1222 | 0.004538 | 0 | 0 | 0.009076 | 278.3458 | 0.005023 | 0 | 0 | 0.010046 | 278.5695 | 0.0055081 | 0 | 0 | 0.011016 | 278.7185 | 0.0058315 | 0 | 0 | 0.011663 | 278.9422 | 0.0063165 | 0 | 0 | 0.012633 | 279.1658 | 0.0068016 | 0 | 0 | 0.013603 | 279.2404 | 0.0069633 | 0 | 0 | 0.013927 | 279.464 | 0.0074483 | 0 | 0 | 0.014897 | 279.6876 | 0.0079334 | 0 | 0 | 0.015867 | 279.8367 | 0.0082567 | 0 | 0 | 0.016513 | 280.0603 | 0.0087418 | 0 | 0 | 0.017484 | 280.2094 | 0.0090652 | 0 | 0 | 0.01813 | 280.3585 | 0.0093885 | 0 | 0 | 0.018777
2017-04-18 20:00 | 253.8918 | 0.75675 |  | 266.6028 | 0 | 0 | 0 | 0 | 274.0947 | 0 | 0 | 0 | 0 | 280.2243 | 0.0090975 | 0 | 0 | 0.018195 | 280.4514 | 0.0095899 | 0 | 0 | 0.01918 | 280.6027 | 0.0099182 | 0 | 0 | 0.019836 | 280.8297 | 0.010411 | 0 | 0 | 0.020821 | 281.0568 | 0.010903 | 0 | 0 | 0.021806 | 281.2838 | 0.011395 | 0 | 0 | 0.022791 | 281.5865 | 0.012052 | 0 | 0 | 0.024104 | 281.8135 | 0.012544 | 0 | 0 | 0.025089 | 281.9649 | 0.012873 | 0 | 0 | 0.025745 | 282.1919 | 0.013365 | 0 | 0 | 0.02673 | 282.3432 | 0.013693 | 0 | 0 | 0.027387 | 282.5703 | 0.014186 | 0 | 0 | 0.028372 | 282.7973 | 0.014678 | 0 | 0 | 0.029356 | 282.9486 | 0.015007 | 0 | 0 | 0.030013 | 283.1757 | 0.015499 | 0 | 0 | 0.030998 | 283.4027 | 0.015991 | 0 | 0 | 0.031983 | 283.4784 | 0.016155 | 0 | 0 | 0.032311 | 283.7054 | 0.016648 | 0 | 0 | 0.033296 | 283.9324 | 0.01714 | 0 | 0 | 0.034281 | 284.0838 | 0.017469 | 0 | 0 | 0.034937 | 284.3108 | 0.017961 | 0 | 0 | 0.035922 | 284.4621 | 0.018289 | 0 | 0 | 0.036579 | 284.6135 | 0.018618 | 0 | 0 | 0.037235
2017-04-18 21:00 | 263.7091 | 0.78601 |  | 276.9116 | 0.0019122 | 0 | 0 | 0.0038243 | 284.6931 | 0.01879 | 0 | 0 | 0.03758 | 291.0598 | 0.0326 | 0 | 0 | 0.065199 | 291.2956 | 0.033111 | 0 | 0 | 0.066222 | 291.4528 | 0.033452 | 0 | 0 | 0.066904 | 291.6886 | 0.033963 | 0 | 0 | 0.067927 | 291.9244 | 0.034475 | 0 | 0 | 0.06895 | 292.1602 | 0.034986 | 0 | 0 | 0.069973 | 292.4746 | 0.035668 | 0 | 0 | 0.071337 | 292.7104 | 0.03618 | 0 | 0 | 0.07236 | 292.8676 | 0.036521 | 0 | 0 | 0.073042 | 293.1034 | 0.037032 | 0 | 0 | 0.074064 | 293.2606 | 0.037373 | 0 | 0 | 0.074746 | 293.4964 | 0.037885 | 0 | 0 | 0.075769 | 293.7322 | 0.038396 | 0 | 0 | 0.076792 | 293.8894 | 0.038737 | 0 | 0 | 0.077474 | 294.1252 | 0.039249 | 0 | 0 | 0.078497 | 294.361 | 0.03976 | 0 | 0 | 0.07952 | 294.4396 | 0.03993 | 0 | 0 | 0.079861 | 294.6754 | 0.040442 | 0 | 0 | 0.080884 | 294.9112 | 0.040953 | 0 | 0 | 0.081907 | 295.0684 | 0.041294 | 0 | 0 | 0.082589 | 295.3042 | 0.041806 | 0 | 0 | 0.083612 | 295.4614 | 0.042147 | 0 | 0 | 0.084294 | 295.6186 | 0.042488 | 0 | 0 | 0.084976
2017-04-18 22:00 | 270.5496 | 0.8064 |  | 284.0946 | 0.017492 | 0 | 0 | 0.034984 | 292.078 | 0.034808 | 0 | 0 | 0.069616 | 298.6098 | 0.048976 | 0 | 0 | 0.097951 | 298.8517 | 0.0495 | 0 | 0 | 0.099001 | 299.013 | 0.04985 | 0 | 0 | 0.0997 | 299.2549 | 0.050375 | 0 | 0 | 0.10075 | 299.4968 | 0.0509 | 0 | 0 | 0.1018 | 299.7388 | 0.051424 | 0 | 0 | 0.10285 | 300.0613 | 0.052124 | 0 | 0 | 0.10425 | 300.3032 | 0.052649 | 0 | 0 | 0.1053 | 300.4645 | 0.052998 | 0 | 0 | 0.106 | 300.7064 | 0.053523 | 0 | 0 | 0.10705 | 300.8677 | 0.053873 | 0 | 0 | 0.10775 | 301.1096 | 0.054398 | 0 | 0 | 0.1088 | 301.3516 | 0.054922 | 0 | 0 | 0.10984 | 301.5128 | 0.055272 | 0 | 0 | 0.11054 | 301.7548 | 0.055797 | 0 | 0 | 0.11159 | 301.9967 | 0.056322 | 0 | 0 | 0.11264 | 302.0773 | 0.056497 | 0 | 0 | 0.11299 | 302.3192 | 0.057021 | 0 | 0 | 0.11404 | 302.5612 | 0.057546 | 0 | 0 | 0.11509 | 302.7224 | 0.057896 | 0 | 0 | 0.11579 | 302.9644 | 0.058421 | 0 | 0 | 0.11684 | 303.1256 | 0.05877 | 0 | 0 | 0.11754 | 303.2869 | 0.05912 | 0 | 0 | 0.11824
2017-04-18 23:00 | 268.8777 | 0.80142 |  | 282.3389 | 0.013684 | 0 | 0 | 0.027368 | 290.273 | 0.030893 | 0 | 0 | 0.061786 | 296.7644 | 0.044973 | 0 | 0 | 0.089946 | 297.0049 | 0.045494 | 0 | 0 | 0.090989 | 297.1651 | 0.045842 | 0 | 0 | 0.091684 | 297.4056 | 0.046364 | 0 | 0 | 0.092727 | 297.646 | 0.046885 | 0 | 0 | 0.09377 | 297.8864 | 0.047407 | 0 | 0 | 0.094813 | 298.207 | 0.048102 | 0 | 0 | 0.096204 | 298.4474 | 0.048623 | 0 | 0 | 0.097247 | 298.6077 | 0.048971 | 0 | 0 | 0.097942 | 298.8481 | 0.049492 | 0 | 0 | 0.098985 | 299.0084 | 0.04984 | 0 | 0 | 0.09968 | 299.2488 | 0.050362 | 0 | 0 | 0.10072 | 299.4892 | 0.050883 | 0 | 0 | 0.10177 | 299.6495 | 0.051231 | 0 | 0 | 0.10246 | 299.89 | 0.051752 | 0 | 0 | 0.1035 | 300.1304 | 0.052274 | 0 | 0 | 0.10455 | 300.2105 | 0.052448 | 0 | 0 | 0.1049 | 300.4509 | 0.052969 | 0 | 0 | 0.10594 | 300.6914 | 0.053491 | 0 | 0 | 0.10698 | 300.8517 | 0.053838 | 0 | 0 | 0.10768 | 301.0921 | 0.05436 | 0 | 0 | 0.10872 | 301.2524 | 0.054707 | 0 | 0 | 0.10941 | 301.4126 | 0.055055 | 0 | 0 | 0.11011
2017-04-19 | 268.1169 | 0.79915 |  | 281.5401 | 0.011951 | 0 | 0 | 0.023903 | 289.4517 | 0.029112 | 0 | 0 | 0.058223 | 295.9248 | 0.043152 | 0 | 0 | 0.086304 | 296.1646 | 0.043672 | 0 | 0 | 0.087344 | 296.3244 | 0.044019 | 0 | 0 | 0.088037 | 296.5641 | 0.044539 | 0 | 0 | 0.089077 | 296.8039 | 0.045059 | 0 | 0 | 0.090117 | 297.0436 | 0.045579 | 0 | 0 | 0.091157 | 297.3633 | 0.046272 | 0 | 0 | 0.092544 | 297.603 | 0.046792 | 0 | 0 | 0.093584 | 297.7628 | 0.047139 | 0 | 0 | 0.094277 | 298.0026 | 0.047659 | 0 | 0 | 0.095317 | 298.1624 | 0.048005 | 0 | 0 | 0.09601 | 298.4022 | 0.048525 | 0 | 0 | 0.09705 | 298.6419 | 0.049045 | 0 | 0 | 0.09809 | 298.8017 | 0.049392 | 0 | 0 | 0.098784 | 299.0415 | 0.049912 | 0 | 0 | 0.099824 | 299.2812 | 0.050432 | 0 | 0 | 0.10086 | 299.3611 | 0.050605 | 0 | 0 | 0.10121 | 299.6009 | 0.051125 | 0 | 0 | 0.10225 | 299.8406 | 0.051645 | 0 | 0 | 0.10329 | 300.0005 | 0.051992 | 0 | 0 | 0.10398 | 300.2402 | 0.052512 | 0 | 0 | 0.10502 | 300.4 | 0.052859 | 0 | 0 | 0.10572 | 300.5599 | 0.053205 | 0 | 0 | 0.10641
2017-04-19 01:00 | 275.1859 | 0.82022 |  | 288.963 | 0.028052 | 0 | 0 | 0.056103 | 297.0831 | 0.045664 | 0 | 0 | 0.091328 | 303.7269 | 0.060075 | 0 | 0 | 0.12015 | 303.973 | 0.060608 | 0 | 0 | 0.12122 | 304.137 | 0.060964 | 0 | 0 | 0.12193 | 304.3831 | 0.061498 | 0 | 0 | 0.123 | 304.6291 | 0.062032 | 0 | 0 | 0.12406 | 304.8752 | 0.062565 | 0 | 0 | 0.12513 | 305.2033 | 0.063277 | 0 | 0 | 0.12655 | 305.4493 | 0.063811 | 0 | 0 | 0.12762 | 305.6134 | 0.064166 | 0 | 0 | 0.12833 | 305.8595 | 0.0647 | 0 | 0 | 0.1294 | 306.0235 | 0.065056 | 0 | 0 | 0.13011 | 306.2696 | 0.06559 | 0 | 0 | 0.13118 | 306.5156 | 0.066123 | 0 | 0 | 0.13225 | 306.6797 | 0.066479 | 0 | 0 | 0.13296 | 306.9257 | 0.067013 | 0 | 0 | 0.13403 | 307.1718 | 0.067547 | 0 | 0 | 0.13509 | 307.2538 | 0.067724 | 0 | 0 | 0.13545 | 307.4999 | 0.068258 | 0 | 0 | 0.13652 | 307.746 | 0.068792 | 0 | 0 | 0.13758 | 307.91 | 0.069148 | 0 | 0 | 0.1383 | 308.1561 | 0.069681 | 0 | 0 | 0.13936 | 308.3201 | 0.070037 | 0 | 0 | 0.14007 | 308.4842 | 0.070393 | 0 | 0 | 0.14079
2017-04-19 02:00 | 275.5984 | 0.82145 |  | 289.3961 | 0.028991 | 0 | 0 | 0.057982 | 297.5285 | 0.04663 | 0 | 0 | 0.09326 | 304.1822 | 0.061062 | 0 | 0 | 0.12212 | 304.4286 | 0.061597 | 0 | 0 | 0.12319 | 304.5929 | 0.061953 | 0 | 0 | 0.12391 | 304.8394 | 0.062487 | 0 | 0 | 0.12497 | 305.0858 | 0.063022 | 0 | 0 | 0.12604 | 305.3322 | 0.063557 | 0 | 0 | 0.12711 | 305.6608 | 0.064269 | 0 | 0 | 0.12854 | 305.9072 | 0.064804 | 0 | 0 | 0.12961 | 306.0715 | 0.06516 | 0 | 0 | 0.13032 | 306.318 | 0.065695 | 0 | 0 | 0.13139 | 306.4822 | 0.066051 | 0 | 0 | 0.1321 | 306.7287 | 0.066585 | 0 | 0 | 0.13317 | 306.9751 | 0.06712 | 0 | 0 | 0.13424 | 307.1394 | 0.067476 | 0 | 0 | 0.13495 | 307.3858 | 0.068011 | 0 | 0 | 0.13602 | 307.6323 | 0.068545 | 0 | 0 | 0.13709 | 307.7144 | 0.068724 | 0 | 0 | 0.13745 | 307.9609 | 0.069258 | 0 | 0 | 0.13852 | 308.2073 | 0.069793 | 0 | 0 | 0.13959 | 308.3716 | 0.070149 | 0 | 0 | 0.1403 | 308.618 | 0.070683 | 0 | 0 | 0.14137 | 308.7823 | 0.07104 | 0 | 0 | 0.14208 | 308.9466 | 0.071396 | 0 | 0 | 0.14279
2017-04-19 03:00 | 280.0196 | 0.83463 |  | 294.0387 | 0.039061 | 0 | 0 | 0.078122 | 302.3015 | 0.056983 | 0 | 0 | 0.11397 | 309.0619 | 0.071646 | 0 | 0 | 0.14329 | 309.3123 | 0.072189 | 0 | 0 | 0.14438 | 309.4792 | 0.072551 | 0 | 0 | 0.1451 | 309.7296 | 0.073094 | 0 | 0 | 0.14619 | 309.98 | 0.073638 | 0 | 0 | 0.14728 | 310.2304 | 0.074181 | 0 | 0 | 0.14836 | 310.5642 | 0.074905 | 0 | 0 | 0.14981 | 310.8146 | 0.075448 | 0 | 0 | 0.1509 | 310.9816 | 0.07581 | 0 | 0 | 0.15162 | 311.2319 | 0.076353 | 0 | 0 | 0.15271 | 311.3989 | 0.076715 | 0 | 0 | 0.15343 | 311.6493 | 0.077258 | 0 | 0 | 0.15452 | 311.8996 | 0.077801 | 0 | 0 | 0.1556 | 312.0666 | 0.078163 | 0 | 0 | 0.15633 | 312.317 | 0.078706 | 0 | 0 | 0.15741 | 312.5673 | 0.07925 | 0 | 0 | 0.1585 | 312.6508 | 0.079431 | 0 | 0 | 0.15886 | 312.9012 | 0.079974 | 0 | 0 | 0.15995 | 313.1516 | 0.080517 | 0 | 0 | 0.16103 | 313.3185 | 0.080879 | 0 | 0 | 0.16176 | 313.5689 | 0.081422 | 0 | 0 | 0.16284 | 313.7358 | 0.081784 | 0 | 0 | 0.16357 | 313.9027 | 0.082146 | 0 | 0 | 0.16429
2017-04-19 04:00 | 273.0329 | 0.8138 |  | 286.7022 | 0.023148 | 0 | 0 | 0.046296 | 294.7588 | 0.040623 | 0 | 0 | 0.081246 | 301.3506 | 0.05492 | 0 | 0 | 0.10984 | 301.5948 | 0.05545 | 0 | 0 | 0.1109 | 301.7575 | 0.055803 | 0 | 0 | 0.11161 | 302.0017 | 0.056333 | 0 | 0 | 0.11267 | 302.2458 | 0.056862 | 0 | 0 | 0.11372 | 302.49 | 0.057392 | 0 | 0 | 0.11478 | 302.8155 | 0.058098 | 0 | 0 | 0.1162 | 303.0596 | 0.058627 | 0 | 0 | 0.11725 | 303.2224 | 0.05898 | 0 | 0 | 0.11796 | 303.4665 | 0.05951 | 0 | 0 | 0.11902 | 303.6293 | 0.059863 | 0 | 0 | 0.11973 | 303.8734 | 0.060392 | 0 | 0 | 0.12078 | 304.1176 | 0.060922 | 0 | 0 | 0.12184 | 304.2803 | 0.061275 | 0 | 0 | 0.12255 | 304.5245 | 0.061804 | 0 | 0 | 0.12361 | 304.7686 | 0.062334 | 0 | 0 | 0.12467 | 304.85 | 0.062511 | 0 | 0 | 0.12502 | 305.0941 | 0.06304 | 0 | 0 | 0.12608 | 305.3383 | 0.06357 | 0 | 0 | 0.12714 | 305.501 | 0.063923 | 0 | 0 | 0.12785 | 305.7452 | 0.064452 | 0 | 0 | 0.1289 | 305.9079 | 0.064805 | 0 | 0 | 0.12961 | 306.0707 | 0.065158 | 0 | 0 | 0.13032
2017-04-19 05:00 | 270.0291 | 0.80485 |  | 283.5481 | 0.016307 | 0 | 0 | 0.032613 | 291.5161 | 0.033589 | 0 | 0 | 0.067179 | 298.0354 | 0.04773 | 0 | 0 | 0.095459 | 298.2768 | 0.048253 | 0 | 0 | 0.096507 | 298.4378 | 0.048602 | 0 | 0 | 0.097205 | 298.6792 | 0.049126 | 0 | 0 | 0.098252 | 298.9207 | 0.04965 | 0 | 0 | 0.0993 | 299.1621 | 0.050174 | 0 | 0 | 0.10035 | 299.4841 | 0.050872 | 0 | 0 | 0.10174 | 299.7255 | 0.051396 | 0 | 0 | 0.10279 | 299.8865 | 0.051745 | 0 | 0 | 0.10349 | 300.128 | 0.052268 | 0 | 0 | 0.10454 | 300.2889 | 0.052618 | 0 | 0 | 0.10524 | 300.5304 | 0.053141 | 0 | 0 | 0.10628 | 300.7718 | 0.053665 | 0 | 0 | 0.10733 | 300.9328 | 0.054014 | 0 | 0 | 0.10803 | 301.1743 | 0.054538 | 0 | 0 | 0.10908 | 301.4157 | 0.055062 | 0 | 0 | 0.11012 | 301.4962 | 0.055236 | 0 | 0 | 0.11047 | 301.7377 | 0.05576 | 0 | 0 | 0.11152 | 301.9791 | 0.056284 | 0 | 0 | 0.11257 | 302.1401 | 0.056633 | 0 | 0 | 0.11327 | 302.3815 | 0.057156 | 0 | 0 | 0.11431 | 302.5425 | 0.057506 | 0 | 0 | 0.11501 | 302.7035 | 0.057855 | 0 | 0 | 0.11571
2017-04-19 06:00 | 272.7395 | 0.81293 |  | 286.3941 | 0.02248 | 0 | 0 | 0.04496 | 294.4421 | 0.039936 | 0 | 0 | 0.079872 | 301.0268 | 0.054218 | 0 | 0 | 0.10844 | 301.2707 | 0.054747 | 0 | 0 | 0.10949 | 301.4333 | 0.0551 | 0 | 0 | 0.1102 | 301.6772 | 0.055629 | 0 | 0 | 0.11126 | 301.921 | 0.056158 | 0 | 0 | 0.11232 | 302.1649 | 0.056687 | 0 | 0 | 0.11337 | 302.4901 | 0.057392 | 0 | 0 | 0.11478 | 302.734 | 0.057921 | 0 | 0 | 0.11584 | 302.8965 | 0.058274 | 0 | 0 | 0.11655 | 303.1404 | 0.058803 | 0 | 0 | 0.11761 | 303.303 | 0.059155 | 0 | 0 | 0.11831 | 303.5469 | 0.059684 | 0 | 0 | 0.11937 | 303.7908 | 0.060213 | 0 | 0 | 0.12043 | 303.9534 | 0.060566 | 0 | 0 | 0.12113 | 304.1972 | 0.061095 | 0 | 0 | 0.12219 | 304.4411 | 0.061624 | 0 | 0 | 0.12325 | 304.5224 | 0.0618 | 0 | 0 | 0.1236 | 304.7663 | 0.062329 | 0 | 0 | 0.12466 | 305.0102 | 0.062858 | 0 | 0 | 0.12572 | 305.1727 | 0.063211 | 0 | 0 | 0.12642 | 305.4166 | 0.06374 | 0 | 0 | 0.12748 | 305.5792 | 0.064092 | 0 | 0 | 0.12818 | 305.7418 | 0.064445 | 0 | 0 | 0.12889
2017-04-19 07:00 | 269.5169 | 0.80332 |  | 283.0102 | 0.01514 | 0 | 0 | 0.03028 | 290.9631 | 0.03239 | 0 | 0 | 0.06478 | 297.47 | 0.046503 | 0 | 0 | 0.093007 | 297.711 | 0.047026 | 0 | 0 | 0.094052 | 297.8717 | 0.047375 | 0 | 0 | 0.094749 | 298.1127 | 0.047897 | 0 | 0 | 0.095795 | 298.3536 | 0.04842 | 0 | 0 | 0.09684 | 298.5946 | 0.048943 | 0 | 0 | 0.097885 | 298.916 | 0.04964 | 0 | 0 | 0.099279 | 299.157 | 0.050162 | 0 | 0 | 0.10032 | 299.3176 | 0.050511 | 0 | 0 | 0.10102 | 299.5586 | 0.051034 | 0 | 0 | 0.10207 | 299.7193 | 0.051382 | 0 | 0 | 0.10276 | 299.9603 | 0.051905 | 0 | 0 | 0.10381 | 300.2013 | 0.052428 | 0 | 0 | 0.10486 | 300.362 | 0.052776 | 0 | 0 | 0.10555 | 300.6029 | 0.053299 | 0 | 0 | 0.1066 | 300.8439 | 0.053821 | 0 | 0 | 0.10764 | 300.9243 | 0.053996 | 0 | 0 | 0.10799 | 301.1653 | 0.054518 | 0 | 0 | 0.10904 | 301.4063 | 0.055041 | 0 | 0 | 0.11008 | 301.5669 | 0.05539 | 0 | 0 | 0.11078 | 301.8079 | 0.055912 | 0 | 0 | 0.11182 | 301.9686 | 0.056261 | 0 | 0 | 0.11252 | 302.1293 | 0.056609 | 0 | 0 | 0.11322
2017-04-19 08:00 | 266.1959 | 0.79342 |  | 279.5229 | 0.0075761 | 0 | 0 | 0.015152 | 287.3778 | 0.024613 | 0 | 0 | 0.049227 | 293.8045 | 0.038553 | 0 | 0 | 0.077106 | 294.0425 | 0.039069 | 0 | 0 | 0.078138 | 294.2012 | 0.039413 | 0 | 0 | 0.078827 | 294.4392 | 0.03993 | 0 | 0 | 0.079859 | 294.6773 | 0.040446 | 0 | 0 | 0.080892 | 294.9153 | 0.040962 | 0 | 0 | 0.081924 | 295.2327 | 0.041651 | 0 | 0 | 0.083301 | 295.4707 | 0.042167 | 0 | 0 | 0.084334 | 295.6294 | 0.042511 | 0 | 0 | 0.085022 | 295.8674 | 0.043027 | 0 | 0 | 0.086055 | 296.0261 | 0.043372 | 0 | 0 | 0.086743 | 296.2641 | 0.043888 | 0 | 0 | 0.087776 | 296.5021 | 0.044404 | 0 | 0 | 0.088808 | 296.6608 | 0.044748 | 0 | 0 | 0.089497 | 296.8989 | 0.045265 | 0 | 0 | 0.090529 | 297.1369 | 0.045781 | 0 | 0 | 0.091562 | 297.2162 | 0.045953 | 0 | 0 | 0.091906 | 297.4543 | 0.046469 | 0 | 0 | 0.092938 | 297.6923 | 0.046985 | 0 | 0 | 0.093971 | 297.851 | 0.04733 | 0 | 0 | 0.094659 | 298.089 | 0.047846 | 0 | 0 | 0.095692 | 298.2477 | 0.04819 | 0 | 0 | 0.09638 | 298.4064 | 0.048534 | 0 | 0 | 0.097069
2017-04-19 09:00 | 265.4843 | 0.7913 |  | 278.7757 | 0.0059555 | 0 | 0 | 0.011911 | 286.6096 | 0.022947 | 0 | 0 | 0.045894 | 293.0192 | 0.036849 | 0 | 0 | 0.073699 | 293.2565 | 0.037364 | 0 | 0 | 0.074729 | 293.4148 | 0.037708 | 0 | 0 | 0.075415 | 293.6522 | 0.038223 | 0 | 0 | 0.076445 | 293.8896 | 0.038737 | 0 | 0 | 0.077475 | 294.127 | 0.039252 | 0 | 0 | 0.078505 | 294.4435 | 0.039939 | 0 | 0 | 0.079878 | 294.6809 | 0.040454 | 0 | 0 | 0.080908 | 294.8392 | 0.040797 | 0 | 0 | 0.081594 | 295.0765 | 0.041312 | 0 | 0 | 0.082624 | 295.2348 | 0.041655 | 0 | 0 | 0.08331 | 295.4722 | 0.04217 | 0 | 0 | 0.08434 | 295.7096 | 0.042685 | 0 | 0 | 0.08537 | 295.8678 | 0.043028 | 0 | 0 | 0.086057 | 296.1052 | 0.043543 | 0 | 0 | 0.087086 | 296.3426 | 0.044058 | 0 | 0 | 0.088116 | 296.4218 | 0.04423 | 0 | 0 | 0.088459 | 296.6591 | 0.044745 | 0 | 0 | 0.089489 | 296.8965 | 0.04526 | 0 | 0 | 0.090519 | 297.0548 | 0.045603 | 0 | 0 | 0.091206 | 297.2922 | 0.046118 | 0 | 0 | 0.092235 | 297.4505 | 0.046461 | 0 | 0 | 0.092922 | 297.6087 | 0.046804 | 0 | 0 | 0.093608
2017-04-19 10:00 | 259.2051 | 0.77259 |  | 272.1821 | 0 | 0 | 0 | 0 | 279.8307 | 0.0082437 | 0 | 0 | 0.016487 | 286.0886 | 0.021817 | 0 | 0 | 0.043634 | 286.3204 | 0.02232 | 0 | 0 | 0.04464 | 286.4749 | 0.022655 | 0 | 0 | 0.04531 | 286.7067 | 0.023158 | 0 | 0 | 0.046316 | 286.9385 | 0.023661 | 0 | 0 | 0.047321 | 287.1703 | 0.024163 | 0 | 0 | 0.048326 | 287.4793 | 0.024834 | 0 | 0 | 0.049667 | 287.7111 | 0.025336 | 0 | 0 | 0.050673 | 287.8656 | 0.025671 | 0 | 0 | 0.051343 | 288.0974 | 0.026174 | 0 | 0 | 0.052348 | 288.2519 | 0.026509 | 0 | 0 | 0.053019 | 288.4837 | 0.027012 | 0 | 0 | 0.054024 | 288.7154 | 0.027515 | 0 | 0 | 0.055029 | 288.87 | 0.02785 | 0 | 0 | 0.0557 | 289.1017 | 0.028353 | 0 | 0 | 0.056705 | 289.3335 | 0.028855 | 0 | 0 | 0.057711 | 289.4108 | 0.029023 | 0 | 0 | 0.058046 | 289.6425 | 0.029526 | 0 | 0 | 0.059051 | 289.8743 | 0.030028 | 0 | 0 | 0.060057 | 290.0288 | 0.030363 | 0 | 0 | 0.060727 | 290.2606 | 0.030866 | 0 | 0 | 0.061732 | 290.4151 | 0.031201 | 0 | 0 | 0.062403 | 290.5696 | 0.031536 | 0 | 0 | 0.063073
2017-04-19 11:00 | 254.8526 | 0.75961 |  | 267.6117 | 0 | 0 | 0 | 0 | 275.1319 | 0 | 0 | 0 | 0 | 281.2848 | 0.011398 | 0 | 0 | 0.022795 | 281.5126 | 0.011892 | 0 | 0 | 0.023784 | 281.6646 | 0.012221 | 0 | 0 | 0.024443 | 281.8925 | 0.012716 | 0 | 0 | 0.025431 | 282.1203 | 0.01321 | 0 | 0 | 0.02642 | 282.3482 | 0.013704 | 0 | 0 | 0.027408 | 282.6521 | 0.014363 | 0 | 0 | 0.028727 | 282.88 | 0.014858 | 0 | 0 | 0.029715 | 283.0319 | 0.015187 | 0 | 0 | 0.030374 | 283.2598 | 0.015681 | 0 | 0 | 0.031363 | 283.4117 | 0.016011 | 0 | 0 | 0.032022 | 283.6396 | 0.016505 | 0 | 0 | 0.03301 | 283.8674 | 0.016999 | 0 | 0 | 0.033999 | 284.0194 | 0.017329 | 0 | 0 | 0.034658 | 284.2473 | 0.017823 | 0 | 0 | 0.035646 | 284.4751 | 0.018318 | 0 | 0 | 0.036635 | 284.5511 | 0.018482 | 0 | 0 | 0.036965 | 284.779 | 0.018977 | 0 | 0 | 0.037953 | 285.0069 | 0.019471 | 0 | 0 | 0.038942 | 285.1588 | 0.0198 | 0 | 0 | 0.039601 | 285.3867 | 0.020295 | 0 | 0 | 0.040589 | 285.5386 | 0.020624 | 0 | 0 | 0.041248 | 285.6905 | 0.020954 | 0 | 0 | 0.041907
2017-04-19 12:00 | 252.4783 | 0.75254 |  | 265.1186 | 0 | 0 | 0 | 0 | 272.5687 | 0 | 0 | 0 | 0 | 278.6643 | 0.0057137 | 0 | 0 | 0.011427 | 278.89 | 0.0062034 | 0 | 0 | 0.012407 | 279.0405 | 0.0065298 | 0 | 0 | 0.01306 | 279.2663 | 0.0070195 | 0 | 0 | 0.014039 | 279.492 | 0.0075092 | 0 | 0 | 0.015018 | 279.7178 | 0.0079988 | 0 | 0 | 0.015998 | 280.0188 | 0.0086517 | 0 | 0 | 0.017303 | 280.2446 | 0.0091414 | 0 | 0 | 0.018283 | 280.3951 | 0.0094679 | 0 | 0 | 0.018936 | 280.6208 | 0.0099575 | 0 | 0 | 0.019915 | 280.7714 | 0.010284 | 0 | 0 | 0.020568 | 280.9971 | 0.010774 | 0 | 0 | 0.021547 | 281.2229 | 0.011263 | 0 | 0 | 0.022527 | 281.3734 | 0.01159 | 0 | 0 | 0.02318 | 281.5991 | 0.012079 | 0 | 0 | 0.024159 | 281.8249 | 0.012569 | 0 | 0 | 0.025138 | 281.9002 | 0.012732 | 0 | 0 | 0.025465 | 282.1259 | 0.013222 | 0 | 0 | 0.026444 | 282.3517 | 0.013712 | 0 | 0 | 0.027423 | 282.5022 | 0.014038 | 0 | 0 | 0.028076 | 282.7279 | 0.014528 | 0 | 0 | 0.029056 | 282.8785 | 0.014854 | 0 | 0 | 0.029709 | 283.029 | 0.015181 | 0 | 0 | 0.030361
2017-04-19 13:00 | 252.3332 | 0.7521 |  | 264.9662 | 0 | 0 | 0 | 0 | 272.412 | 0 | 0 | 0 | 0 | 278.504 | 0.0053662 | 0 | 0 | 0.010732 | 278.7297 | 0.0058556 | 0 | 0 | 0.011711 | 278.8801 | 0.0061819 | 0 | 0 | 0.012364 | 279.1057 | 0.0066713 | 0 | 0 | 0.013343 | 279.3314 | 0.0071606 | 0 | 0 | 0.014321 | 279.557 | 0.00765 | 0 | 0 | 0.0153 | 279.8578 | 0.0083026 | 0 | 0 | 0.016605 | 280.0835 | 0.008792 | 0 | 0 | 0.017584 | 280.2339 | 0.0091182 | 0 | 0 | 0.018236 | 280.4595 | 0.0096076 | 0 | 0 | 0.019215 | 280.6099 | 0.0099339 | 0 | 0 | 0.019868 | 280.8356 | 0.010423 | 0 | 0 | 0.020847 | 281.0612 | 0.010913 | 0 | 0 | 0.021825 | 281.2116 | 0.011239 | 0 | 0 | 0.022478 | 281.4372 | 0.011728 | 0 | 0 | 0.023457 | 281.6629 | 0.012218 | 0 | 0 | 0.024435 | 281.7381 | 0.012381 | 0 | 0 | 0.024762 | 281.9637 | 0.01287 | 0 | 0 | 0.02574 | 282.1894 | 0.01336 | 0 | 0 | 0.026719 | 282.3398 | 0.013686 | 0 | 0 | 0.027372 | 282.5654 | 0.014175 | 0 | 0 | 0.028351 | 282.7158 | 0.014502 | 0 | 0 | 0.029003 | 282.8662 | 0.014828 | 0 | 0 | 0.029656
2017-04-19 14:00 | 249.1377 | 0.74258 |  | 261.6108 | 0 | 0 | 0 | 0 | 268.9623 | 0 | 0 | 0 | 0 | 274.9772 | 0 | 0 | 0 | 0 | 275.2 | 0 | 0 | 0 | 0 | 275.3485 | 0 | 0 | 0 | 0 | 275.5713 | 0 | 0 | 0 | 0 | 275.794 | 0 | 0 | 0 | 0 | 276.0168 | 0 | 0 | 0 | 0 | 276.3138 | 0.00061563 | 0 | 0 | 0.0012313 | 276.5366 | 0.0010988 | 0 | 0 | 0.0021977 | 276.6851 | 0.001421 | 0 | 0 | 0.0028419 | 276.9079 | 0.0019042 | 0 | 0 | 0.0038083 | 277.0564 | 0.0022263 | 0 | 0 | 0.0044526 | 277.2792 | 0.0027095 | 0 | 0 | 0.005419 | 277.502 | 0.0031927 | 0 | 0 | 0.0063854 | 277.6505 | 0.0035148 | 0 | 0 | 0.0070296 | 277.8732 | 0.003998 | 0 | 0 | 0.007996 | 278.096 | 0.0044812 | 0 | 0 | 0.0089624 | 278.1703 | 0.0046423 | 0 | 0 | 0.0092845 | 278.3931 | 0.0051255 | 0 | 0 | 0.010251 | 278.6158 | 0.0056087 | 0 | 0 | 0.011217 | 278.7643 | 0.0059308 | 0 | 0 | 0.011862 | 278.9871 | 0.006414 | 0 | 0 | 0.012828 | 279.1356 | 0.0067361 | 0 | 0 | 0.013472 | 279.2841 | 0.0070583 | 0 | 0 | 0.014117
2017-04-19 15:00 | 242.1095 | 0.72163 |  | 254.2306 | 0 | 0 | 0 | 0 | 261.3748 | 0 | 0 | 0 | 0 | 267.22 | 0 | 0 | 0 | 0 | 267.4365 | 0 | 0 | 0 | 0 | 267.5808 | 0 | 0 | 0 | 0 | 267.7973 | 0 | 0 | 0 | 0 | 268.0138 | 0 | 0 | 0 | 0 | 268.2303 | 0 | 0 | 0 | 0 | 268.5189 | 0 | 0 | 0 | 0 | 268.7354 | 0 | 0 | 0 | 0 | 268.8797 | 0 | 0 | 0 | 0 | 269.0962 | 0 | 0 | 0 | 0 | 269.2406 | 0 | 0 | 0 | 0 | 269.4571 | 0 | 0 | 0 | 0 | 269.6735 | 0 | 0 | 0 | 0 | 269.8179 | 0 | 0 | 0 | 0 | 270.0344 | 0 | 0 | 0 | 0 | 270.2508 | 0 | 0 | 0 | 0 | 270.323 | 0 | 0 | 0 | 0 | 270.5395 | 0 | 0 | 0 | 0 | 270.756 | 0 | 0 | 0 | 0 | 270.9003 | 0 | 0 | 0 | 0 | 271.1168 | 0 | 0 | 0 | 0 | 271.2611 | 0 | 0 | 0 | 0 | 271.4055 | 0 | 0 | 0 | 0
2017-04-19 16:00 | 246.4141 | 0.73446 |  | 258.7507 | 0 | 0 | 0 | 0 | 266.0219 | 0 | 0 | 0 | 0 | 271.971 | 0 | 0 | 0 | 0 | 272.1914 | 0 | 0 | 0 | 0 | 272.3383 | 0 | 0 | 0 | 0 | 272.5586 | 0 | 0 | 0 | 0 | 272.7789 | 0 | 0 | 0 | 0 | 272.9993 | 0 | 0 | 0 | 0 | 273.2931 | 0 | 0 | 0 | 0 | 273.5134 | 0 | 0 | 0 | 0 | 273.6603 | 0 | 0 | 0 | 0 | 273.8806 | 0 | 0 | 0 | 0 | 274.0275 | 0 | 0 | 0 | 0 | 274.2479 | 0 | 0 | 0 | 0 | 274.4682 | 0 | 0 | 0 | 0 | 274.6151 | 0 | 0 | 0 | 0 | 274.8354 | 0 | 0 | 0 | 0 | 275.0558 | 0 | 0 | 0 | 0 | 275.1292 | 0 | 0 | 0 | 0 | 275.3496 | 0 | 0 | 0 | 0 | 275.5699 | 0 | 0 | 0 | 0 | 275.7168 | 0 | 0 | 0 | 0 | 275.9371 | 0 | 0 | 0 | 0 | 276.084 | 0.00011718 | 0 | 0 | 0.00023435 | 276.2309 | 0.00043578 | 0 | 0 | 0.00087157
2017-04-19 17:00 | 254.934 | 0.75986 |  | 267.6972 | 0 | 0 | 0 | 0 | 275.2198 | 0 | 0 | 0 | 0 | 281.3746 | 0.011592 | 0 | 0 | 0.023185 | 281.6026 | 0.012087 | 0 | 0 | 0.024174 | 281.7545 | 0.012417 | 0 | 0 | 0.024833 | 281.9825 | 0.012911 | 0 | 0 | 0.025822 | 282.2104 | 0.013405 | 0 | 0 | 0.026811 | 282.4384 | 0.0139 | 0 | 0 | 0.0278 | 282.7423 | 0.014559 | 0 | 0 | 0.029118 | 282.9703 | 0.015054 | 0 | 0 | 0.030107 | 283.1223 | 0.015383 | 0 | 0 | 0.030766 | 283.3502 | 0.015878 | 0 | 0 | 0.031755 | 283.5022 | 0.016207 | 0 | 0 | 0.032414 | 283.7302 | 0.016702 | 0 | 0 | 0.033403 | 283.9581 | 0.017196 | 0 | 0 | 0.034392 | 284.1101 | 0.017526 | 0 | 0 | 0.035051 | 284.338 | 0.01802 | 0 | 0 | 0.03604 | 284.566 | 0.018515 | 0 | 0 | 0.037029 | 284.642 | 0.018679 | 0 | 0 | 0.037359 | 284.8699 | 0.019174 | 0 | 0 | 0.038348 | 285.0979 | 0.019668 | 0 | 0 | 0.039337 | 285.2499 | 0.019998 | 0 | 0 | 0.039996 | 285.4778 | 0.020492 | 0 | 0 | 0.040985 | 285.6298 | 0.020822 | 0 | 0 | 0.041644 | 285.7818 | 0.021152 | 0 | 0 | 0.042303
2017-04-19 18:00 | 244.8207 | 0.72971 |  | 257.0776 | 0 | 0 | 0 | 0 | 264.3018 | 0 | 0 | 0 | 0 | 270.2124 | 0 | 0 | 0 | 0 | 270.4313 | 0 | 0 | 0 | 0 | 270.5773 | 0 | 0 | 0 | 0 | 270.7962 | 0 | 0 | 0 | 0 | 271.0151 | 0 | 0 | 0 | 0 | 271.234 | 0 | 0 | 0 | 0 | 271.5259 | 0 | 0 | 0 | 0 | 271.7448 | 0 | 0 | 0 | 0 | 271.8908 | 0 | 0 | 0 | 0 | 272.1097 | 0 | 0 | 0 | 0 | 272.2556 | 0 | 0 | 0 | 0 | 272.4745 | 0 | 0 | 0 | 0 | 272.6934 | 0 | 0 | 0 | 0 | 272.8394 | 0 | 0 | 0 | 0 | 273.0583 | 0 | 0 | 0 | 0 | 273.2772 | 0 | 0 | 0 | 0 | 273.3502 | 0 | 0 | 0 | 0 | 273.5691 | 0 | 0 | 0 | 0 | 273.788 | 0 | 0 | 0 | 0 | 273.934 | 0 | 0 | 0 | 0 | 274.1529 | 0 | 0 | 0 | 0 | 274.2988 | 0 | 0 | 0 | 0 | 274.4448 | 0 | 0 | 0 | 0
2017-04-19 19:00 | 253.6716 | 0.75609 |  | 266.3716 | 0 | 0 | 0 | 0 | 273.8569 | 0 | 0 | 0 | 0 | 279.9813 | 0.0085704 | 0 | 0 | 0.017141 | 280.2081 | 0.0090624 | 0 | 0 | 0.018125 | 280.3593 | 0.0093903 | 0 | 0 | 0.018781 | 280.5862 | 0.0098823 | 0 | 0 | 0.019765 | 280.813 | 0.010374 | 0 | 0 | 0.020749 | 281.0398 | 0.010866 | 0 | 0 | 0.021733 | 281.3423 | 0.011522 | 0 | 0 | 0.023045 | 281.5691 | 0.012014 | 0 | 0 | 0.024029 | 281.7203 | 0.012342 | 0 | 0 | 0.024685 | 281.9471 | 0.012834 | 0 | 0 | 0.025669 | 282.0984 | 0.013162 | 0 | 0 | 0.026325 | 282.3252 | 0.013654 | 0 | 0 | 0.027309 | 282.552 | 0.014146 | 0 | 0 | 0.028292 | 282.7032 | 0.014474 | 0 | 0 | 0.028948 | 282.9301 | 0.014966 | 0 | 0 | 0.029932 | 283.1569 | 0.015458 | 0 | 0 | 0.030916 | 283.2325 | 0.015622 | 0 | 0 | 0.031244 | 283.4593 | 0.016114 | 0 | 0 | 0.032228 | 283.6862 | 0.016606 | 0 | 0 | 0.033212 | 283.8374 | 0.016934 | 0 | 0 | 0.033868 | 284.0642 | 0.017426 | 0 | 0 | 0.034852 | 284.2154 | 0.017754 | 0 | 0 | 0.035508 | 284.3666 | 0.018082 | 0 | 0 | 0.036164
2017-04-19 20:00 | 252.9946 | 0.75408 |  | 265.6607 | 0 | 0 | 0 | 0 | 273.1261 | 0 | 0 | 0 | 0 | 279.2341 | 0.0069496 | 0 | 0 | 0.013899 | 279.4603 | 0.0074403 | 0 | 0 | 0.014881 | 279.6111 | 0.0077674 | 0 | 0 | 0.015535 | 279.8373 | 0.0082581 | 0 | 0 | 0.016516 | 280.0635 | 0.0087488 | 0 | 0 | 0.017498 | 280.2898 | 0.0092394 | 0 | 0 | 0.018479 | 280.5914 | 0.0098937 | 0 | 0 | 0.019787 | 280.8176 | 0.010384 | 0 | 0 | 0.020769 | 280.9684 | 0.010711 | 0 | 0 | 0.021423 | 281.1947 | 0.011202 | 0 | 0 | 0.022404 | 281.3455 | 0.011529 | 0 | 0 | 0.023059 | 281.5717 | 0.01202 | 0 | 0 | 0.02404 | 281.7979 | 0.012511 | 0 | 0 | 0.025021 | 281.9487 | 0.012838 | 0 | 0 | 0.025675 | 282.175 | 0.013328 | 0 | 0 | 0.026657 | 282.4012 | 0.013819 | 0 | 0 | 0.027638 | 282.4766 | 0.013983 | 0 | 0 | 0.027965 | 282.7028 | 0.014473 | 0 | 0 | 0.028947 | 282.929 | 0.014964 | 0 | 0 | 0.029928 | 283.0798 | 0.015291 | 0 | 0 | 0.030582 | 283.3061 | 0.015782 | 0 | 0 | 0.031564 | 283.4569 | 0.016109 | 0 | 0 | 0.032218 | 283.6077 | 0.016436 | 0 | 0 | 0.032872
2017-04-19 21:00 | 261.1382 | 0.77835 |  | 274.212 | 0 | 0 | 0 | 0 | 281.9177 | 0.01277 | 0 | 0 | 0.025541 | 288.2223 | 0.026445 | 0 | 0 | 0.05289 | 288.4558 | 0.026952 | 0 | 0 | 0.053903 | 288.6115 | 0.027289 | 0 | 0 | 0.054578 | 288.845 | 0.027796 | 0 | 0 | 0.055591 | 289.0785 | 0.028302 | 0 | 0 | 0.056604 | 289.312 | 0.028809 | 0 | 0 | 0.057617 | 289.6233 | 0.029484 | 0 | 0 | 0.058968 | 289.8568 | 0.02999 | 0 | 0 | 0.059981 | 290.0125 | 0.030328 | 0 | 0 | 0.060656 | 290.246 | 0.030834 | 0 | 0 | 0.061669 | 290.4017 | 0.031172 | 0 | 0 | 0.062344 | 290.6352 | 0.031679 | 0 | 0 | 0.063357 | 290.8687 | 0.032185 | 0 | 0 | 0.06437 | 291.0243 | 0.032523 | 0 | 0 | 0.065045 | 291.2578 | 0.033029 | 0 | 0 | 0.066058 | 291.4914 | 0.033536 | 0 | 0 | 0.067071 | 291.5692 | 0.033705 | 0 | 0 | 0.067409 | 291.8027 | 0.034211 | 0 | 0 | 0.068422 | 292.0362 | 0.034717 | 0 | 0 | 0.069435 | 292.1919 | 0.035055 | 0 | 0 | 0.07011 | 292.4254 | 0.035562 | 0 | 0 | 0.071123 | 292.581 | 0.035899 | 0 | 0 | 0.071798 | 292.7367 | 0.036237 | 0 | 0 | 0.072474
2017-04-19 22:00 | 267.6112 | 0.79764 |  | 281.0091 | 0.0108 | 0 | 0 | 0.021599 | 288.9058 | 0.027928 | 0 | 0 | 0.055855 | 295.3667 | 0.041941 | 0 | 0 | 0.083882 | 295.606 | 0.04246 | 0 | 0 | 0.084921 | 295.7655 | 0.042806 | 0 | 0 | 0.085613 | 296.0048 | 0.043325 | 0 | 0 | 0.086651 | 296.2441 | 0.043844 | 0 | 0 | 0.087689 | 296.4834 | 0.044363 | 0 | 0 | 0.088727 | 296.8024 | 0.045055 | 0 | 0 | 0.090111 | 297.0417 | 0.045574 | 0 | 0 | 0.091149 | 297.2012 | 0.04592 | 0 | 0 | 0.091841 | 297.4405 | 0.046439 | 0 | 0 | 0.092879 | 297.6001 | 0.046785 | 0 | 0 | 0.093571 | 297.8394 | 0.047304 | 0 | 0 | 0.094609 | 298.0786 | 0.047824 | 0 | 0 | 0.095647 | 298.2382 | 0.04817 | 0 | 0 | 0.096339 | 298.4775 | 0.048689 | 0 | 0 | 0.097377 | 298.7168 | 0.049208 | 0 | 0 | 0.098415 | 298.7965 | 0.049381 | 0 | 0 | 0.098761 | 299.0358 | 0.0499 | 0 | 0 | 0.099799 | 299.2751 | 0.050419 | 0 | 0 | 0.10084 | 299.4346 | 0.050765 | 0 | 0 | 0.10153 | 299.6739 | 0.051284 | 0 | 0 | 0.10257 | 299.8335 | 0.05163 | 0 | 0 | 0.10326 | 299.993 | 0.051976 | 0 | 0 | 0.10395
2017-04-19 23:00 | 270.1017 | 0.80506 |  | 283.6242 | 0.016472 | 0 | 0 | 0.032944 | 291.5944 | 0.033759 | 0 | 0 | 0.067518 | 298.1154 | 0.047903 | 0 | 0 | 0.095806 | 298.3569 | 0.048427 | 0 | 0 | 0.096854 | 298.5179 | 0.048776 | 0 | 0 | 0.097553 | 298.7595 | 0.0493 | 0 | 0 | 0.0986 | 299.001 | 0.049824 | 0 | 0 | 0.099648 | 299.2425 | 0.050348 | 0 | 0 | 0.1007 | 299.5645 | 0.051046 | 0 | 0 | 0.10209 | 299.806 | 0.05157 | 0 | 0 | 0.10314 | 299.9671 | 0.051919 | 0 | 0 | 0.10384 | 300.2086 | 0.052443 | 0 | 0 | 0.10489 | 300.3696 | 0.052793 | 0 | 0 | 0.10559 | 300.6111 | 0.053316 | 0 | 0 | 0.10663 | 300.8526 | 0.05384 | 0 | 0 | 0.10768 | 301.0136 | 0.05419 | 0 | 0 | 0.10838 | 301.2552 | 0.054713 | 0 | 0 | 0.10943 | 301.4967 | 0.055237 | 0 | 0 | 0.11047 | 301.5772 | 0.055412 | 0 | 0 | 0.11082 | 301.8187 | 0.055936 | 0 | 0 | 0.11187 | 302.0602 | 0.05646 | 0 | 0 | 0.11292 | 302.2212 | 0.056809 | 0 | 0 | 0.11362 | 302.4628 | 0.057333 | 0 | 0 | 0.11467 | 302.6238 | 0.057682 | 0 | 0 | 0.11536 | 302.7848 | 0.058031 | 0 | 0 | 0.11606
2017-04-20 | 263.5803 | 0.78563 |  | 276.7764 | 0.0016189 | 0 | 0 | 0.0032377 | 284.5541 | 0.018489 | 0 | 0 | 0.036977 | 290.9176 | 0.032291 | 0 | 0 | 0.064583 | 291.1533 | 0.032803 | 0 | 0 | 0.065605 | 291.3105 | 0.033143 | 0 | 0 | 0.066287 | 291.5461 | 0.033655 | 0 | 0 | 0.067309 | 291.7818 | 0.034166 | 0 | 0 | 0.068331 | 292.0175 | 0.034677 | 0 | 0 | 0.069354 | 292.3318 | 0.035359 | 0 | 0 | 0.070717 | 292.5675 | 0.03587 | 0 | 0 | 0.071739 | 292.7246 | 0.036211 | 0 | 0 | 0.072421 | 292.9603 | 0.036722 | 0 | 0 | 0.073444 | 293.1174 | 0.037063 | 0 | 0 | 0.074125 | 293.3531 | 0.037574 | 0 | 0 | 0.075148 | 293.5888 | 0.038085 | 0 | 0 | 0.07617 | 293.7459 | 0.038426 | 0 | 0 | 0.076852 | 293.9816 | 0.038937 | 0 | 0 | 0.077874 | 294.2173 | 0.039448 | 0 | 0 | 0.078896 | 294.2958 | 0.039619 | 0 | 0 | 0.079237 | 294.5315 | 0.04013 | 0 | 0 | 0.08026 | 294.7672 | 0.040641 | 0 | 0 | 0.081282 | 294.9243 | 0.040982 | 0 | 0 | 0.081964 | 295.16 | 0.041493 | 0 | 0 | 0.082986 | 295.3172 | 0.041834 | 0 | 0 | 0.083668 | 295.4743 | 0.042175 | 0 | 0 | 0.084349
2017-04-20 01:00 | 273.3202 | 0.81466 |  | 287.0039 | 0.023802 | 0 | 0 | 0.047605 | 295.069 | 0.041296 | 0 | 0 | 0.082591 | 301.6677 | 0.055608 | 0 | 0 | 0.11122 | 301.9121 | 0.056138 | 0 | 0 | 0.11228 | 302.075 | 0.056492 | 0 | 0 | 0.11298 | 302.3194 | 0.057022 | 0 | 0 | 0.11404 | 302.5638 | 0.057552 | 0 | 0 | 0.1151 | 302.8082 | 0.058082 | 0 | 0 | 0.11616 | 303.1341 | 0.058789 | 0 | 0 | 0.11758 | 303.3785 | 0.059319 | 0 | 0 | 0.11864 | 303.5414 | 0.059672 | 0 | 0 | 0.11934 | 303.7858 | 0.060202 | 0 | 0 | 0.1204 | 303.9487 | 0.060556 | 0 | 0 | 0.12111 | 304.1931 | 0.061086 | 0 | 0 | 0.12217 | 304.4375 | 0.061616 | 0 | 0 | 0.12323 | 304.6005 | 0.061969 | 0 | 0 | 0.12394 | 304.8449 | 0.062499 | 0 | 0 | 0.125 | 305.0893 | 0.06303 | 0 | 0 | 0.12606 | 305.1707 | 0.063206 | 0 | 0 | 0.12641 | 305.4151 | 0.063736 | 0 | 0 | 0.12747 | 305.6595 | 0.064266 | 0 | 0 | 0.12853 | 305.8224 | 0.06462 | 0 | 0 | 0.12924 | 306.0668 | 0.06515 | 0 | 0 | 0.1303 | 306.2298 | 0.065503 | 0 | 0 | 0.13101 | 306.3927 | 0.065857 | 0 | 0 | 0.13171
2017-04-20 02:00 | 271.7156 | 0.80987 |  | 285.3189 | 0.020148 | 0 | 0 | 0.040295 | 293.3367 | 0.037538 | 0 | 0 | 0.075076 | 299.8967 | 0.051767 | 0 | 0 | 0.10353 | 300.1396 | 0.052294 | 0 | 0 | 0.10459 | 300.3016 | 0.052645 | 0 | 0 | 0.10529 | 300.5446 | 0.053172 | 0 | 0 | 0.10634 | 300.7875 | 0.053699 | 0 | 0 | 0.1074 | 301.0305 | 0.054226 | 0 | 0 | 0.10845 | 301.3544 | 0.054929 | 0 | 0 | 0.10986 | 301.5974 | 0.055456 | 0 | 0 | 0.11091 | 301.7594 | 0.055807 | 0 | 0 | 0.11161 | 302.0023 | 0.056334 | 0 | 0 | 0.11267 | 302.1643 | 0.056685 | 0 | 0 | 0.11337 | 302.4073 | 0.057212 | 0 | 0 | 0.11442 | 302.6502 | 0.057739 | 0 | 0 | 0.11548 | 302.8122 | 0.058091 | 0 | 0 | 0.11618 | 303.0552 | 0.058618 | 0 | 0 | 0.11724 | 303.2981 | 0.059145 | 0 | 0 | 0.11829 | 303.3791 | 0.05932 | 0 | 0 | 0.11864 | 303.6221 | 0.059847 | 0 | 0 | 0.11969 | 303.8651 | 0.060374 | 0 | 0 | 0.12075 | 304.027 | 0.060726 | 0 | 0 | 0.12145 | 304.27 | 0.061253 | 0 | 0 | 0.12251 | 304.432 | 0.061604 | 0 | 0 | 0.12321 | 304.5939 | 0.061955 | 0 | 0 | 0.12391
2017-04-20 03:00 | 271.8612 | 0.81031 |  | 285.4719 | 0.020479 | 0 | 0 | 0.040959 | 293.4939 | 0.037879 | 0 | 0 | 0.075759 | 300.0574 | 0.052116 | 0 | 0 | 0.10423 | 300.3005 | 0.052643 | 0 | 0 | 0.10529 | 300.4626 | 0.052994 | 0 | 0 | 0.10599 | 300.7057 | 0.053522 | 0 | 0 | 0.10704 | 300.9488 | 0.054049 | 0 | 0 | 0.1081 | 301.1919 | 0.054576 | 0 | 0 | 0.10915 | 301.516 | 0.055279 | 0 | 0 | 0.11056 | 301.7591 | 0.055806 | 0 | 0 | 0.11161 | 301.9211 | 0.056158 | 0 | 0 | 0.11232 | 302.1642 | 0.056685 | 0 | 0 | 0.11337 | 302.3263 | 0.057037 | 0 | 0 | 0.11407 | 302.5694 | 0.057564 | 0 | 0 | 0.11513 | 302.8125 | 0.058091 | 0 | 0 | 0.11618 | 302.9745 | 0.058443 | 0 | 0 | 0.11689 | 303.2176 | 0.05897 | 0 | 0 | 0.11794 | 303.4607 | 0.059497 | 0 | 0 | 0.11899 | 303.5418 | 0.059673 | 0 | 0 | 0.11935 | 303.7849 | 0.0602 | 0 | 0 | 0.1204 | 304.0279 | 0.060728 | 0 | 0 | 0.12146 | 304.19 | 0.061079 | 0 | 0 | 0.12216 | 304.4331 | 0.061606 | 0 | 0 | 0.12321 | 304.5952 | 0.061958 | 0 | 0 | 0.12392 | 304.7572 | 0.062309 | 0 | 0 | 0.12462
2017-04-20 04:00 | 278.8207 | 0.83105 |  | 292.7798 | 0.03633 | 0 | 0 | 0.072661 | 301.0072 | 0.054176 | 0 | 0 | 0.10835 | 307.7388 | 0.068776 | 0 | 0 | 0.13755 | 307.9881 | 0.069317 | 0 | 0 | 0.13863 | 308.1543 | 0.069678 | 0 | 0 | 0.13936 | 308.4036 | 0.070218 | 0 | 0 | 0.14044 | 308.6529 | 0.070759 | 0 | 0 | 0.14152 | 308.9022 | 0.0713 | 0 | 0 | 0.1426 | 309.2347 | 0.072021 | 0 | 0 | 0.14404 | 309.484 | 0.072562 | 0 | 0 | 0.14512 | 309.6502 | 0.072922 | 0 | 0 | 0.14584 | 309.8995 | 0.073463 | 0 | 0 | 0.14693 | 310.0657 | 0.073823 | 0 | 0 | 0.14765 | 310.315 | 0.074364 | 0 | 0 | 0.14873 | 310.5643 | 0.074905 | 0 | 0 | 0.14981 | 310.7306 | 0.075265 | 0 | 0 | 0.15053 | 310.9799 | 0.075806 | 0 | 0 | 0.15161 | 311.2292 | 0.076347 | 0 | 0 | 0.15269 | 311.3123 | 0.076527 | 0 | 0 | 0.15305 | 311.5616 | 0.077068 | 0 | 0 | 0.15414 | 311.8109 | 0.077609 | 0 | 0 | 0.15522 | 311.9771 | 0.077969 | 0 | 0 | 0.15594 | 312.2264 | 0.07851 | 0 | 0 | 0.15702 | 312.3927 | 0.078871 | 0 | 0 | 0.15774 | 312.5589 | 0.079231 | 0 | 0 | 0.15846
2017-04-20 05:00 | 268.5654 | 0.80049 |  | 282.0111 | 0.012973 | 0 | 0 | 0.025946 | 289.9359 | 0.030162 | 0 | 0 | 0.060324 | 296.4198 | 0.044226 | 0 | 0 | 0.088451 | 296.66 | 0.044746 | 0 | 0 | 0.089493 | 296.8201 | 0.045094 | 0 | 0 | 0.090187 | 297.0602 | 0.045615 | 0 | 0 | 0.091229 | 297.3004 | 0.046135 | 0 | 0 | 0.092271 | 297.5405 | 0.046656 | 0 | 0 | 0.093313 | 297.8607 | 0.047351 | 0 | 0 | 0.094702 | 298.1008 | 0.047872 | 0 | 0 | 0.095743 | 298.2609 | 0.048219 | 0 | 0 | 0.096438 | 298.5011 | 0.04874 | 0 | 0 | 0.09748 | 298.6612 | 0.049087 | 0 | 0 | 0.098174 | 298.9013 | 0.049608 | 0 | 0 | 0.099216 | 299.1415 | 0.050129 | 0 | 0 | 0.10026 | 299.3016 | 0.050476 | 0 | 0 | 0.10095 | 299.5417 | 0.050997 | 0 | 0 | 0.10199 | 299.7819 | 0.051518 | 0 | 0 | 0.10304 | 299.8619 | 0.051691 | 0 | 0 | 0.10338 | 300.1021 | 0.052212 | 0 | 0 | 0.10442 | 300.3422 | 0.052733 | 0 | 0 | 0.10547 | 300.5023 | 0.05308 | 0 | 0 | 0.10616 | 300.7424 | 0.053601 | 0 | 0 | 0.1072 | 300.9025 | 0.053949 | 0 | 0 | 0.1079 | 301.0626 | 0.054296 | 0 | 0 | 0.10859
2017-04-20 06:00 | 270.4242 | 0.80603 |  | 283.9629 | 0.017206 | 0 | 0 | 0.034413 | 291.9425 | 0.034514 | 0 | 0 | 0.069029 | 298.4714 | 0.048675 | 0 | 0 | 0.097351 | 298.7132 | 0.0492 | 0 | 0 | 0.0984 | 298.8744 | 0.049549 | 0 | 0 | 0.099099 | 299.1162 | 0.050074 | 0 | 0 | 0.10015 | 299.358 | 0.050598 | 0 | 0 | 0.1012 | 299.5998 | 0.051123 | 0 | 0 | 0.10225 | 299.9222 | 0.051822 | 0 | 0 | 0.10364 | 300.164 | 0.052347 | 0 | 0 | 0.10469 | 300.3252 | 0.052696 | 0 | 0 | 0.10539 | 300.567 | 0.053221 | 0 | 0 | 0.10644 | 300.7282 | 0.05357 | 0 | 0 | 0.10714 | 300.97 | 0.054095 | 0 | 0 | 0.10819 | 301.2118 | 0.054619 | 0 | 0 | 0.10924 | 301.373 | 0.054969 | 0 | 0 | 0.10994 | 301.6149 | 0.055494 | 0 | 0 | 0.11099 | 301.8567 | 0.056018 | 0 | 0 | 0.11204 | 301.9373 | 0.056193 | 0 | 0 | 0.11239 | 302.1791 | 0.056717 | 0 | 0 | 0.11343 | 302.4209 | 0.057242 | 0 | 0 | 0.11448 | 302.5821 | 0.057591 | 0 | 0 | 0.11518 | 302.8239 | 0.058116 | 0 | 0 | 0.11623 | 302.9851 | 0.058466 | 0 | 0 | 0.11693 | 303.1463 | 0.058815 | 0 | 0 | 0.11763
2017-04-20 07:00 | 271.0174 | 0.80779 |  | 284.5858 | 0.018558 | 0 | 0 | 0.037115 | 292.583 | 0.035903 | 0 | 0 | 0.071807 | 299.1261 | 0.050095 | 0 | 0 | 0.10019 | 299.3684 | 0.050621 | 0 | 0 | 0.10124 | 299.53 | 0.050971 | 0 | 0 | 0.10194 | 299.7723 | 0.051497 | 0 | 0 | 0.10299 | 300.0147 | 0.052023 | 0 | 0 | 0.10405 | 300.257 | 0.052548 | 0 | 0 | 0.1051 | 300.5801 | 0.053249 | 0 | 0 | 0.1065 | 300.8225 | 0.053775 | 0 | 0 | 0.10755 | 300.984 | 0.054125 | 0 | 0 | 0.10825 | 301.2264 | 0.054651 | 0 | 0 | 0.1093 | 301.3879 | 0.055001 | 0 | 0 | 0.11 | 301.6303 | 0.055527 | 0 | 0 | 0.11105 | 301.8726 | 0.056053 | 0 | 0 | 0.11211 | 302.0342 | 0.056403 | 0 | 0 | 0.11281 | 302.2765 | 0.056929 | 0 | 0 | 0.11386 | 302.5188 | 0.057454 | 0 | 0 | 0.11491 | 302.5996 | 0.057629 | 0 | 0 | 0.11526 | 302.8419 | 0.058155 | 0 | 0 | 0.11631 | 303.0843 | 0.058681 | 0 | 0 | 0.11736 | 303.2458 | 0.059031 | 0 | 0 | 0.11806 | 303.4882 | 0.059557 | 0 | 0 | 0.11911 | 303.6497 | 0.059907 | 0 | 0 | 0.11981 | 303.8113 | 0.060258 | 0 | 0 | 0.12052
2017-04-20 08:00 | 266.6213 | 0.79469 |  | 279.9696 | 0.0085451 | 0 | 0 | 0.01709 | 287.8371 | 0.02561 | 0 | 0 | 0.051219 | 294.2741 | 0.039571 | 0 | 0 | 0.079143 | 294.5125 | 0.040089 | 0 | 0 | 0.080177 | 294.6714 | 0.040433 | 0 | 0 | 0.080867 | 294.9098 | 0.04095 | 0 | 0 | 0.081901 | 295.1482 | 0.041467 | 0 | 0 | 0.082935 | 295.3867 | 0.041985 | 0 | 0 | 0.083969 | 295.7045 | 0.042674 | 0 | 0 | 0.085348 | 295.9429 | 0.043191 | 0 | 0 | 0.086382 | 296.1019 | 0.043536 | 0 | 0 | 0.087072 | 296.3403 | 0.044053 | 0 | 0 | 0.088106 | 296.4992 | 0.044398 | 0 | 0 | 0.088795 | 296.7376 | 0.044915 | 0 | 0 | 0.08983 | 296.976 | 0.045432 | 0 | 0 | 0.090864 | 297.135 | 0.045777 | 0 | 0 | 0.091553 | 297.3734 | 0.046294 | 0 | 0 | 0.092588 | 297.6118 | 0.046811 | 0 | 0 | 0.093622 | 297.6913 | 0.046983 | 0 | 0 | 0.093967 | 297.9297 | 0.0475 | 0 | 0 | 0.095001 | 298.1681 | 0.048017 | 0 | 0 | 0.096035 | 298.327 | 0.048362 | 0 | 0 | 0.096724 | 298.5654 | 0.048879 | 0 | 0 | 0.097759 | 298.7244 | 0.049224 | 0 | 0 | 0.098448 | 298.8833 | 0.049569 | 0 | 0 | 0.099138
2017-04-20 09:00 | 267.5674 | 0.79751 |  | 280.9631 | 0.0107 | 0 | 0 | 0.0214 | 288.8584 | 0.027825 | 0 | 0 | 0.05565 | 295.3183 | 0.041836 | 0 | 0 | 0.083673 | 295.5575 | 0.042355 | 0 | 0 | 0.08471 | 295.717 | 0.042701 | 0 | 0 | 0.085402 | 295.9563 | 0.04322 | 0 | 0 | 0.08644 | 296.1955 | 0.043739 | 0 | 0 | 0.087478 | 296.4348 | 0.044258 | 0 | 0 | 0.088516 | 296.7538 | 0.04495 | 0 | 0 | 0.0899 | 296.9931 | 0.045469 | 0 | 0 | 0.090938 | 297.1526 | 0.045815 | 0 | 0 | 0.09163 | 297.3918 | 0.046334 | 0 | 0 | 0.092668 | 297.5513 | 0.04668 | 0 | 0 | 0.093359 | 297.7906 | 0.047199 | 0 | 0 | 0.094397 | 298.0298 | 0.047718 | 0 | 0 | 0.095435 | 298.1893 | 0.048064 | 0 | 0 | 0.096127 | 298.4286 | 0.048583 | 0 | 0 | 0.097165 | 298.6678 | 0.049101 | 0 | 0 | 0.098203 | 298.7476 | 0.049274 | 0 | 0 | 0.098549 | 298.9868 | 0.049793 | 0 | 0 | 0.099587 | 299.2261 | 0.050312 | 0 | 0 | 0.10062 | 299.3856 | 0.050658 | 0 | 0 | 0.10132 | 299.6248 | 0.051177 | 0 | 0 | 0.10235 | 299.7843 | 0.051523 | 0 | 0 | 0.10305 | 299.9438 | 0.051869 | 0 | 0 | 0.10374
2017-04-20 10:00 | 264.8022 | 0.78927 |  | 278.0594 | 0.0044019 | 0 | 0 | 0.0088037 | 285.8732 | 0.02135 | 0 | 0 | 0.0427 | 292.2663 | 0.035216 | 0 | 0 | 0.070433 | 292.5031 | 0.03573 | 0 | 0 | 0.07146 | 292.6609 | 0.036072 | 0 | 0 | 0.072145 | 292.8977 | 0.036586 | 0 | 0 | 0.073172 | 293.1345 | 0.0371 | 0 | 0 | 0.074199 | 293.3713 | 0.037613 | 0 | 0 | 0.075226 | 293.687 | 0.038298 | 0 | 0 | 0.076596 | 293.9237 | 0.038812 | 0 | 0 | 0.077623 | 294.0816 | 0.039154 | 0 | 0 | 0.078308 | 294.3184 | 0.039667 | 0 | 0 | 0.079335 | 294.4762 | 0.04001 | 0 | 0 | 0.08002 | 294.713 | 0.040523 | 0 | 0 | 0.081047 | 294.9498 | 0.041037 | 0 | 0 | 0.082074 | 295.1077 | 0.041379 | 0 | 0 | 0.082759 | 295.3444 | 0.041893 | 0 | 0 | 0.083786 | 295.5812 | 0.042407 | 0 | 0 | 0.084813 | 295.6601 | 0.042578 | 0 | 0 | 0.085156 | 295.8969 | 0.043091 | 0 | 0 | 0.086183 | 296.1337 | 0.043605 | 0 | 0 | 0.08721 | 296.2916 | 0.043947 | 0 | 0 | 0.087895 | 296.5283 | 0.044461 | 0 | 0 | 0.088922 | 296.6862 | 0.044803 | 0 | 0 | 0.089607 | 296.844 | 0.045146 | 0 | 0 | 0.090291
2017-04-20 11:00 | 254.5961 | 0.75885 |  | 267.3424 | 0 | 0 | 0 | 0 | 274.855 | 0 | 0 | 0 | 0 | 281.0017 | 0.010784 | 0 | 0 | 0.021567 | 281.2294 | 0.011277 | 0 | 0 | 0.022555 | 281.3811 | 0.011607 | 0 | 0 | 0.023213 | 281.6088 | 0.0121 | 0 | 0 | 0.024201 | 281.8364 | 0.012594 | 0 | 0 | 0.025188 | 282.0641 | 0.013088 | 0 | 0 | 0.026176 | 282.3676 | 0.013746 | 0 | 0 | 0.027493 | 282.5953 | 0.01424 | 0 | 0 | 0.02848 | 282.7471 | 0.014569 | 0 | 0 | 0.029139 | 282.9747 | 0.015063 | 0 | 0 | 0.030126 | 283.1265 | 0.015392 | 0 | 0 | 0.030785 | 283.3541 | 0.015886 | 0 | 0 | 0.031772 | 283.5818 | 0.01638 | 0 | 0 | 0.03276 | 283.7336 | 0.016709 | 0 | 0 | 0.033418 | 283.9612 | 0.017203 | 0 | 0 | 0.034406 | 284.1889 | 0.017697 | 0 | 0 | 0.035393 | 284.2648 | 0.017861 | 0 | 0 | 0.035722 | 284.4924 | 0.018355 | 0 | 0 | 0.03671 | 284.7201 | 0.018849 | 0 | 0 | 0.037698 | 284.8718 | 0.019178 | 0 | 0 | 0.038356 | 285.0995 | 0.019672 | 0 | 0 | 0.039343 | 285.2513 | 0.020001 | 0 | 0 | 0.040002 | 285.403 | 0.02033 | 0 | 0 | 0.04066
2017-04-20 12:00 | 249.8791 | 0.74479 |  | 262.3892 | 0 | 0 | 0 | 0 | 269.7626 | 0 | 0 | 0 | 0 | 275.7954 | 0 | 0 | 0 | 0 | 276.0189 | 0 | 0 | 0 | 0 | 276.1678 | 0.00029892 | 0 | 0 | 0.00059783 | 276.3912 | 0.00078355 | 0 | 0 | 0.0015671 | 276.6147 | 0.0012682 | 0 | 0 | 0.0025364 | 276.8381 | 0.0017528 | 0 | 0 | 0.0035056 | 277.136 | 0.002399 | 0 | 0 | 0.004798 | 277.3595 | 0.0028836 | 0 | 0 | 0.0057673 | 277.5084 | 0.0032067 | 0 | 0 | 0.0064134 | 277.7319 | 0.0036914 | 0 | 0 | 0.0073827 | 277.8808 | 0.0040144 | 0 | 0 | 0.0080289 | 278.1043 | 0.0044991 | 0 | 0 | 0.0089982 | 278.3277 | 0.0049837 | 0 | 0 | 0.0099674 | 278.4767 | 0.0053068 | 0 | 0 | 0.010614 | 278.7001 | 0.0057914 | 0 | 0 | 0.011583 | 278.9235 | 0.0062761 | 0 | 0 | 0.012552 | 278.998 | 0.0064376 | 0 | 0 | 0.012875 | 279.2214 | 0.0069223 | 0 | 0 | 0.013845 | 279.4449 | 0.0074069 | 0 | 0 | 0.014814 | 279.5938 | 0.00773 | 0 | 0 | 0.01546 | 279.8173 | 0.0082146 | 0 | 0 | 0.016429 | 279.9662 | 0.0085377 | 0 | 0 | 0.017075 | 280.1152 | 0.0088608 | 0 | 0 | 0.017722
2017-04-20 13:00 | 248.1186 | 0.73954 |  | 260.5406 | 0 | 0 | 0 | 0 | 267.8621 | 0 | 0 | 0 | 0 | 273.8524 | 0 | 0 | 0 | 0 | 274.0742 | 0 | 0 | 0 | 0 | 274.2221 | 0 | 0 | 0 | 0 | 274.444 | 0 | 0 | 0 | 0 | 274.6659 | 0 | 0 | 0 | 0 | 274.8877 | 0 | 0 | 0 | 0 | 275.1836 | 0 | 0 | 0 | 0 | 275.4054 | 0 | 0 | 0 | 0 | 275.5533 | 0 | 0 | 0 | 0 | 275.7752 | 0 | 0 | 0 | 0 | 275.9231 | 0 | 0 | 0 | 0 | 276.145 | 0.00024934 | 0 | 0 | 0.00049868 | 276.3668 | 0.00073056 | 0 | 0 | 0.0014611 | 276.5147 | 0.0010514 | 0 | 0 | 0.0021027 | 276.7366 | 0.0015326 | 0 | 0 | 0.0030652 | 276.9585 | 0.0020138 | 0 | 0 | 0.0040276 | 277.0324 | 0.0021742 | 0 | 0 | 0.0043484 | 277.2543 | 0.0026554 | 0 | 0 | 0.0053109 | 277.4761 | 0.0031367 | 0 | 0 | 0.0062733 | 277.624 | 0.0034575 | 0 | 0 | 0.0069149 | 277.8459 | 0.0039387 | 0 | 0 | 0.0078774 | 277.9938 | 0.0042595 | 0 | 0 | 0.008519 | 278.1417 | 0.0045803 | 0 | 0 | 0.0091606
2017-04-20 14:00 | 249.51 | 0.74369 |  | 262.0017 | 0 | 0 | 0 | 0 | 269.3642 | 0 | 0 | 0 | 0 | 275.3881 | 0 | 0 | 0 | 0 | 275.6112 | 0 | 0 | 0 | 0 | 275.7599 | 0 | 0 | 0 | 0 | 275.983 | 0 | 0 | 0 | 0 | 276.2061 | 0.00038205 | 0 | 0 | 0.00076411 | 276.4292 | 0.00086597 | 0 | 0 | 0.0017319 | 276.7267 | 0.0015112 | 0 | 0 | 0.0030224 | 276.9498 | 0.0019951 | 0 | 0 | 0.0039902 | 277.0986 | 0.0023177 | 0 | 0 | 0.0046355 | 277.3217 | 0.0028016 | 0 | 0 | 0.0056033 | 277.4704 | 0.0031243 | 0 | 0 | 0.0062485 | 277.6935 | 0.0036082 | 0 | 0 | 0.0072164 | 277.9166 | 0.0040921 | 0 | 0 | 0.0081842 | 278.0654 | 0.0044147 | 0 | 0 | 0.0088294 | 278.2885 | 0.0048986 | 0 | 0 | 0.0097973 | 278.5116 | 0.0053825 | 0 | 0 | 0.010765 | 278.5859 | 0.0055439 | 0 | 0 | 0.011088 | 278.8091 | 0.0060278 | 0 | 0 | 0.012056 | 279.0322 | 0.0065117 | 0 | 0 | 0.013023 | 279.1809 | 0.0068343 | 0 | 0 | 0.013669 | 279.404 | 0.0073182 | 0 | 0 | 0.014636 | 279.5527 | 0.0076408 | 0 | 0 | 0.015282 | 279.7015 | 0.0079634 | 0 | 0 | 0.015927
2017-04-20 15:00 | 249.8772 | 0.74478 |  | 262.3872 | 0 | 0 | 0 | 0 | 269.7606 | 0 | 0 | 0 | 0 | 275.7933 | 0 | 0 | 0 | 0 | 276.0167 | 0 | 0 | 0 | 0 | 276.1657 | 0.00029434 | 0 | 0 | 0.00058869 | 276.3891 | 0.00077897 | 0 | 0 | 0.0015579 | 276.6126 | 0.0012636 | 0 | 0 | 0.0025272 | 276.836 | 0.0017482 | 0 | 0 | 0.0034965 | 277.1339 | 0.0023944 | 0 | 0 | 0.0047888 | 277.3574 | 0.002879 | 0 | 0 | 0.0057581 | 277.5063 | 0.0032021 | 0 | 0 | 0.0064043 | 277.7297 | 0.0036868 | 0 | 0 | 0.0073735 | 277.8787 | 0.0040098 | 0 | 0 | 0.0080197 | 278.1021 | 0.0044945 | 0 | 0 | 0.0089889 | 278.3256 | 0.0049791 | 0 | 0 | 0.0099582 | 278.4745 | 0.0053022 | 0 | 0 | 0.010604 | 278.698 | 0.0057868 | 0 | 0 | 0.011574 | 278.9214 | 0.0062715 | 0 | 0 | 0.012543 | 278.9959 | 0.006433 | 0 | 0 | 0.012866 | 279.2193 | 0.0069176 | 0 | 0 | 0.013835 | 279.4428 | 0.0074023 | 0 | 0 | 0.014805 | 279.5917 | 0.0077253 | 0 | 0 | 0.015451 | 279.8151 | 0.00821 | 0 | 0 | 0.01642 | 279.9641 | 0.0085331 | 0 | 0 | 0.017066 | 280.1131 | 0.0088561 | 0 | 0 | 0.017712
2017-04-20 16:00 | 249.7312 | 0.74435 |  | 262.2339 | 0 | 0 | 0 | 0 | 269.603 | 0 | 0 | 0 | 0 | 275.6322 | 0 | 0 | 0 | 0 | 275.8555 | 0 | 0 | 0 | 0 | 276.0044 | 0 | 0 | 0 | 0 | 276.2277 | 0.00042877 | 0 | 0 | 0.00085755 | 276.451 | 0.00091312 | 0 | 0 | 0.0018262 | 276.6743 | 0.0013975 | 0 | 0 | 0.0027949 | 276.972 | 0.0020433 | 0 | 0 | 0.0040865 | 277.1953 | 0.0025276 | 0 | 0 | 0.0050552 | 277.3442 | 0.0028505 | 0 | 0 | 0.005701 | 277.5675 | 0.0033349 | 0 | 0 | 0.0066697 | 277.7164 | 0.0036578 | 0 | 0 | 0.0073155 | 277.9397 | 0.0041421 | 0 | 0 | 0.0082842 | 278.163 | 0.0046265 | 0 | 0 | 0.0092529 | 278.3119 | 0.0049494 | 0 | 0 | 0.0098987 | 278.5352 | 0.0054337 | 0 | 0 | 0.010867 | 278.7585 | 0.005918 | 0 | 0 | 0.011836 | 278.8329 | 0.0060795 | 0 | 0 | 0.012159 | 279.0562 | 0.0065638 | 0 | 0 | 0.013128 | 279.2795 | 0.0070482 | 0 | 0 | 0.014096 | 279.4284 | 0.0073711 | 0 | 0 | 0.014742 | 279.6517 | 0.0078554 | 0 | 0 | 0.015711 | 279.8006 | 0.0081783 | 0 | 0 | 0.016357 | 279.9494 | 0.0085012 | 0 | 0 | 0.017002
2017-04-20 17:00 | 251.372 | 0.74924 |  | 263.9569 | 0 | 0 | 0 | 0 | 271.3744 | 0 | 0 | 0 | 0 | 277.4432 | 0.0030652 | 0 | 0 | 0.0061305 | 277.668 | 0.0035528 | 0 | 0 | 0.0071055 | 277.8178 | 0.0038778 | 0 | 0 | 0.0077556 | 278.0426 | 0.0043653 | 0 | 0 | 0.0087306 | 278.2674 | 0.0048528 | 0 | 0 | 0.0097057 | 278.4921 | 0.0053404 | 0 | 0 | 0.010681 | 278.7918 | 0.0059904 | 0 | 0 | 0.011981 | 279.0166 | 0.0064779 | 0 | 0 | 0.012956 | 279.1664 | 0.006803 | 0 | 0 | 0.013606 | 279.3912 | 0.0072905 | 0 | 0 | 0.014581 | 279.5411 | 0.0076155 | 0 | 0 | 0.015231 | 279.7658 | 0.008103 | 0 | 0 | 0.016206 | 279.9906 | 0.0085906 | 0 | 0 | 0.017181 | 280.1405 | 0.0089156 | 0 | 0 | 0.017831 | 280.3652 | 0.0094031 | 0 | 0 | 0.018806 | 280.59 | 0.0098906 | 0 | 0 | 0.019781 | 280.6649 | 0.010053 | 0 | 0 | 0.020106 | 280.8897 | 0.010541 | 0 | 0 | 0.021081 | 281.1145 | 0.011028 | 0 | 0 | 0.022056 | 281.2643 | 0.011353 | 0 | 0 | 0.022706 | 281.4891 | 0.011841 | 0 | 0 | 0.023682 | 281.6389 | 0.012166 | 0 | 0 | 0.024332 | 281.7888 | 0.012491 | 0 | 0 | 0.024982
2017-04-20 18:00 | 240.3884 | 0.7165 |  | 252.4234 | 0 | 0 | 0 | 0 | 259.5168 | 0 | 0 | 0 | 0 | 265.3204 | 0 | 0 | 0 | 0 | 265.5354 | 0 | 0 | 0 | 0 | 265.6787 | 0 | 0 | 0 | 0 | 265.8936 | 0 | 0 | 0 | 0 | 266.1086 | 0 | 0 | 0 | 0 | 266.3235 | 0 | 0 | 0 | 0 | 266.6101 | 0 | 0 | 0 | 0 | 266.8251 | 0 | 0 | 0 | 0 | 266.9684 | 0 | 0 | 0 | 0 | 267.1833 | 0 | 0 | 0 | 0 | 267.3266 | 0 | 0 | 0 | 0 | 267.5416 | 0 | 0 | 0 | 0 | 267.7565 | 0 | 0 | 0 | 0 | 267.8998 | 0 | 0 | 0 | 0 | 268.1148 | 0 | 0 | 0 | 0 | 268.3297 | 0 | 0 | 0 | 0 | 268.4014 | 0 | 0 | 0 | 0 | 268.6163 | 0 | 0 | 0 | 0 | 268.8313 | 0 | 0 | 0 | 0 | 268.9746 | 0 | 0 | 0 | 0 | 269.1895 | 0 | 0 | 0 | 0 | 269.3328 | 0 | 0 | 0 | 0 | 269.4761 | 0 | 0 | 0 | 0
2017-04-20 19:00 | 247.5115 | 0.73773 |  | 259.9031 | 0 | 0 | 0 | 0 | 267.2067 | 0 | 0 | 0 | 0 | 273.1823 | 0 | 0 | 0 | 0 | 273.4036 | 0 | 0 | 0 | 0 | 273.5512 | 0 | 0 | 0 | 0 | 273.7725 | 0 | 0 | 0 | 0 | 273.9938 | 0 | 0 | 0 | 0 | 274.2151 | 0 | 0 | 0 | 0 | 274.5102 | 0 | 0 | 0 | 0 | 274.7315 | 0 | 0 | 0 | 0 | 274.8791 | 0 | 0 | 0 | 0 | 275.1004 | 0 | 0 | 0 | 0 | 275.248 | 0 | 0 | 0 | 0 | 275.4693 | 0 | 0 | 0 | 0 | 275.6906 | 0 | 0 | 0 | 0 | 275.8381 | 0 | 0 | 0 | 0 | 276.0595 | 6.3899e-05 | 0 | 0 | 0.0001278 | 276.2808 | 0.00054394 | 0 | 0 | 0.0010879 | 276.3546 | 0.00070396 | 0 | 0 | 0.0014079 | 276.5759 | 0.001184 | 0 | 0 | 0.002368 | 276.7972 | 0.001664 | 0 | 0 | 0.0033281 | 276.9447 | 0.0019841 | 0 | 0 | 0.0039681 | 277.1661 | 0.0024641 | 0 | 0 | 0.0049282 | 277.3136 | 0.0027841 | 0 | 0 | 0.0055683 | 277.4612 | 0.0031042 | 0 | 0 | 0.0062083
2017-04-20 20:00 | 240.9624 | 0.71821 |  | 253.0262 | 0 | 0 | 0 | 0 | 260.1365 | 0 | 0 | 0 | 0 | 265.954 | 0 | 0 | 0 | 0 | 266.1694 | 0 | 0 | 0 | 0 | 266.3131 | 0 | 0 | 0 | 0 | 266.5285 | 0 | 0 | 0 | 0 | 266.744 | 0 | 0 | 0 | 0 | 266.9595 | 0 | 0 | 0 | 0 | 267.2468 | 0 | 0 | 0 | 0 | 267.4622 | 0 | 0 | 0 | 0 | 267.6059 | 0 | 0 | 0 | 0 | 267.8213 | 0 | 0 | 0 | 0 | 267.965 | 0 | 0 | 0 | 0 | 268.1804 | 0 | 0 | 0 | 0 | 268.3959 | 0 | 0 | 0 | 0 | 268.5395 | 0 | 0 | 0 | 0 | 268.755 | 0 | 0 | 0 | 0 | 268.9705 | 0 | 0 | 0 | 0 | 269.0423 | 0 | 0 | 0 | 0 | 269.2577 | 0 | 0 | 0 | 0 | 269.4732 | 0 | 0 | 0 | 0 | 269.6169 | 0 | 0 | 0 | 0 | 269.8323 | 0 | 0 | 0 | 0 | 269.976 | 0 | 0 | 0 | 0 | 270.1196 | 0 | 0 | 0 | 0
2017-04-20 21:00 | 245.2155 | 0.73089 |  | 257.4921 | 0 | 0 | 0 | 0 | 264.7279 | 0 | 0 | 0 | 0 | 270.6481 | 0 | 0 | 0 | 0 | 270.8674 | 0 | 0 | 0 | 0 | 271.0135 | 0 | 0 | 0 | 0 | 271.2328 | 0 | 0 | 0 | 0 | 271.4521 | 0 | 0 | 0 | 0 | 271.6713 | 0 | 0 | 0 | 0 | 271.9637 | 0 | 0 | 0 | 0 | 272.183 | 0 | 0 | 0 | 0 | 272.3291 | 0 | 0 | 0 | 0 | 272.5484 | 0 | 0 | 0 | 0 | 272.6946 | 0 | 0 | 0 | 0 | 272.9139 | 0 | 0 | 0 | 0 | 273.1331 | 0 | 0 | 0 | 0 | 273.2793 | 0 | 0 | 0 | 0 | 273.4986 | 0 | 0 | 0 | 0 | 273.7178 | 0 | 0 | 0 | 0 | 273.7909 | 0 | 0 | 0 | 0 | 274.0102 | 0 | 0 | 0 | 0 | 274.2295 | 0 | 0 | 0 | 0 | 274.3756 | 0 | 0 | 0 | 0 | 274.5949 | 0 | 0 | 0 | 0 | 274.7411 | 0 | 0 | 0 | 0 | 274.8873 | 0 | 0 | 0 | 0
2017-04-20 22:00 | 255.9599 | 0.76291 |  | 268.7745 | 0 | 0 | 0 | 0 | 276.3273 | 0.00064486 | 0 | 0 | 0.0012897 | 282.5069 | 0.014048 | 0 | 0 | 0.028097 | 282.7358 | 0.014545 | 0 | 0 | 0.02909 | 282.8884 | 0.014876 | 0 | 0 | 0.029752 | 283.1172 | 0.015372 | 0 | 0 | 0.030744 | 283.3461 | 0.015869 | 0 | 0 | 0.031737 | 283.575 | 0.016365 | 0 | 0 | 0.03273 | 283.8802 | 0.017027 | 0 | 0 | 0.034054 | 284.109 | 0.017523 | 0 | 0 | 0.035047 | 284.2616 | 0.017854 | 0 | 0 | 0.035709 | 284.4905 | 0.018351 | 0 | 0 | 0.036702 | 284.6431 | 0.018682 | 0 | 0 | 0.037363 | 284.8719 | 0.019178 | 0 | 0 | 0.038356 | 285.1008 | 0.019675 | 0 | 0 | 0.039349 | 285.2534 | 0.020006 | 0 | 0 | 0.040011 | 285.4823 | 0.020502 | 0 | 0 | 0.041004 | 285.7111 | 0.020998 | 0 | 0 | 0.041997 | 285.7874 | 0.021164 | 0 | 0 | 0.042328 | 286.0163 | 0.02166 | 0 | 0 | 0.043321 | 286.2452 | 0.022157 | 0 | 0 | 0.044313 | 286.3978 | 0.022488 | 0 | 0 | 0.044975 | 286.6266 | 0.022984 | 0 | 0 | 0.045968 | 286.7792 | 0.023315 | 0 | 0 | 0.04663 | 286.9318 | 0.023646 | 0 | 0 | 0.047292
2017-04-20 23:00 | 262.9804 | 0.78384 |  | 276.1465 | 0.00025265 | 0 | 0 | 0.0005053 | 283.9065 | 0.017084 | 0 | 0 | 0.034168 | 290.2556 | 0.030855 | 0 | 0 | 0.061711 | 290.4907 | 0.031365 | 0 | 0 | 0.062731 | 290.6475 | 0.031705 | 0 | 0 | 0.063411 | 290.8827 | 0.032215 | 0 | 0 | 0.064431 | 291.1178 | 0.032725 | 0 | 0 | 0.065451 | 291.353 | 0.033235 | 0 | 0 | 0.066471 | 291.6665 | 0.033916 | 0 | 0 | 0.067831 | 291.9016 | 0.034426 | 0 | 0 | 0.068851 | 292.0584 | 0.034766 | 0 | 0 | 0.069531 | 292.2936 | 0.035276 | 0 | 0 | 0.070551 | 292.4503 | 0.035616 | 0 | 0 | 0.071231 | 292.6855 | 0.036126 | 0 | 0 | 0.072251 | 292.9206 | 0.036636 | 0 | 0 | 0.073272 | 293.0774 | 0.036976 | 0 | 0 | 0.073952 | 293.3126 | 0.037486 | 0 | 0 | 0.074972 | 293.5477 | 0.037996 | 0 | 0 | 0.075992 | 293.6261 | 0.038166 | 0 | 0 | 0.076332 | 293.8612 | 0.038676 | 0 | 0 | 0.077352 | 294.0964 | 0.039186 | 0 | 0 | 0.078372 | 294.2532 | 0.039526 | 0 | 0 | 0.079052 | 294.4883 | 0.040036 | 0 | 0 | 0.080072 | 294.6451 | 0.040376 | 0 | 0 | 0.080752 | 294.8018 | 0.040716 | 0 | 0 | 0.081432
2017-04-21 | 256.9369 | 0.76583 |  | 269.8004 | 0 | 0 | 0 | 0 | 277.3821 | 0.0029327 | 0 | 0 | 0.0058653 | 283.5853 | 0.016387 | 0 | 0 | 0.032775 | 283.815 | 0.016886 | 0 | 0 | 0.033771 | 283.9682 | 0.017218 | 0 | 0 | 0.034436 | 284.1979 | 0.017716 | 0 | 0 | 0.035432 | 284.4277 | 0.018215 | 0 | 0 | 0.036429 | 284.6574 | 0.018713 | 0 | 0 | 0.037426 | 284.9638 | 0.019377 | 0 | 0 | 0.038755 | 285.1935 | 0.019876 | 0 | 0 | 0.039751 | 285.3467 | 0.020208 | 0 | 0 | 0.040416 | 285.5764 | 0.020706 | 0 | 0 | 0.041412 | 285.7296 | 0.021038 | 0 | 0 | 0.042077 | 285.9593 | 0.021537 | 0 | 0 | 0.043073 | 286.1891 | 0.022035 | 0 | 0 | 0.04407 | 286.3422 | 0.022367 | 0 | 0 | 0.044734 | 286.572 | 0.022866 | 0 | 0 | 0.045731 | 286.8017 | 0.023364 | 0 | 0 | 0.046728 | 286.8783 | 0.02353 | 0 | 0 | 0.04706 | 287.1081 | 0.024028 | 0 | 0 | 0.048057 | 287.3378 | 0.024527 | 0 | 0 | 0.049053 | 287.491 | 0.024859 | 0 | 0 | 0.049718 | 287.7207 | 0.025357 | 0 | 0 | 0.050714 | 287.8739 | 0.025689 | 0 | 0 | 0.051379 | 288.0271 | 0.026022 | 0 | 0 | 0.052043
2017-04-21 01:00 | 244.5625 | 0.72894 |  | 256.8064 | 0 | 0 | 0 | 0 | 264.0229 | 0 | 0 | 0 | 0 | 269.9274 | 0 | 0 | 0 | 0 | 270.146 | 0 | 0 | 0 | 0 | 270.2918 | 0 | 0 | 0 | 0 | 270.5105 | 0 | 0 | 0 | 0 | 270.7292 | 0 | 0 | 0 | 0 | 270.9479 | 0 | 0 | 0 | 0 | 271.2395 | 0 | 0 | 0 | 0 | 271.4581 | 0 | 0 | 0 | 0 | 271.6039 | 0 | 0 | 0 | 0 | 271.8226 | 0 | 0 | 0 | 0 | 271.9684 | 0 | 0 | 0 | 0 | 272.1871 | 0 | 0 | 0 | 0 | 272.4058 | 0 | 0 | 0 | 0 | 272.5516 | 0 | 0 | 0 | 0 | 272.7702 | 0 | 0 | 0 | 0 | 272.9889 | 0 | 0 | 0 | 0 | 273.0618 | 0 | 0 | 0 | 0 | 273.2805 | 0 | 0 | 0 | 0 | 273.4992 | 0 | 0 | 0 | 0 | 273.645 | 0 | 0 | 0 | 0 | 273.8637 | 0 | 0 | 0 | 0 | 274.0094 | 0 | 0 | 0 | 0 | 274.1552 | 0 | 0 | 0 | 0
2017-04-21 02:00 | 245.4068 | 0.73146 |  | 257.693 | 0 | 0 | 0 | 0 | 264.9345 | 0 | 0 | 0 | 0 | 270.8593 | 0 | 0 | 0 | 0 | 271.0787 | 0 | 0 | 0 | 0 | 271.225 | 0 | 0 | 0 | 0 | 271.4444 | 0 | 0 | 0 | 0 | 271.6639 | 0 | 0 | 0 | 0 | 271.8833 | 0 | 0 | 0 | 0 | 272.1759 | 0 | 0 | 0 | 0 | 272.3953 | 0 | 0 | 0 | 0 | 272.5416 | 0 | 0 | 0 | 0 | 272.7611 | 0 | 0 | 0 | 0 | 272.9074 | 0 | 0 | 0 | 0 | 273.1268 | 0 | 0 | 0 | 0 | 273.3462 | 0 | 0 | 0 | 0 | 273.4925 | 0 | 0 | 0 | 0 | 273.712 | 0 | 0 | 0 | 0 | 273.9314 | 0 | 0 | 0 | 0 | 274.0045 | 0 | 0 | 0 | 0 | 274.224 | 0 | 0 | 0 | 0 | 274.4434 | 0 | 0 | 0 | 0 | 274.5897 | 0 | 0 | 0 | 0 | 274.8091 | 0 | 0 | 0 | 0 | 274.9554 | 0 | 0 | 0 | 0 | 275.1017 | 0 | 0 | 0 | 0
2017-04-21 03:00 | 241.6707 | 0.72032 |  | 253.7699 | 0 | 0 | 0 | 0 | 260.9011 | 0 | 0 | 0 | 0 | 266.7357 | 0 | 0 | 0 | 0 | 266.9518 | 0 | 0 | 0 | 0 | 267.0959 | 0 | 0 | 0 | 0 | 267.312 | 0 | 0 | 0 | 0 | 267.5281 | 0 | 0 | 0 | 0 | 267.7441 | 0 | 0 | 0 | 0 | 268.0323 | 0 | 0 | 0 | 0 | 268.2484 | 0 | 0 | 0 | 0 | 268.3924 | 0 | 0 | 0 | 0 | 268.6085 | 0 | 0 | 0 | 0 | 268.7526 | 0 | 0 | 0 | 0 | 268.9687 | 0 | 0 | 0 | 0 | 269.1848 | 0 | 0 | 0 | 0 | 269.3289 | 0 | 0 | 0 | 0 | 269.545 | 0 | 0 | 0 | 0 | 269.7611 | 0 | 0 | 0 | 0 | 269.8331 | 0 | 0 | 0 | 0 | 270.0492 | 0 | 0 | 0 | 0 | 270.2653 | 0 | 0 | 0 | 0 | 270.4093 | 0 | 0 | 0 | 0 | 270.6254 | 0 | 0 | 0 | 0 | 270.7695 | 0 | 0 | 0 | 0 | 270.9136 | 0 | 0 | 0 | 0
2017-04-21 04:00 | 242.1702 | 0.72181 |  | 254.2944 | 0 | 0 | 0 | 0 | 261.4403 | 0 | 0 | 0 | 0 | 267.287 | 0 | 0 | 0 | 0 | 267.5036 | 0 | 0 | 0 | 0 | 267.6479 | 0 | 0 | 0 | 0 | 267.8645 | 0 | 0 | 0 | 0 | 268.081 | 0 | 0 | 0 | 0 | 268.2976 | 0 | 0 | 0 | 0 | 268.5863 | 0 | 0 | 0 | 0 | 268.8028 | 0 | 0 | 0 | 0 | 268.9472 | 0 | 0 | 0 | 0 | 269.1637 | 0 | 0 | 0 | 0 | 269.3081 | 0 | 0 | 0 | 0 | 269.5246 | 0 | 0 | 0 | 0 | 269.7412 | 0 | 0 | 0 | 0 | 269.8855 | 0 | 0 | 0 | 0 | 270.1021 | 0 | 0 | 0 | 0 | 270.3186 | 0 | 0 | 0 | 0 | 270.3908 | 0 | 0 | 0 | 0 | 270.6074 | 0 | 0 | 0 | 0 | 270.8239 | 0 | 0 | 0 | 0 | 270.9683 | 0 | 0 | 0 | 0 | 271.1848 | 0 | 0 | 0 | 0 | 271.3292 | 0 | 0 | 0 | 0 | 271.4735 | 0 | 0 | 0 | 0
2017-04-21 05:00 | 239.6773 | 0.71438 |  | 251.6767 | 0 | 0 | 0 | 0 | 258.749 | 0 | 0 | 0 | 0 | 264.5355 | 0 | 0 | 0 | 0 | 264.7498 | 0 | 0 | 0 | 0 | 264.8927 | 0 | 0 | 0 | 0 | 265.107 | 0 | 0 | 0 | 0 | 265.3214 | 0 | 0 | 0 | 0 | 265.5357 | 0 | 0 | 0 | 0 | 265.8214 | 0 | 0 | 0 | 0 | 266.0357 | 0 | 0 | 0 | 0 | 266.1786 | 0 | 0 | 0 | 0 | 266.3929 | 0 | 0 | 0 | 0 | 266.5358 | 0 | 0 | 0 | 0 | 266.7501 | 0 | 0 | 0 | 0 | 266.9644 | 0 | 0 | 0 | 0 | 267.1073 | 0 | 0 | 0 | 0 | 267.3216 | 0 | 0 | 0 | 0 | 267.5359 | 0 | 0 | 0 | 0 | 267.6074 | 0 | 0 | 0 | 0 | 267.8217 | 0 | 0 | 0 | 0 | 268.036 | 0 | 0 | 0 | 0 | 268.1789 | 0 | 0 | 0 | 0 | 268.3932 | 0 | 0 | 0 | 0 | 268.5361 | 0 | 0 | 0 | 0 | 268.6789 | 0 | 0 | 0 | 0
2017-04-21 06:00 | 256.6209 | 0.76488 |  | 269.4686 | 0 | 0 | 0 | 0 | 277.0409 | 0.0021927 | 0 | 0 | 0.0043855 | 283.2365 | 0.015631 | 0 | 0 | 0.031262 | 283.466 | 0.016129 | 0 | 0 | 0.032257 | 283.619 | 0.01646 | 0 | 0 | 0.032921 | 283.8484 | 0.016958 | 0 | 0 | 0.033916 | 284.0779 | 0.017456 | 0 | 0 | 0.034912 | 284.3073 | 0.017954 | 0 | 0 | 0.035907 | 284.6133 | 0.018617 | 0 | 0 | 0.037234 | 284.8428 | 0.019115 | 0 | 0 | 0.03823 | 284.9957 | 0.019447 | 0 | 0 | 0.038893 | 285.2252 | 0.019944 | 0 | 0 | 0.039889 | 285.3782 | 0.020276 | 0 | 0 | 0.040552 | 285.6076 | 0.020774 | 0 | 0 | 0.041548 | 285.8371 | 0.021272 | 0 | 0 | 0.042543 | 285.9901 | 0.021603 | 0 | 0 | 0.043207 | 286.2196 | 0.022101 | 0 | 0 | 0.044202 | 286.449 | 0.022599 | 0 | 0 | 0.045198 | 286.5255 | 0.022765 | 0 | 0 | 0.04553 | 286.755 | 0.023262 | 0 | 0 | 0.046525 | 286.9844 | 0.02376 | 0 | 0 | 0.04752 | 287.1374 | 0.024092 | 0 | 0 | 0.048184 | 287.3669 | 0.02459 | 0 | 0 | 0.049179 | 287.5199 | 0.024922 | 0 | 0 | 0.049843 | 287.6728 | 0.025253 | 0 | 0 | 0.050507
2017-04-21 07:00 | 258.7434 | 0.77121 |  | 271.6973 | 0 | 0 | 0 | 0 | 279.3323 | 0.0071626 | 0 | 0 | 0.014325 | 285.5791 | 0.020712 | 0 | 0 | 0.041424 | 285.8104 | 0.021214 | 0 | 0 | 0.042427 | 285.9647 | 0.021548 | 0 | 0 | 0.043097 | 286.196 | 0.02205 | 0 | 0 | 0.0441 | 286.4274 | 0.022552 | 0 | 0 | 0.045104 | 286.6588 | 0.023054 | 0 | 0 | 0.046108 | 286.9672 | 0.023723 | 0 | 0 | 0.047446 | 287.1986 | 0.024225 | 0 | 0 | 0.048449 | 287.3528 | 0.024559 | 0 | 0 | 0.049119 | 287.5842 | 0.025061 | 0 | 0 | 0.050122 | 287.7384 | 0.025396 | 0 | 0 | 0.050791 | 287.9698 | 0.025897 | 0 | 0 | 0.051795 | 288.2012 | 0.026399 | 0 | 0 | 0.052799 | 288.3554 | 0.026734 | 0 | 0 | 0.053468 | 288.5868 | 0.027236 | 0 | 0 | 0.054471 | 288.8181 | 0.027737 | 0 | 0 | 0.055475 | 288.8953 | 0.027905 | 0 | 0 | 0.05581 | 289.1266 | 0.028407 | 0 | 0 | 0.056813 | 289.358 | 0.028908 | 0 | 0 | 0.057817 | 289.5122 | 0.029243 | 0 | 0 | 0.058486 | 289.7436 | 0.029745 | 0 | 0 | 0.05949 | 289.8978 | 0.030079 | 0 | 0 | 0.060159 | 290.0521 | 0.030414 | 0 | 0 | 0.060828
2017-04-21 08:00 | 253.0798 | 0.75433 |  | 265.7502 | 0 | 0 | 0 | 0 | 273.2181 | 0 | 0 | 0 | 0 | 279.3282 | 0.0071537 | 0 | 0 | 0.014307 | 279.5544 | 0.0076445 | 0 | 0 | 0.015289 | 279.7053 | 0.0079718 | 0 | 0 | 0.015944 | 279.9316 | 0.0084626 | 0 | 0 | 0.016925 | 280.1579 | 0.0089534 | 0 | 0 | 0.017907 | 280.3842 | 0.0094443 | 0 | 0 | 0.018889 | 280.6859 | 0.010099 | 0 | 0 | 0.020197 | 280.9122 | 0.01059 | 0 | 0 | 0.021179 | 281.0631 | 0.010917 | 0 | 0 | 0.021834 | 281.2894 | 0.011408 | 0 | 0 | 0.022815 | 281.4403 | 0.011735 | 0 | 0 | 0.02347 | 281.6666 | 0.012226 | 0 | 0 | 0.024451 | 281.8929 | 0.012717 | 0 | 0 | 0.025433 | 282.0437 | 0.013044 | 0 | 0 | 0.026088 | 282.27 | 0.013535 | 0 | 0 | 0.027069 | 282.4963 | 0.014025 | 0 | 0 | 0.028051 | 282.5718 | 0.014189 | 0 | 0 | 0.028378 | 282.7981 | 0.01468 | 0 | 0 | 0.02936 | 283.0244 | 0.015171 | 0 | 0 | 0.030342 | 283.1752 | 0.015498 | 0 | 0 | 0.030996 | 283.4015 | 0.015989 | 0 | 0 | 0.031978 | 283.5524 | 0.016316 | 0 | 0 | 0.032632 | 283.7033 | 0.016643 | 0 | 0 | 0.033287
2017-04-21 09:00 | 243.4303 | 0.72557 |  | 255.6175 | 0 | 0 | 0 | 0 | 262.8006 | 0 | 0 | 0 | 0 | 268.6777 | 0 | 0 | 0 | 0 | 268.8954 | 0 | 0 | 0 | 0 | 269.0405 | 0 | 0 | 0 | 0 | 269.2582 | 0 | 0 | 0 | 0 | 269.4759 | 0 | 0 | 0 | 0 | 269.6935 | 0 | 0 | 0 | 0 | 269.9838 | 0 | 0 | 0 | 0 | 270.2014 | 0 | 0 | 0 | 0 | 270.3465 | 0 | 0 | 0 | 0 | 270.5642 | 0 | 0 | 0 | 0 | 270.7093 | 0 | 0 | 0 | 0 | 270.927 | 0 | 0 | 0 | 0 | 271.1447 | 0 | 0 | 0 | 0 | 271.2898 | 0 | 0 | 0 | 0 | 271.5075 | 0 | 0 | 0 | 0 | 271.7251 | 0 | 0 | 0 | 0 | 271.7977 | 0 | 0 | 0 | 0 | 272.0154 | 0 | 0 | 0 | 0 | 272.233 | 0 | 0 | 0 | 0 | 272.3781 | 0 | 0 | 0 | 0 | 272.5958 | 0 | 0 | 0 | 0 | 272.7409 | 0 | 0 | 0 | 0 | 272.886 | 0 | 0 | 0 | 0
2017-04-21 10:00 | 239.9135 | 0.71509 |  | 251.9247 | 0 | 0 | 0 | 0 | 259.0041 | 0 | 0 | 0 | 0 | 264.7962 | 0 | 0 | 0 | 0 | 265.0108 | 0 | 0 | 0 | 0 | 265.1538 | 0 | 0 | 0 | 0 | 265.3683 | 0 | 0 | 0 | 0 | 265.5828 | 0 | 0 | 0 | 0 | 265.7974 | 0 | 0 | 0 | 0 | 266.0834 | 0 | 0 | 0 | 0 | 266.2979 | 0 | 0 | 0 | 0 | 266.4409 | 0 | 0 | 0 | 0 | 266.6555 | 0 | 0 | 0 | 0 | 266.7985 | 0 | 0 | 0 | 0 | 267.013 | 0 | 0 | 0 | 0 | 267.2275 | 0 | 0 | 0 | 0 | 267.3706 | 0 | 0 | 0 | 0 | 267.5851 | 0 | 0 | 0 | 0 | 267.7996 | 0 | 0 | 0 | 0 | 267.8711 | 0 | 0 | 0 | 0 | 268.0856 | 0 | 0 | 0 | 0 | 268.3002 | 0 | 0 | 0 | 0 | 268.4432 | 0 | 0 | 0 | 0 | 268.6577 | 0 | 0 | 0 | 0 | 268.8007 | 0 | 0 | 0 | 0 | 268.9437 | 0 | 0 | 0 | 0
2017-04-21 11:00 | 240.9754 | 0.71825 |  | 253.0398 | 0 | 0 | 0 | 0 | 260.1505 | 0 | 0 | 0 | 0 | 265.9683 | 0 | 0 | 0 | 0 | 266.1838 | 0 | 0 | 0 | 0 | 266.3275 | 0 | 0 | 0 | 0 | 266.5429 | 0 | 0 | 0 | 0 | 266.7584 | 0 | 0 | 0 | 0 | 266.9739 | 0 | 0 | 0 | 0 | 267.2612 | 0 | 0 | 0 | 0 | 267.4767 | 0 | 0 | 0 | 0 | 267.6203 | 0 | 0 | 0 | 0 | 267.8358 | 0 | 0 | 0 | 0 | 267.9794 | 0 | 0 | 0 | 0 | 268.1949 | 0 | 0 | 0 | 0 | 268.4104 | 0 | 0 | 0 | 0 | 268.554 | 0 | 0 | 0 | 0 | 268.7695 | 0 | 0 | 0 | 0 | 268.985 | 0 | 0 | 0 | 0 | 269.0568 | 0 | 0 | 0 | 0 | 269.2723 | 0 | 0 | 0 | 0 | 269.4878 | 0 | 0 | 0 | 0 | 269.6314 | 0 | 0 | 0 | 0 | 269.8469 | 0 | 0 | 0 | 0 | 269.9905 | 0 | 0 | 0 | 0 | 270.1342 | 0 | 0 | 0 | 0
2017-04-21 12:00 | 235.6613 | 0.70241 |  | 247.4596 | 0 | 0 | 0 | 0 | 254.4135 | 0 | 0 | 0 | 0 | 260.1031 | 0 | 0 | 0 | 0 | 260.3138 | 0 | 0 | 0 | 0 | 260.4543 | 0 | 0 | 0 | 0 | 260.665 | 0 | 0 | 0 | 0 | 260.8757 | 0 | 0 | 0 | 0 | 261.0864 | 0 | 0 | 0 | 0 | 261.3674 | 0 | 0 | 0 | 0 | 261.5781 | 0 | 0 | 0 | 0 | 261.7186 | 0 | 0 | 0 | 0 | 261.9293 | 0 | 0 | 0 | 0 | 262.0698 | 0 | 0 | 0 | 0 | 262.2805 | 0 | 0 | 0 | 0 | 262.4913 | 0 | 0 | 0 | 0 | 262.6317 | 0 | 0 | 0 | 0 | 262.8425 | 0 | 0 | 0 | 0 | 263.0532 | 0 | 0 | 0 | 0 | 263.1234 | 0 | 0 | 0 | 0 | 263.3341 | 0 | 0 | 0 | 0 | 263.5449 | 0 | 0 | 0 | 0 | 263.6854 | 0 | 0 | 0 | 0 | 263.8961 | 0 | 0 | 0 | 0 | 264.0366 | 0 | 0 | 0 | 0 | 264.177 | 0 | 0 | 0 | 0
2017-04-21 13:00 | 243.7958 | 0.72666 |  | 256.0013 | 0 | 0 | 0 | 0 | 263.1952 | 0 | 0 | 0 | 0 | 269.0812 | 0 | 0 | 0 | 0 | 269.2992 | 0 | 0 | 0 | 0 | 269.4445 | 0 | 0 | 0 | 0 | 269.6625 | 0 | 0 | 0 | 0 | 269.8805 | 0 | 0 | 0 | 0 | 270.0985 | 0 | 0 | 0 | 0 | 270.3891 | 0 | 0 | 0 | 0 | 270.6071 | 0 | 0 | 0 | 0 | 270.7525 | 0 | 0 | 0 | 0 | 270.9705 | 0 | 0 | 0 | 0 | 271.1158 | 0 | 0 | 0 | 0 | 271.3338 | 0 | 0 | 0 | 0 | 271.5518 | 0 | 0 | 0 | 0 | 271.6971 | 0 | 0 | 0 | 0 | 271.9151 | 0 | 0 | 0 | 0 | 272.1331 | 0 | 0 | 0 | 0 | 272.2058 | 0 | 0 | 0 | 0 | 272.4238 | 0 | 0 | 0 | 0 | 272.6418 | 0 | 0 | 0 | 0 | 272.7871 | 0 | 0 | 0 | 0 | 273.0051 | 0 | 0 | 0 | 0 | 273.1504 | 0 | 0 | 0 | 0 | 273.2958 | 0 | 0 | 0 | 0
2017-04-21 14:00 | 238.8252 | 0.71184 |  | 250.782 | 0 | 0 | 0 | 0 | 257.8292 | 0 | 0 | 0 | 0 | 263.5951 | 0 | 0 | 0 | 0 | 263.8087 | 0 | 0 | 0 | 0 | 263.951 | 0 | 0 | 0 | 0 | 264.1646 | 0 | 0 | 0 | 0 | 264.3781 | 0 | 0 | 0 | 0 | 264.5917 | 0 | 0 | 0 | 0 | 264.8764 | 0 | 0 | 0 | 0 | 265.09 | 0 | 0 | 0 | 0 | 265.2324 | 0 | 0 | 0 | 0 | 265.4459 | 0 | 0 | 0 | 0 | 265.5883 | 0 | 0 | 0 | 0 | 265.8018 | 0 | 0 | 0 | 0 | 266.0154 | 0 | 0 | 0 | 0 | 266.1578 | 0 | 0 | 0 | 0 | 266.3713 | 0 | 0 | 0 | 0 | 266.5849 | 0 | 0 | 0 | 0 | 266.656 | 0 | 0 | 0 | 0 | 266.8696 | 0 | 0 | 0 | 0 | 267.0831 | 0 | 0 | 0 | 0 | 267.2255 | 0 | 0 | 0 | 0 | 267.4391 | 0 | 0 | 0 | 0 | 267.5814 | 0 | 0 | 0 | 0 | 267.7238 | 0 | 0 | 0 | 0
2017-04-21 15:00 | 227.2354 | 0.6773 |  | 238.6119 | 0 | 0 | 0 | 0 | 245.3171 | 0 | 0 | 0 | 0 | 250.8032 | 0 | 0 | 0 | 0 | 251.0064 | 0 | 0 | 0 | 0 | 251.1419 | 0 | 0 | 0 | 0 | 251.3451 | 0 | 0 | 0 | 0 | 251.5483 | 0 | 0 | 0 | 0 | 251.7515 | 0 | 0 | 0 | 0 | 252.0224 | 0 | 0 | 0 | 0 | 252.2256 | 0 | 0 | 0 | 0 | 252.361 | 0 | 0 | 0 | 0 | 252.5642 | 0 | 0 | 0 | 0 | 252.6997 | 0 | 0 | 0 | 0 | 252.9029 | 0 | 0 | 0 | 0 | 253.1061 | 0 | 0 | 0 | 0 | 253.2415 | 0 | 0 | 0 | 0 | 253.4447 | 0 | 0 | 0 | 0 | 253.6479 | 0 | 0 | 0 | 0 | 253.7156 | 0 | 0 | 0 | 0 | 253.9188 | 0 | 0 | 0 | 0 | 254.122 | 0 | 0 | 0 | 0 | 254.2575 | 0 | 0 | 0 | 0 | 254.4607 | 0 | 0 | 0 | 0 | 254.5961 | 0 | 0 | 0 | 0 | 254.7316 | 0 | 0 | 0 | 0
2017-04-21 16:00 | 247.1072 | 0.73653 |  | 259.4786 | 0 | 0 | 0 | 0 | 266.7702 | 0 | 0 | 0 | 0 | 272.736 | 0 | 0 | 0 | 0 | 272.957 | 0 | 0 | 0 | 0 | 273.1043 | 0 | 0 | 0 | 0 | 273.3253 | 0 | 0 | 0 | 0 | 273.5462 | 0 | 0 | 0 | 0 | 273.7672 | 0 | 0 | 0 | 0 | 274.0618 | 0 | 0 | 0 | 0 | 274.2828 | 0 | 0 | 0 | 0 | 274.4301 | 0 | 0 | 0 | 0 | 274.651 | 0 | 0 | 0 | 0 | 274.7983 | 0 | 0 | 0 | 0 | 275.0193 | 0 | 0 | 0 | 0 | 275.2402 | 0 | 0 | 0 | 0 | 275.3875 | 0 | 0 | 0 | 0 | 275.6085 | 0 | 0 | 0 | 0 | 275.8295 | 0 | 0 | 0 | 0 | 275.9031 | 0 | 0 | 0 | 0 | 276.1241 | 0.00020405 | 0 | 0 | 0.0004081 | 276.345 | 0.00068331 | 0 | 0 | 0.0013666 | 276.4923 | 0.0010028 | 0 | 0 | 0.0020056 | 276.7133 | 0.0014821 | 0 | 0 | 0.0029641 | 276.8606 | 0.0018016 | 0 | 0 | 0.0036032 | 277.0079 | 0.0021211 | 0 | 0 | 0.0042422
2017-04-21 17:00 | 242.949 | 0.72413 |  | 255.1122 | 0 | 0 | 0 | 0 | 262.2811 | 0 | 0 | 0 | 0 | 268.1466 | 0 | 0 | 0 | 0 | 268.3638 | 0 | 0 | 0 | 0 | 268.5087 | 0 | 0 | 0 | 0 | 268.7259 | 0 | 0 | 0 | 0 | 268.9431 | 0 | 0 | 0 | 0 | 269.1604 | 0 | 0 | 0 | 0 | 269.45 | 0 | 0 | 0 | 0 | 269.6673 | 0 | 0 | 0 | 0 | 269.8121 | 0 | 0 | 0 | 0 | 270.0293 | 0 | 0 | 0 | 0 | 270.1742 | 0 | 0 | 0 | 0 | 270.3914 | 0 | 0 | 0 | 0 | 270.6087 | 0 | 0 | 0 | 0 | 270.7535 | 0 | 0 | 0 | 0 | 270.9707 | 0 | 0 | 0 | 0 | 271.188 | 0 | 0 | 0 | 0 | 271.2604 | 0 | 0 | 0 | 0 | 271.4776 | 0 | 0 | 0 | 0 | 271.6949 | 0 | 0 | 0 | 0 | 271.8397 | 0 | 0 | 0 | 0 | 272.0569 | 0 | 0 | 0 | 0 | 272.2017 | 0 | 0 | 0 | 0 | 272.3466 | 0 | 0 | 0 | 0
2017-04-21 18:00 | 242.9741 | 0.72421 |  | 255.1385 | 0 | 0 | 0 | 0 | 262.3082 | 0 | 0 | 0 | 0 | 268.1743 | 0 | 0 | 0 | 0 | 268.3915 | 0 | 0 | 0 | 0 | 268.5364 | 0 | 0 | 0 | 0 | 268.7536 | 0 | 0 | 0 | 0 | 268.9709 | 0 | 0 | 0 | 0 | 269.1882 | 0 | 0 | 0 | 0 | 269.4778 | 0 | 0 | 0 | 0 | 269.6951 | 0 | 0 | 0 | 0 | 269.8399 | 0 | 0 | 0 | 0 | 270.0572 | 0 | 0 | 0 | 0 | 270.202 | 0 | 0 | 0 | 0 | 270.4193 | 0 | 0 | 0 | 0 | 270.6366 | 0 | 0 | 0 | 0 | 270.7814 | 0 | 0 | 0 | 0 | 270.9987 | 0 | 0 | 0 | 0 | 271.2159 | 0 | 0 | 0 | 0 | 271.2884 | 0 | 0 | 0 | 0 | 271.5056 | 0 | 0 | 0 | 0 | 271.7229 | 0 | 0 | 0 | 0 | 271.8677 | 0 | 0 | 0 | 0 | 272.085 | 0 | 0 | 0 | 0 | 272.2298 | 0 | 0 | 0 | 0 | 272.3747 | 0 | 0 | 0 | 0
2017-04-21 19:00 | 240.2296 | 0.71603 |  | 252.2566 | 0 | 0 | 0 | 0 | 259.3453 | 0 | 0 | 0 | 0 | 265.1451 | 0 | 0 | 0 | 0 | 265.3599 | 0 | 0 | 0 | 0 | 265.5032 | 0 | 0 | 0 | 0 | 265.718 | 0 | 0 | 0 | 0 | 265.9328 | 0 | 0 | 0 | 0 | 266.1476 | 0 | 0 | 0 | 0 | 266.434 | 0 | 0 | 0 | 0 | 266.6488 | 0 | 0 | 0 | 0 | 266.792 | 0 | 0 | 0 | 0 | 267.0068 | 0 | 0 | 0 | 0 | 267.15 | 0 | 0 | 0 | 0 | 267.3648 | 0 | 0 | 0 | 0 | 267.5796 | 0 | 0 | 0 | 0 | 267.7228 | 0 | 0 | 0 | 0 | 267.9376 | 0 | 0 | 0 | 0 | 268.1525 | 0 | 0 | 0 | 0 | 268.2241 | 0 | 0 | 0 | 0 | 268.4389 | 0 | 0 | 0 | 0 | 268.6537 | 0 | 0 | 0 | 0 | 268.7969 | 0 | 0 | 0 | 0 | 269.0117 | 0 | 0 | 0 | 0 | 269.1549 | 0 | 0 | 0 | 0 | 269.2981 | 0 | 0 | 0 | 0
2017-04-21 20:00 | 240.8497 | 0.71788 |  | 252.9078 | 0 | 0 | 0 | 0 | 260.0147 | 0 | 0 | 0 | 0 | 265.8295 | 0 | 0 | 0 | 0 | 266.0449 | 0 | 0 | 0 | 0 | 266.1885 | 0 | 0 | 0 | 0 | 266.4038 | 0 | 0 | 0 | 0 | 266.6192 | 0 | 0 | 0 | 0 | 266.8346 | 0 | 0 | 0 | 0 | 267.1217 | 0 | 0 | 0 | 0 | 267.3371 | 0 | 0 | 0 | 0 | 267.4806 | 0 | 0 | 0 | 0 | 267.696 | 0 | 0 | 0 | 0 | 267.8396 | 0 | 0 | 0 | 0 | 268.0549 | 0 | 0 | 0 | 0 | 268.2703 | 0 | 0 | 0 | 0 | 268.4139 | 0 | 0 | 0 | 0 | 268.6293 | 0 | 0 | 0 | 0 | 268.8446 | 0 | 0 | 0 | 0 | 268.9164 | 0 | 0 | 0 | 0 | 269.1318 | 0 | 0 | 0 | 0 | 269.3471 | 0 | 0 | 0 | 0 | 269.4907 | 0 | 0 | 0 | 0 | 269.7061 | 0 | 0 | 0 | 0 | 269.8496 | 0 | 0 | 0 | 0 | 269.9932 | 0 | 0 | 0 | 0
2017-04-21 21:00 | 246.2318 | 0.73392 |  | 258.5593 | 0 | 0 | 0 | 0 | 265.8251 | 0 | 0 | 0 | 0 | 271.7698 | 0 | 0 | 0 | 0 | 271.99 | 0 | 0 | 0 | 0 | 272.1368 | 0 | 0 | 0 | 0 | 272.357 | 0 | 0 | 0 | 0 | 272.5771 | 0 | 0 | 0 | 0 | 272.7973 | 0 | 0 | 0 | 0 | 273.0909 | 0 | 0 | 0 | 0 | 273.3111 | 0 | 0 | 0 | 0 | 273.4578 | 0 | 0 | 0 | 0 | 273.678 | 0 | 0 | 0 | 0 | 273.8248 | 0 | 0 | 0 | 0 | 274.045 | 0 | 0 | 0 | 0 | 274.2651 | 0 | 0 | 0 | 0 | 274.4119 | 0 | 0 | 0 | 0 | 274.6321 | 0 | 0 | 0 | 0 | 274.8523 | 0 | 0 | 0 | 0 | 274.9257 | 0 | 0 | 0 | 0 | 275.1458 | 0 | 0 | 0 | 0 | 275.366 | 0 | 0 | 0 | 0 | 275.5128 | 0 | 0 | 0 | 0 | 275.733 | 0 | 0 | 0 | 0 | 275.8798 | 0 | 0 | 0 | 0 | 276.0266 | 0 | 0 | 0 | 0
2017-04-21 22:00 | 249.2368 | 0.74287 |  | 261.7147 | 0 | 0 | 0 | 0 | 269.0692 | 0 | 0 | 0 | 0 | 275.0865 | 0 | 0 | 0 | 0 | 275.3093 | 0 | 0 | 0 | 0 | 275.4579 | 0 | 0 | 0 | 0 | 275.6808 | 0 | 0 | 0 | 0 | 275.9036 | 0 | 0 | 0 | 0 | 276.1265 | 0.0002093 | 0 | 0 | 0.0004186 | 276.4236 | 0.00085382 | 0 | 0 | 0.0017076 | 276.6465 | 0.0013372 | 0 | 0 | 0.0026744 | 276.7951 | 0.0016595 | 0 | 0 | 0.0033189 | 277.0179 | 0.0021429 | 0 | 0 | 0.0042857 | 277.1665 | 0.0024651 | 0 | 0 | 0.0049302 | 277.3894 | 0.0029485 | 0 | 0 | 0.005897 | 277.6122 | 0.0034319 | 0 | 0 | 0.0068638 | 277.7608 | 0.0037542 | 0 | 0 | 0.0075083 | 277.9837 | 0.0042375 | 0 | 0 | 0.0084751 | 278.2065 | 0.0047209 | 0 | 0 | 0.0094419 | 278.2808 | 0.0048821 | 0 | 0 | 0.0097641 | 278.5037 | 0.0053654 | 0 | 0 | 0.010731 | 278.7266 | 0.0058488 | 0 | 0 | 0.011698 | 278.8751 | 0.0061711 | 0 | 0 | 0.012342 | 279.098 | 0.0066545 | 0 | 0 | 0.013309 | 279.2466 | 0.0069767 | 0 | 0 | 0.013953 | 279.3951 | 0.007299 | 0 | 0 | 0.014598
2017-04-21 23:00 | 259.6029 | 0.77377 |  | 272.5999 | 0 | 0 | 0 | 0 | 280.2602 | 0.0091753 | 0 | 0 | 0.018351 | 286.5278 | 0.02277 | 0 | 0 | 0.045539 | 286.7599 | 0.023273 | 0 | 0 | 0.046546 | 286.9146 | 0.023609 | 0 | 0 | 0.047218 | 287.1468 | 0.024112 | 0 | 0 | 0.048225 | 287.3789 | 0.024616 | 0 | 0 | 0.049232 | 287.611 | 0.025119 | 0 | 0 | 0.050239 | 287.9205 | 0.025791 | 0 | 0 | 0.051581 | 288.1527 | 0.026294 | 0 | 0 | 0.052588 | 288.3074 | 0.02663 | 0 | 0 | 0.053259 | 288.5396 | 0.027133 | 0 | 0 | 0.054266 | 288.6943 | 0.027469 | 0 | 0 | 0.054938 | 288.9264 | 0.027972 | 0 | 0 | 0.055945 | 289.1586 | 0.028476 | 0 | 0 | 0.056952 | 289.3133 | 0.028812 | 0 | 0 | 0.057623 | 289.5455 | 0.029315 | 0 | 0 | 0.05863 | 289.7776 | 0.029819 | 0 | 0 | 0.059637 | 289.855 | 0.029986 | 0 | 0 | 0.059973 | 290.0871 | 0.03049 | 0 | 0 | 0.06098 | 290.3192 | 0.030993 | 0 | 0 | 0.061987 | 290.474 | 0.031329 | 0 | 0 | 0.062658 | 290.7061 | 0.031833 | 0 | 0 | 0.063665 | 290.8609 | 0.032168 | 0 | 0 | 0.064336 | 291.0156 | 0.032504 | 0 | 0 | 0.065008
2017-04-22 | 252.8089 | 0.75352 |  | 265.4658 | 0 | 0 | 0 | 0 | 272.9256 | 0 | 0 | 0 | 0 | 279.0291 | 0.0065051 | 0 | 0 | 0.01301 | 279.2552 | 0.0069955 | 0 | 0 | 0.013991 | 279.4059 | 0.0073223 | 0 | 0 | 0.014645 | 279.632 | 0.0078127 | 0 | 0 | 0.015625 | 279.858 | 0.008303 | 0 | 0 | 0.016606 | 280.0841 | 0.0087933 | 0 | 0 | 0.017587 | 280.3855 | 0.009447 | 0 | 0 | 0.018894 | 280.6115 | 0.0099374 | 0 | 0 | 0.019875 | 280.7622 | 0.010264 | 0 | 0 | 0.020528 | 280.9883 | 0.010755 | 0 | 0 | 0.021509 | 281.139 | 0.011081 | 0 | 0 | 0.022163 | 281.3651 | 0.011572 | 0 | 0 | 0.023144 | 281.5911 | 0.012062 | 0 | 0 | 0.024124 | 281.7418 | 0.012389 | 0 | 0 | 0.024778 | 281.9679 | 0.012879 | 0 | 0 | 0.025759 | 282.1939 | 0.01337 | 0 | 0 | 0.026739 | 282.2693 | 0.013533 | 0 | 0 | 0.027066 | 282.4953 | 0.014023 | 0 | 0 | 0.028047 | 282.7214 | 0.014514 | 0 | 0 | 0.029027 | 282.8721 | 0.014841 | 0 | 0 | 0.029681 | 283.0982 | 0.015331 | 0 | 0 | 0.030662 | 283.2489 | 0.015658 | 0 | 0 | 0.031315 | 283.3996 | 0.015985 | 0 | 0 | 0.031969
2017-04-22 01:00 | 250.188 | 0.74571 |  | 262.7135 | 0 | 0 | 0 | 0 | 270.0961 | 0 | 0 | 0 | 0 | 276.1363 | 0.0002306 | 0 | 0 | 0.0004612 | 276.36 | 0.00071583 | 0 | 0 | 0.0014317 | 276.5092 | 0.0010393 | 0 | 0 | 0.0020786 | 276.7329 | 0.0015246 | 0 | 0 | 0.0030491 | 276.9566 | 0.0020098 | 0 | 0 | 0.0040196 | 277.1803 | 0.002495 | 0 | 0 | 0.00499 | 277.4786 | 0.003142 | 0 | 0 | 0.006284 | 277.7023 | 0.0036272 | 0 | 0 | 0.0072545 | 277.8514 | 0.0039507 | 0 | 0 | 0.0079014 | 278.0752 | 0.004436 | 0 | 0 | 0.0088719 | 278.2243 | 0.0047594 | 0 | 0 | 0.0095189 | 278.448 | 0.0052447 | 0 | 0 | 0.010489 | 278.6717 | 0.0057299 | 0 | 0 | 0.01146 | 278.8209 | 0.0060534 | 0 | 0 | 0.012107 | 279.0446 | 0.0065386 | 0 | 0 | 0.013077 | 279.2683 | 0.0070239 | 0 | 0 | 0.014048 | 279.3429 | 0.0071856 | 0 | 0 | 0.014371 | 279.5666 | 0.0076708 | 0 | 0 | 0.015342 | 279.7903 | 0.0081561 | 0 | 0 | 0.016312 | 279.9394 | 0.0084796 | 0 | 0 | 0.016959 | 280.1631 | 0.0089648 | 0 | 0 | 0.01793 | 280.3123 | 0.0092883 | 0 | 0 | 0.018577 | 280.4614 | 0.0096118 | 0 | 0 | 0.019224
2017-04-22 02:00 | 251.3436 | 0.74915 |  | 263.9271 | 0 | 0 | 0 | 0 | 271.3437 | 0 | 0 | 0 | 0 | 277.4118 | 0.0029972 | 0 | 0 | 0.0059944 | 277.6366 | 0.0034847 | 0 | 0 | 0.0069694 | 277.7864 | 0.0038097 | 0 | 0 | 0.0076194 | 278.0112 | 0.0042972 | 0 | 0 | 0.0085943 | 278.2359 | 0.0047846 | 0 | 0 | 0.0095693 | 278.4607 | 0.0052721 | 0 | 0 | 0.010544 | 278.7603 | 0.0059221 | 0 | 0 | 0.011844 | 278.9851 | 0.0064095 | 0 | 0 | 0.012819 | 279.1349 | 0.0067345 | 0 | 0 | 0.013469 | 279.3596 | 0.007222 | 0 | 0 | 0.014444 | 279.5095 | 0.007547 | 0 | 0 | 0.015094 | 279.7342 | 0.0080345 | 0 | 0 | 0.016069 | 279.959 | 0.0085219 | 0 | 0 | 0.017044 | 280.1088 | 0.0088469 | 0 | 0 | 0.017694 | 280.3335 | 0.0093344 | 0 | 0 | 0.018669 | 280.5583 | 0.0098219 | 0 | 0 | 0.019644 | 280.6332 | 0.0099844 | 0 | 0 | 0.019969 | 280.858 | 0.010472 | 0 | 0 | 0.020944 | 281.0827 | 0.010959 | 0 | 0 | 0.021919 | 281.2325 | 0.011284 | 0 | 0 | 0.022569 | 281.4573 | 0.011772 | 0 | 0 | 0.023544 | 281.6071 | 0.012097 | 0 | 0 | 0.024193 | 281.7569 | 0.012422 | 0 | 0 | 0.024843
2017-04-22 03:00 | 252.9188 | 0.75385 |  | 265.5812 | 0 | 0 | 0 | 0 | 273.0443 | 0 | 0 | 0 | 0 | 279.1504 | 0.0067683 | 0 | 0 | 0.013537 | 279.3766 | 0.0072588 | 0 | 0 | 0.014518 | 279.5274 | 0.0075858 | 0 | 0 | 0.015172 | 279.7535 | 0.0080763 | 0 | 0 | 0.016153 | 279.9797 | 0.0085669 | 0 | 0 | 0.017134 | 280.2058 | 0.0090574 | 0 | 0 | 0.018115 | 280.5074 | 0.0097114 | 0 | 0 | 0.019423 | 280.7335 | 0.010202 | 0 | 0 | 0.020404 | 280.8843 | 0.010529 | 0 | 0 | 0.021058 | 281.1105 | 0.01102 | 0 | 0 | 0.022039 | 281.2612 | 0.011347 | 0 | 0 | 0.022693 | 281.4874 | 0.011837 | 0 | 0 | 0.023674 | 281.7135 | 0.012328 | 0 | 0 | 0.024655 | 281.8643 | 0.012655 | 0 | 0 | 0.025309 | 282.0905 | 0.013145 | 0 | 0 | 0.02629 | 282.3166 | 0.013636 | 0 | 0 | 0.027271 | 282.392 | 0.013799 | 0 | 0 | 0.027598 | 282.6182 | 0.01429 | 0 | 0 | 0.028579 | 282.8443 | 0.01478 | 0 | 0 | 0.02956 | 282.9951 | 0.015107 | 0 | 0 | 0.030215 | 283.2212 | 0.015598 | 0 | 0 | 0.031196 | 283.372 | 0.015925 | 0 | 0 | 0.03185 | 283.5228 | 0.016252 | 0 | 0 | 0.032504
2017-04-22 04:00 | 257.2056 | 0.76663 |  | 270.0826 | 0 | 0 | 0 | 0 | 277.6722 | 0.0035619 | 0 | 0 | 0.0071237 | 283.8818 | 0.017031 | 0 | 0 | 0.034061 | 284.1118 | 0.017529 | 0 | 0 | 0.035059 | 284.2652 | 0.017862 | 0 | 0 | 0.035724 | 284.4951 | 0.018361 | 0 | 0 | 0.036722 | 284.7251 | 0.01886 | 0 | 0 | 0.037719 | 284.9551 | 0.019359 | 0 | 0 | 0.038717 | 285.2618 | 0.020024 | 0 | 0 | 0.040047 | 285.4918 | 0.020523 | 0 | 0 | 0.041045 | 285.6451 | 0.020855 | 0 | 0 | 0.04171 | 285.8751 | 0.021354 | 0 | 0 | 0.042708 | 286.0284 | 0.021687 | 0 | 0 | 0.043373 | 286.2584 | 0.022185 | 0 | 0 | 0.044371 | 286.4884 | 0.022684 | 0 | 0 | 0.045368 | 286.6417 | 0.023017 | 0 | 0 | 0.046034 | 286.8717 | 0.023516 | 0 | 0 | 0.047031 | 287.1017 | 0.024014 | 0 | 0 | 0.048029 | 287.1783 | 0.024181 | 0 | 0 | 0.048361 | 287.4083 | 0.02468 | 0 | 0 | 0.049359 | 287.6383 | 0.025178 | 0 | 0 | 0.050357 | 287.7916 | 0.025511 | 0 | 0 | 0.051022 | 288.0216 | 0.02601 | 0 | 0 | 0.05202 | 288.1749 | 0.026342 | 0 | 0 | 0.052685 | 288.3283 | 0.026675 | 0 | 0 | 0.05335
2017-04-22 05:00 | 262.4819 | 0.78235 |  | 275.623 | 0 | 0 | 0 | 0 | 283.3683 | 0.015917 | 0 | 0 | 0.031834 | 289.7054 | 0.029662 | 0 | 0 | 0.059324 | 289.9401 | 0.030171 | 0 | 0 | 0.060342 | 290.0966 | 0.03051 | 0 | 0 | 0.061021 | 290.3313 | 0.031019 | 0 | 0 | 0.062039 | 290.566 | 0.031529 | 0 | 0 | 0.063057 | 290.8007 | 0.032038 | 0 | 0 | 0.064075 | 291.1136 | 0.032716 | 0 | 0 | 0.065433 | 291.3483 | 0.033225 | 0 | 0 | 0.066451 | 291.5048 | 0.033565 | 0 | 0 | 0.06713 | 291.7395 | 0.034074 | 0 | 0 | 0.068148 | 291.896 | 0.034413 | 0 | 0 | 0.068827 | 292.1307 | 0.034922 | 0 | 0 | 0.069845 | 292.3654 | 0.035431 | 0 | 0 | 0.070863 | 292.5218 | 0.035771 | 0 | 0 | 0.071542 | 292.7566 | 0.03628 | 0 | 0 | 0.07256 | 292.9913 | 0.036789 | 0 | 0 | 0.073578 | 293.0695 | 0.036959 | 0 | 0 | 0.073917 | 293.3042 | 0.037468 | 0 | 0 | 0.074935 | 293.5389 | 0.037977 | 0 | 0 | 0.075954 | 293.6954 | 0.038316 | 0 | 0 | 0.076632 | 293.9301 | 0.038825 | 0 | 0 | 0.077651 | 294.0866 | 0.039165 | 0 | 0 | 0.078329 | 294.243 | 0.039504 | 0 | 0 | 0.079008
2017-04-22 06:00 | 257.5354 | 0.76761 |  | 270.4288 | 0 | 0 | 0 | 0 | 278.0282 | 0.004334 | 0 | 0 | 0.0086681 | 284.2458 | 0.01782 | 0 | 0 | 0.03564 | 284.4761 | 0.01832 | 0 | 0 | 0.036639 | 284.6296 | 0.018653 | 0 | 0 | 0.037305 | 284.8599 | 0.019152 | 0 | 0 | 0.038304 | 285.0902 | 0.019652 | 0 | 0 | 0.039303 | 285.3205 | 0.020151 | 0 | 0 | 0.040302 | 285.6275 | 0.020817 | 0 | 0 | 0.041634 | 285.8578 | 0.021316 | 0 | 0 | 0.042633 | 286.0113 | 0.021649 | 0 | 0 | 0.043299 | 286.2416 | 0.022149 | 0 | 0 | 0.044298 | 286.3951 | 0.022482 | 0 | 0 | 0.044964 | 286.6254 | 0.022981 | 0 | 0 | 0.045963 | 286.8557 | 0.023481 | 0 | 0 | 0.046962 | 287.0092 | 0.023814 | 0 | 0 | 0.047628 | 287.2395 | 0.024313 | 0 | 0 | 0.048627 | 287.4698 | 0.024813 | 0 | 0 | 0.049626 | 287.5465 | 0.024979 | 0 | 0 | 0.049959 | 287.7768 | 0.025479 | 0 | 0 | 0.050958 | 288.0071 | 0.025978 | 0 | 0 | 0.051957 | 288.1606 | 0.026311 | 0 | 0 | 0.052623 | 288.3909 | 0.026811 | 0 | 0 | 0.053622 | 288.5444 | 0.027144 | 0 | 0 | 0.054288 | 288.698 | 0.027477 | 0 | 0 | 0.054954
2017-04-22 07:00 | 264.4593 | 0.78825 |  | 277.6994 | 0.0036209 | 0 | 0 | 0.0072417 | 285.503 | 0.020547 | 0 | 0 | 0.041094 | 291.8878 | 0.034396 | 0 | 0 | 0.068791 | 292.1243 | 0.034909 | 0 | 0 | 0.069817 | 292.2819 | 0.03525 | 0 | 0 | 0.070501 | 292.5184 | 0.035763 | 0 | 0 | 0.071527 | 292.7549 | 0.036276 | 0 | 0 | 0.072553 | 292.9914 | 0.036789 | 0 | 0 | 0.073578 | 293.3067 | 0.037473 | 0 | 0 | 0.074946 | 293.5431 | 0.037986 | 0 | 0 | 0.075972 | 293.7008 | 0.038328 | 0 | 0 | 0.076656 | 293.9373 | 0.038841 | 0 | 0 | 0.077682 | 294.0949 | 0.039183 | 0 | 0 | 0.078366 | 294.3314 | 0.039696 | 0 | 0 | 0.079391 | 294.5678 | 0.040209 | 0 | 0 | 0.080417 | 294.7255 | 0.040551 | 0 | 0 | 0.081101 | 294.962 | 0.041063 | 0 | 0 | 0.082127 | 295.1984 | 0.041576 | 0 | 0 | 0.083153 | 295.2773 | 0.041747 | 0 | 0 | 0.083495 | 295.5137 | 0.04226 | 0 | 0 | 0.08452 | 295.7502 | 0.042773 | 0 | 0 | 0.085546 | 295.9079 | 0.043115 | 0 | 0 | 0.08623 | 296.1443 | 0.043628 | 0 | 0 | 0.087256 | 296.302 | 0.04397 | 0 | 0 | 0.08794 | 296.4596 | 0.044312 | 0 | 0 | 0.088624
2017-04-22 08:00 | 263.3447 | 0.78492 |  | 276.529 | 0.0010823 | 0 | 0 | 0.0021646 | 284.2997 | 0.017937 | 0 | 0 | 0.035874 | 290.6576 | 0.031727 | 0 | 0 | 0.063455 | 290.8931 | 0.032238 | 0 | 0 | 0.064476 | 291.0501 | 0.032579 | 0 | 0 | 0.065157 | 291.2856 | 0.033089 | 0 | 0 | 0.066179 | 291.521 | 0.0336 | 0 | 0 | 0.0672 | 291.7565 | 0.034111 | 0 | 0 | 0.068222 | 292.0705 | 0.034792 | 0 | 0 | 0.069584 | 292.306 | 0.035303 | 0 | 0 | 0.070605 | 292.463 | 0.035643 | 0 | 0 | 0.071286 | 292.6984 | 0.036154 | 0 | 0 | 0.072308 | 292.8554 | 0.036494 | 0 | 0 | 0.072989 | 293.0909 | 0.037005 | 0 | 0 | 0.07401 | 293.3264 | 0.037516 | 0 | 0 | 0.075032 | 293.4834 | 0.037856 | 0 | 0 | 0.075713 | 293.7188 | 0.038367 | 0 | 0 | 0.076734 | 293.9543 | 0.038878 | 0 | 0 | 0.077756 | 294.0328 | 0.039048 | 0 | 0 | 0.078096 | 294.2683 | 0.039559 | 0 | 0 | 0.079118 | 294.5038 | 0.04007 | 0 | 0 | 0.080139 | 294.6607 | 0.04041 | 0 | 0 | 0.08082 | 294.8962 | 0.040921 | 0 | 0 | 0.081842 | 295.0532 | 0.041261 | 0 | 0 | 0.082523 | 295.2102 | 0.041602 | 0 | 0 | 0.083204
2017-04-22 09:00 | 261.6021 | 0.77973 |  | 274.6992 | 0 | 0 | 0 | 0 | 282.4185 | 0.013857 | 0 | 0 | 0.027713 | 288.7343 | 0.027556 | 0 | 0 | 0.055111 | 288.9682 | 0.028063 | 0 | 0 | 0.056126 | 289.1242 | 0.028401 | 0 | 0 | 0.056803 | 289.3581 | 0.028909 | 0 | 0 | 0.057817 | 289.592 | 0.029416 | 0 | 0 | 0.058832 | 289.8259 | 0.029923 | 0 | 0 | 0.059847 | 290.1378 | 0.0306 | 0 | 0 | 0.0612 | 290.3718 | 0.031107 | 0 | 0 | 0.062215 | 290.5277 | 0.031446 | 0 | 0 | 0.062891 | 290.7616 | 0.031953 | 0 | 0 | 0.063906 | 290.9176 | 0.032291 | 0 | 0 | 0.064582 | 291.1515 | 0.032799 | 0 | 0 | 0.065597 | 291.3854 | 0.033306 | 0 | 0 | 0.066612 | 291.5414 | 0.033644 | 0 | 0 | 0.067288 | 291.7753 | 0.034152 | 0 | 0 | 0.068303 | 292.0092 | 0.034659 | 0 | 0 | 0.069318 | 292.0872 | 0.034828 | 0 | 0 | 0.069656 | 292.3211 | 0.035335 | 0 | 0 | 0.070671 | 292.555 | 0.035843 | 0 | 0 | 0.071685 | 292.711 | 0.036181 | 0 | 0 | 0.072362 | 292.9449 | 0.036688 | 0 | 0 | 0.073377 | 293.1008 | 0.037027 | 0 | 0 | 0.074053 | 293.2568 | 0.037365 | 0 | 0 | 0.07473
2017-04-22 10:00 | 256.105 | 0.76335 |  | 268.9268 | 0 | 0 | 0 | 0 | 276.4839 | 0.00098459 | 0 | 0 | 0.0019692 | 282.667 | 0.014396 | 0 | 0 | 0.028791 | 282.896 | 0.014892 | 0 | 0 | 0.029785 | 283.0487 | 0.015224 | 0 | 0 | 0.030447 | 283.2777 | 0.01572 | 0 | 0 | 0.031441 | 283.5067 | 0.016217 | 0 | 0 | 0.032434 | 283.7357 | 0.016714 | 0 | 0 | 0.033427 | 284.0411 | 0.017376 | 0 | 0 | 0.034752 | 284.2701 | 0.017873 | 0 | 0 | 0.035745 | 284.4227 | 0.018204 | 0 | 0 | 0.036408 | 284.6517 | 0.018701 | 0 | 0 | 0.037401 | 284.8044 | 0.019032 | 0 | 0 | 0.038063 | 285.0334 | 0.019528 | 0 | 0 | 0.039057 | 285.2624 | 0.020025 | 0 | 0 | 0.04005 | 285.4151 | 0.020356 | 0 | 0 | 0.040712 | 285.6441 | 0.020853 | 0 | 0 | 0.041706 | 285.8731 | 0.02135 | 0 | 0 | 0.042699 | 285.9494 | 0.021515 | 0 | 0 | 0.04303 | 286.1784 | 0.022012 | 0 | 0 | 0.044024 | 286.4074 | 0.022509 | 0 | 0 | 0.045017 | 286.5601 | 0.02284 | 0 | 0 | 0.04568 | 286.7891 | 0.023337 | 0 | 0 | 0.046673 | 286.9418 | 0.023668 | 0 | 0 | 0.047335 | 287.0944 | 0.023999 | 0 | 0 | 0.047998
2017-04-22 11:00 | 259.6972 | 0.77405 |  | 272.6989 | 0 | 0 | 0 | 0 | 280.362 | 0.0093961 | 0 | 0 | 0.018792 | 286.6318 | 0.022995 | 0 | 0 | 0.045991 | 286.864 | 0.023499 | 0 | 0 | 0.046998 | 287.0189 | 0.023835 | 0 | 0 | 0.04767 | 287.2511 | 0.024339 | 0 | 0 | 0.048677 | 287.4833 | 0.024842 | 0 | 0 | 0.049684 | 287.7155 | 0.025346 | 0 | 0 | 0.050692 | 288.0251 | 0.026017 | 0 | 0 | 0.052035 | 288.2573 | 0.026521 | 0 | 0 | 0.053042 | 288.4121 | 0.026857 | 0 | 0 | 0.053714 | 288.6444 | 0.027361 | 0 | 0 | 0.054721 | 288.7992 | 0.027696 | 0 | 0 | 0.055393 | 289.0314 | 0.0282 | 0 | 0 | 0.0564 | 289.2636 | 0.028704 | 0 | 0 | 0.057407 | 289.4184 | 0.029039 | 0 | 0 | 0.058079 | 289.6506 | 0.029543 | 0 | 0 | 0.059086 | 289.8829 | 0.030047 | 0 | 0 | 0.060094 | 289.9603 | 0.030215 | 0 | 0 | 0.060429 | 290.1925 | 0.030718 | 0 | 0 | 0.061437 | 290.4247 | 0.031222 | 0 | 0 | 0.062444 | 290.5795 | 0.031558 | 0 | 0 | 0.063116 | 290.8117 | 0.032062 | 0 | 0 | 0.064123 | 290.9665 | 0.032397 | 0 | 0 | 0.064795 | 291.1213 | 0.032733 | 0 | 0 | 0.065466
2017-04-22 12:00 | 250.6839 | 0.74719 |  | 263.2343 | 0 | 0 | 0 | 0 | 270.6314 | 0 | 0 | 0 | 0 | 276.6837 | 0.0014178 | 0 | 0 | 0.0028355 | 276.9078 | 0.001904 | 0 | 0 | 0.0038079 | 277.0572 | 0.0022281 | 0 | 0 | 0.0044562 | 277.2814 | 0.0027143 | 0 | 0 | 0.0054286 | 277.5056 | 0.0032005 | 0 | 0 | 0.006401 | 277.7297 | 0.0036867 | 0 | 0 | 0.0073734 | 278.0286 | 0.0043349 | 0 | 0 | 0.0086699 | 278.2527 | 0.0048211 | 0 | 0 | 0.0096423 | 278.4022 | 0.0051453 | 0 | 0 | 0.010291 | 278.6263 | 0.0056315 | 0 | 0 | 0.011263 | 278.7758 | 0.0059556 | 0 | 0 | 0.011911 | 278.9999 | 0.0064418 | 0 | 0 | 0.012884 | 279.2241 | 0.006928 | 0 | 0 | 0.013856 | 279.3735 | 0.0072521 | 0 | 0 | 0.014504 | 279.5977 | 0.0077383 | 0 | 0 | 0.015477 | 279.8218 | 0.0082245 | 0 | 0 | 0.016449 | 279.8966 | 0.0083866 | 0 | 0 | 0.016773 | 280.1207 | 0.0088728 | 0 | 0 | 0.017746 | 280.3449 | 0.009359 | 0 | 0 | 0.018718 | 280.4943 | 0.0096831 | 0 | 0 | 0.019366 | 280.7185 | 0.010169 | 0 | 0 | 0.020339 | 280.8679 | 0.010493 | 0 | 0 | 0.020987 | 281.0173 | 0.010818 | 0 | 0 | 0.021635
2017-04-22 13:00 | 247.7532 | 0.73845 |  | 260.1569 | 0 | 0 | 0 | 0 | 267.4676 | 0 | 0 | 0 | 0 | 273.449 | 0 | 0 | 0 | 0 | 273.6706 | 0 | 0 | 0 | 0 | 273.8183 | 0 | 0 | 0 | 0 | 274.0398 | 0 | 0 | 0 | 0 | 274.2613 | 0 | 0 | 0 | 0 | 274.4829 | 0 | 0 | 0 | 0 | 274.7783 | 0 | 0 | 0 | 0 | 274.9998 | 0 | 0 | 0 | 0 | 275.1475 | 0 | 0 | 0 | 0 | 275.369 | 0 | 0 | 0 | 0 | 275.5167 | 0 | 0 | 0 | 0 | 275.7382 | 0 | 0 | 0 | 0 | 275.9598 | 0 | 0 | 0 | 0 | 276.1075 | 0.00016803 | 0 | 0 | 0.00033605 | 276.329 | 0.00064854 | 0 | 0 | 0.0012971 | 276.5505 | 0.001129 | 0 | 0 | 0.0022581 | 276.6244 | 0.0012892 | 0 | 0 | 0.0025784 | 276.8459 | 0.0017697 | 0 | 0 | 0.0035395 | 277.0675 | 0.0022502 | 0 | 0 | 0.0045005 | 277.2151 | 0.0025706 | 0 | 0 | 0.0051412 | 277.4367 | 0.0030511 | 0 | 0 | 0.0061022 | 277.5844 | 0.0033714 | 0 | 0 | 0.0067429 | 277.7321 | 0.0036918 | 0 | 0 | 0.0073835
2017-04-22 14:00 | 253.4439 | 0.75541 |  | 266.1325 | 0 | 0 | 0 | 0 | 273.6111 | 0 | 0 | 0 | 0 | 279.73 | 0.0080253 | 0 | 0 | 0.016051 | 279.9566 | 0.0085168 | 0 | 0 | 0.017034 | 280.1077 | 0.0088445 | 0 | 0 | 0.017689 | 280.3343 | 0.0093361 | 0 | 0 | 0.018672 | 280.5609 | 0.0098276 | 0 | 0 | 0.019655 | 280.7876 | 0.010319 | 0 | 0 | 0.020638 | 281.0897 | 0.010975 | 0 | 0 | 0.021949 | 281.3164 | 0.011466 | 0 | 0 | 0.022932 | 281.4674 | 0.011794 | 0 | 0 | 0.023588 | 281.6941 | 0.012285 | 0 | 0 | 0.024571 | 281.8451 | 0.012613 | 0 | 0 | 0.025226 | 282.0718 | 0.013105 | 0 | 0 | 0.026209 | 282.2984 | 0.013596 | 0 | 0 | 0.027192 | 282.4495 | 0.013924 | 0 | 0 | 0.027848 | 282.6761 | 0.014415 | 0 | 0 | 0.028831 | 282.9027 | 0.014907 | 0 | 0 | 0.029814 | 282.9783 | 0.015071 | 0 | 0 | 0.030142 | 283.2049 | 0.015562 | 0 | 0 | 0.031125 | 283.4315 | 0.016054 | 0 | 0 | 0.032108 | 283.5826 | 0.016382 | 0 | 0 | 0.032763 | 283.8092 | 0.016873 | 0 | 0 | 0.033746 | 283.9603 | 0.017201 | 0 | 0 | 0.034402 | 284.1114 | 0.017529 | 0 | 0 | 0.035057
2017-04-22 15:00 | 255.6669 | 0.76204 |  | 268.4668 | 0 | 0 | 0 | 0 | 276.011 | 0 | 0 | 0 | 0 | 282.1836 | 0.013347 | 0 | 0 | 0.026694 | 282.4122 | 0.013843 | 0 | 0 | 0.027686 | 282.5646 | 0.014173 | 0 | 0 | 0.028347 | 282.7932 | 0.014669 | 0 | 0 | 0.029339 | 283.0218 | 0.015165 | 0 | 0 | 0.03033 | 283.2504 | 0.015661 | 0 | 0 | 0.031322 | 283.5552 | 0.016322 | 0 | 0 | 0.032644 | 283.7838 | 0.016818 | 0 | 0 | 0.033636 | 283.9362 | 0.017149 | 0 | 0 | 0.034297 | 284.1649 | 0.017645 | 0 | 0 | 0.035289 | 284.3173 | 0.017975 | 0 | 0 | 0.03595 | 284.5459 | 0.018471 | 0 | 0 | 0.036942 | 284.7745 | 0.018967 | 0 | 0 | 0.037934 | 284.9269 | 0.019297 | 0 | 0 | 0.038595 | 285.1555 | 0.019793 | 0 | 0 | 0.039586 | 285.3841 | 0.020289 | 0 | 0 | 0.040578 | 285.4603 | 0.020454 | 0 | 0 | 0.040909 | 285.6889 | 0.02095 | 0 | 0 | 0.0419 | 285.9176 | 0.021446 | 0 | 0 | 0.042892 | 286.07 | 0.021777 | 0 | 0 | 0.043553 | 286.2986 | 0.022273 | 0 | 0 | 0.044545 | 286.451 | 0.022603 | 0 | 0 | 0.045206 | 286.6034 | 0.022934 | 0 | 0 | 0.045867
2017-04-22 16:00 | 255.4838 | 0.76149 |  | 268.2745 | 0 | 0 | 0 | 0 | 275.8133 | 0 | 0 | 0 | 0 | 281.9814 | 0.012909 | 0 | 0 | 0.025817 | 282.2099 | 0.013404 | 0 | 0 | 0.026808 | 282.3622 | 0.013734 | 0 | 0 | 0.027469 | 282.5906 | 0.01423 | 0 | 0 | 0.02846 | 282.8191 | 0.014725 | 0 | 0 | 0.029451 | 283.0475 | 0.015221 | 0 | 0 | 0.030442 | 283.3521 | 0.015882 | 0 | 0 | 0.031763 | 283.5805 | 0.016377 | 0 | 0 | 0.032754 | 283.7328 | 0.016707 | 0 | 0 | 0.033415 | 283.9613 | 0.017203 | 0 | 0 | 0.034406 | 284.1136 | 0.017533 | 0 | 0 | 0.035067 | 284.342 | 0.018029 | 0 | 0 | 0.036058 | 284.5705 | 0.018524 | 0 | 0 | 0.037049 | 284.7228 | 0.018855 | 0 | 0 | 0.037709 | 284.9512 | 0.01935 | 0 | 0 | 0.0387 | 285.1797 | 0.019846 | 0 | 0 | 0.039691 | 285.2558 | 0.020011 | 0 | 0 | 0.040022 | 285.4843 | 0.020506 | 0 | 0 | 0.041013 | 285.7127 | 0.021002 | 0 | 0 | 0.042004 | 285.865 | 0.021332 | 0 | 0 | 0.042664 | 286.0935 | 0.021828 | 0 | 0 | 0.043655 | 286.2458 | 0.022158 | 0 | 0 | 0.044316 | 286.3981 | 0.022488 | 0 | 0 | 0.044977
2017-04-22 17:00 | 258.1579 | 0.76946 |  | 271.0825 | 0 | 0 | 0 | 0 | 278.7002 | 0.0057917 | 0 | 0 | 0.011583 | 284.9329 | 0.01931 | 0 | 0 | 0.038621 | 285.1637 | 0.019811 | 0 | 0 | 0.039622 | 285.3176 | 0.020145 | 0 | 0 | 0.04029 | 285.5484 | 0.020645 | 0 | 0 | 0.041291 | 285.7793 | 0.021146 | 0 | 0 | 0.042292 | 286.0101 | 0.021647 | 0 | 0 | 0.043294 | 286.3179 | 0.022314 | 0 | 0 | 0.044629 | 286.5487 | 0.022815 | 0 | 0 | 0.04563 | 286.7026 | 0.023149 | 0 | 0 | 0.046298 | 286.9335 | 0.02365 | 0 | 0 | 0.047299 | 287.0874 | 0.023983 | 0 | 0 | 0.047967 | 287.3182 | 0.024484 | 0 | 0 | 0.048968 | 287.549 | 0.024985 | 0 | 0 | 0.04997 | 287.7029 | 0.025319 | 0 | 0 | 0.050637 | 287.9338 | 0.025819 | 0 | 0 | 0.051639 | 288.1646 | 0.02632 | 0 | 0 | 0.05264 | 288.2416 | 0.026487 | 0 | 0 | 0.052974 | 288.4724 | 0.026988 | 0 | 0 | 0.053975 | 288.7032 | 0.027488 | 0 | 0 | 0.054977 | 288.8571 | 0.027822 | 0 | 0 | 0.055644 | 289.088 | 0.028323 | 0 | 0 | 0.056645 | 289.2419 | 0.028657 | 0 | 0 | 0.057313 | 289.3958 | 0.02899 | 0 | 0 | 0.057981
2017-04-22 18:00 | 261.1561 | 0.7784 |  | 274.2308 | 0 | 0 | 0 | 0 | 281.937 | 0.012812 | 0 | 0 | 0.025625 | 288.2421 | 0.026488 | 0 | 0 | 0.052976 | 288.4756 | 0.026994 | 0 | 0 | 0.053989 | 288.6313 | 0.027332 | 0 | 0 | 0.054664 | 288.8648 | 0.027839 | 0 | 0 | 0.055677 | 289.0983 | 0.028345 | 0 | 0 | 0.05669 | 289.3318 | 0.028852 | 0 | 0 | 0.057703 | 289.6432 | 0.029527 | 0 | 0 | 0.059054 | 289.8767 | 0.030033 | 0 | 0 | 0.060067 | 290.0324 | 0.030371 | 0 | 0 | 0.060742 | 290.2659 | 0.030878 | 0 | 0 | 0.061755 | 290.4216 | 0.031215 | 0 | 0 | 0.062431 | 290.6551 | 0.031722 | 0 | 0 | 0.063444 | 290.8886 | 0.032228 | 0 | 0 | 0.064457 | 291.0443 | 0.032566 | 0 | 0 | 0.065132 | 291.2778 | 0.033073 | 0 | 0 | 0.066145 | 291.5113 | 0.033579 | 0 | 0 | 0.067158 | 291.5892 | 0.033748 | 0 | 0 | 0.067496 | 291.8227 | 0.034254 | 0 | 0 | 0.068509 | 292.0562 | 0.034761 | 0 | 0 | 0.069522 | 292.2119 | 0.035099 | 0 | 0 | 0.070197 | 292.4454 | 0.035605 | 0 | 0 | 0.07121 | 292.6011 | 0.035943 | 0 | 0 | 0.071885 | 292.7568 | 0.03628 | 0 | 0 | 0.072561
2017-04-22 19:00 | 254.6831 | 0.75911 |  | 267.4337 | 0 | 0 | 0 | 0 | 274.9489 | 0 | 0 | 0 | 0 | 281.0977 | 0.010992 | 0 | 0 | 0.021984 | 281.3254 | 0.011486 | 0 | 0 | 0.022972 | 281.4772 | 0.011815 | 0 | 0 | 0.02363 | 281.705 | 0.012309 | 0 | 0 | 0.024618 | 281.9327 | 0.012803 | 0 | 0 | 0.025606 | 282.1604 | 0.013297 | 0 | 0 | 0.026594 | 282.4641 | 0.013956 | 0 | 0 | 0.027911 | 282.6918 | 0.014449 | 0 | 0 | 0.028899 | 282.8436 | 0.014779 | 0 | 0 | 0.029558 | 283.0714 | 0.015273 | 0 | 0 | 0.030545 | 283.2232 | 0.015602 | 0 | 0 | 0.031204 | 283.4509 | 0.016096 | 0 | 0 | 0.032192 | 283.6787 | 0.01659 | 0 | 0 | 0.03318 | 283.8305 | 0.016919 | 0 | 0 | 0.033838 | 284.0582 | 0.017413 | 0 | 0 | 0.034826 | 284.2859 | 0.017907 | 0 | 0 | 0.035814 | 284.3619 | 0.018072 | 0 | 0 | 0.036144 | 284.5896 | 0.018566 | 0 | 0 | 0.037131 | 284.8173 | 0.01906 | 0 | 0 | 0.038119 | 284.9691 | 0.019389 | 0 | 0 | 0.038778 | 285.1969 | 0.019883 | 0 | 0 | 0.039766 | 285.3487 | 0.020212 | 0 | 0 | 0.040424 | 285.5005 | 0.020542 | 0 | 0 | 0.041083
2017-04-22 20:00 | 245.1937 | 0.73082 |  | 257.4692 | 0 | 0 | 0 | 0 | 264.7044 | 0 | 0 | 0 | 0 | 270.624 | 0 | 0 | 0 | 0 | 270.8433 | 0 | 0 | 0 | 0 | 270.9894 | 0 | 0 | 0 | 0 | 271.2087 | 0 | 0 | 0 | 0 | 271.4279 | 0 | 0 | 0 | 0 | 271.6472 | 0 | 0 | 0 | 0 | 271.9395 | 0 | 0 | 0 | 0 | 272.1588 | 0 | 0 | 0 | 0 | 272.3049 | 0 | 0 | 0 | 0 | 272.5242 | 0 | 0 | 0 | 0 | 272.6703 | 0 | 0 | 0 | 0 | 272.8896 | 0 | 0 | 0 | 0 | 273.1088 | 0 | 0 | 0 | 0 | 273.255 | 0 | 0 | 0 | 0 | 273.4743 | 0 | 0 | 0 | 0 | 273.6935 | 0 | 0 | 0 | 0 | 273.7666 | 0 | 0 | 0 | 0 | 273.9858 | 0 | 0 | 0 | 0 | 274.2051 | 0 | 0 | 0 | 0 | 274.3512 | 0 | 0 | 0 | 0 | 274.5705 | 0 | 0 | 0 | 0 | 274.7167 | 0 | 0 | 0 | 0 | 274.8628 | 0 | 0 | 0 | 0
2017-04-22 21:00 | 242.184 | 0.72185 |  | 254.3088 | 0 | 0 | 0 | 0 | 261.4552 | 0 | 0 | 0 | 0 | 267.3022 | 0 | 0 | 0 | 0 | 267.5187 | 0 | 0 | 0 | 0 | 267.6631 | 0 | 0 | 0 | 0 | 267.8797 | 0 | 0 | 0 | 0 | 268.0962 | 0 | 0 | 0 | 0 | 268.3128 | 0 | 0 | 0 | 0 | 268.6015 | 0 | 0 | 0 | 0 | 268.8181 | 0 | 0 | 0 | 0 | 268.9625 | 0 | 0 | 0 | 0 | 269.179 | 0 | 0 | 0 | 0 | 269.3234 | 0 | 0 | 0 | 0 | 269.5399 | 0 | 0 | 0 | 0 | 269.7565 | 0 | 0 | 0 | 0 | 269.9009 | 0 | 0 | 0 | 0 | 270.1174 | 0 | 0 | 0 | 0 | 270.334 | 0 | 0 | 0 | 0 | 270.4062 | 0 | 0 | 0 | 0 | 270.6227 | 0 | 0 | 0 | 0 | 270.8393 | 0 | 0 | 0 | 0 | 270.9836 | 0 | 0 | 0 | 0 | 271.2002 | 0 | 0 | 0 | 0 | 271.3446 | 0 | 0 | 0 | 0 | 271.4889 | 0 | 0 | 0 | 0
2017-04-22 22:00 | 244.6506 | 0.72921 |  | 256.899 | 0 | 0 | 0 | 0 | 264.1181 | 0 | 0 | 0 | 0 | 270.0247 | 0 | 0 | 0 | 0 | 270.2434 | 0 | 0 | 0 | 0 | 270.3893 | 0 | 0 | 0 | 0 | 270.6081 | 0 | 0 | 0 | 0 | 270.8268 | 0 | 0 | 0 | 0 | 271.0456 | 0 | 0 | 0 | 0 | 271.3373 | 0 | 0 | 0 | 0 | 271.556 | 0 | 0 | 0 | 0 | 271.7019 | 0 | 0 | 0 | 0 | 271.9206 | 0 | 0 | 0 | 0 | 272.0665 | 0 | 0 | 0 | 0 | 272.2852 | 0 | 0 | 0 | 0 | 272.504 | 0 | 0 | 0 | 0 | 272.6498 | 0 | 0 | 0 | 0 | 272.8686 | 0 | 0 | 0 | 0 | 273.0873 | 0 | 0 | 0 | 0 | 273.1603 | 0 | 0 | 0 | 0 | 273.379 | 0 | 0 | 0 | 0 | 273.5978 | 0 | 0 | 0 | 0 | 273.7436 | 0 | 0 | 0 | 0 | 273.9624 | 0 | 0 | 0 | 0 | 274.1082 | 0 | 0 | 0 | 0 | 274.2541 | 0 | 0 | 0 | 0
2017-04-22 23:00 | 244.8949 | 0.72993 |  | 257.1555 | 0 | 0 | 0 | 0 | 264.3819 | 0 | 0 | 0 | 0 | 270.2943 | 0 | 0 | 0 | 0 | 270.5133 | 0 | 0 | 0 | 0 | 270.6593 | 0 | 0 | 0 | 0 | 270.8783 | 0 | 0 | 0 | 0 | 271.0972 | 0 | 0 | 0 | 0 | 271.3162 | 0 | 0 | 0 | 0 | 271.6082 | 0 | 0 | 0 | 0 | 271.8272 | 0 | 0 | 0 | 0 | 271.9732 | 0 | 0 | 0 | 0 | 272.1921 | 0 | 0 | 0 | 0 | 272.3381 | 0 | 0 | 0 | 0 | 272.5571 | 0 | 0 | 0 | 0 | 272.7761 | 0 | 0 | 0 | 0 | 272.9221 | 0 | 0 | 0 | 0 | 273.1411 | 0 | 0 | 0 | 0 | 273.36 | 0 | 0 | 0 | 0 | 273.433 | 0 | 0 | 0 | 0 | 273.652 | 0 | 0 | 0 | 0 | 273.871 | 0 | 0 | 0 | 0 | 274.017 | 0 | 0 | 0 | 0 | 274.236 | 0 | 0 | 0 | 0 | 274.3819 | 0 | 0 | 0 | 0 | 274.5279 | 0 | 0 | 0 | 0
2017-04-23 | 250.2076 | 0.74577 |  | 262.7342 | 0 | 0 | 0 | 0 | 270.1173 | 0 | 0 | 0 | 0 | 276.158 | 0.00027765 | 0 | 0 | 0.0005553 | 276.3817 | 0.00076292 | 0 | 0 | 0.0015258 | 276.5309 | 0.0010864 | 0 | 0 | 0.0021729 | 276.7546 | 0.0015717 | 0 | 0 | 0.0031434 | 276.9784 | 0.002057 | 0 | 0 | 0.004114 | 277.2021 | 0.0025422 | 0 | 0 | 0.0050845 | 277.5004 | 0.0031893 | 0 | 0 | 0.0063786 | 277.7241 | 0.0036745 | 0 | 0 | 0.0073491 | 277.8733 | 0.0039981 | 0 | 0 | 0.0079961 | 278.097 | 0.0044833 | 0 | 0 | 0.0089667 | 278.2462 | 0.0048068 | 0 | 0 | 0.0096137 | 278.4699 | 0.0052921 | 0 | 0 | 0.010584 | 278.6936 | 0.0057774 | 0 | 0 | 0.011555 | 278.8428 | 0.0061009 | 0 | 0 | 0.012202 | 279.0665 | 0.0065862 | 0 | 0 | 0.013172 | 279.2902 | 0.0070714 | 0 | 0 | 0.014143 | 279.3648 | 0.0072332 | 0 | 0 | 0.014466 | 279.5885 | 0.0077185 | 0 | 0 | 0.015437 | 279.8123 | 0.0082037 | 0 | 0 | 0.016407 | 279.9614 | 0.0085273 | 0 | 0 | 0.017055 | 280.1852 | 0.0090125 | 0 | 0 | 0.018025 | 280.3343 | 0.009336 | 0 | 0 | 0.018672 | 280.4835 | 0.0096596 | 0 | 0 | 0.019319
2017-04-23 01:00 | 259.9461 | 0.77479 |  | 272.9602 | 0 | 0 | 0 | 0 | 280.6307 | 0.0099789 | 0 | 0 | 0.019958 | 286.9065 | 0.023591 | 0 | 0 | 0.047182 | 287.139 | 0.024095 | 0 | 0 | 0.048191 | 287.2939 | 0.024431 | 0 | 0 | 0.048863 | 287.5264 | 0.024936 | 0 | 0 | 0.049871 | 287.7588 | 0.02544 | 0 | 0 | 0.05088 | 287.9912 | 0.025944 | 0 | 0 | 0.051888 | 288.3012 | 0.026616 | 0 | 0 | 0.053232 | 288.5336 | 0.02712 | 0 | 0 | 0.054241 | 288.6886 | 0.027456 | 0 | 0 | 0.054913 | 288.921 | 0.027961 | 0 | 0 | 0.055921 | 289.076 | 0.028297 | 0 | 0 | 0.056593 | 289.3084 | 0.028801 | 0 | 0 | 0.057602 | 289.5408 | 0.029305 | 0 | 0 | 0.05861 | 289.6958 | 0.029641 | 0 | 0 | 0.059282 | 289.9282 | 0.030145 | 0 | 0 | 0.060291 | 290.1607 | 0.030649 | 0 | 0 | 0.061299 | 290.2381 | 0.030817 | 0 | 0 | 0.061635 | 290.4706 | 0.031322 | 0 | 0 | 0.062643 | 290.703 | 0.031826 | 0 | 0 | 0.063652 | 290.858 | 0.032162 | 0 | 0 | 0.064324 | 291.0904 | 0.032666 | 0 | 0 | 0.065332 | 291.2454 | 0.033002 | 0 | 0 | 0.066004 | 291.4003 | 0.033338 | 0 | 0 | 0.066677
2017-04-23 02:00 | 265.4113 | 0.79108 |  | 278.699 | 0.0057892 | 0 | 0 | 0.011578 | 286.5308 | 0.022776 | 0 | 0 | 0.045552 | 292.9386 | 0.036675 | 0 | 0 | 0.073349 | 293.1759 | 0.037189 | 0 | 0 | 0.074379 | 293.3341 | 0.037533 | 0 | 0 | 0.075065 | 293.5714 | 0.038047 | 0 | 0 | 0.076095 | 293.8088 | 0.038562 | 0 | 0 | 0.077124 | 294.0461 | 0.039077 | 0 | 0 | 0.078154 | 294.3625 | 0.039763 | 0 | 0 | 0.079526 | 294.5998 | 0.040278 | 0 | 0 | 0.080556 | 294.7581 | 0.040621 | 0 | 0 | 0.081242 | 294.9954 | 0.041136 | 0 | 0 | 0.082272 | 295.1536 | 0.041479 | 0 | 0 | 0.082958 | 295.3909 | 0.041994 | 0 | 0 | 0.083988 | 295.6283 | 0.042509 | 0 | 0 | 0.085017 | 295.7865 | 0.042852 | 0 | 0 | 0.085704 | 296.0238 | 0.043367 | 0 | 0 | 0.086733 | 296.2611 | 0.043881 | 0 | 0 | 0.087763 | 296.3402 | 0.044053 | 0 | 0 | 0.088106 | 296.5776 | 0.044568 | 0 | 0 | 0.089135 | 296.8149 | 0.045082 | 0 | 0 | 0.090165 | 296.9731 | 0.045426 | 0 | 0 | 0.090851 | 297.2104 | 0.04594 | 0 | 0 | 0.091881 | 297.3686 | 0.046284 | 0 | 0 | 0.092567 | 297.5269 | 0.046627 | 0 | 0 | 0.093253
2017-04-23 03:00 | 262.2374 | 0.78162 |  | 275.3662 | 0 | 0 | 0 | 0 | 283.1043 | 0.015344 | 0 | 0 | 0.030688 | 289.4355 | 0.029076 | 0 | 0 | 0.058153 | 289.67 | 0.029585 | 0 | 0 | 0.05917 | 289.8263 | 0.029924 | 0 | 0 | 0.059848 | 290.0608 | 0.030433 | 0 | 0 | 0.060866 | 290.2953 | 0.030941 | 0 | 0 | 0.061883 | 290.5298 | 0.03145 | 0 | 0 | 0.0629 | 290.8424 | 0.032128 | 0 | 0 | 0.064256 | 291.0769 | 0.032637 | 0 | 0 | 0.065273 | 291.2332 | 0.032976 | 0 | 0 | 0.065952 | 291.4677 | 0.033484 | 0 | 0 | 0.066969 | 291.624 | 0.033823 | 0 | 0 | 0.067647 | 291.8585 | 0.034332 | 0 | 0 | 0.068664 | 292.093 | 0.034841 | 0 | 0 | 0.069681 | 292.2493 | 0.03518 | 0 | 0 | 0.070359 | 292.4838 | 0.035688 | 0 | 0 | 0.071377 | 292.7183 | 0.036197 | 0 | 0 | 0.072394 | 292.7965 | 0.036366 | 0 | 0 | 0.072733 | 293.0309 | 0.036875 | 0 | 0 | 0.07375 | 293.2654 | 0.037384 | 0 | 0 | 0.074767 | 293.4218 | 0.037723 | 0 | 0 | 0.075445 | 293.6562 | 0.038231 | 0 | 0 | 0.076463 | 293.8126 | 0.03857 | 0 | 0 | 0.077141 | 293.9689 | 0.038909 | 0 | 0 | 0.077819
2017-04-23 04:00 | 266.4505 | 0.79418 |  | 279.7903 | 0.0081561 | 0 | 0 | 0.016312 | 287.6527 | 0.02521 | 0 | 0 | 0.050419 | 294.0856 | 0.039163 | 0 | 0 | 0.078325 | 294.3238 | 0.039679 | 0 | 0 | 0.079359 | 294.4827 | 0.040024 | 0 | 0 | 0.080048 | 294.7209 | 0.040541 | 0 | 0 | 0.081081 | 294.9592 | 0.041057 | 0 | 0 | 0.082115 | 295.1974 | 0.041574 | 0 | 0 | 0.083148 | 295.5151 | 0.042263 | 0 | 0 | 0.084526 | 295.7533 | 0.04278 | 0 | 0 | 0.08556 | 295.9122 | 0.043124 | 0 | 0 | 0.086249 | 296.1504 | 0.043641 | 0 | 0 | 0.087282 | 296.3093 | 0.043986 | 0 | 0 | 0.087971 | 296.5475 | 0.044503 | 0 | 0 | 0.089005 | 296.7858 | 0.045019 | 0 | 0 | 0.090039 | 296.9446 | 0.045364 | 0 | 0 | 0.090728 | 297.1829 | 0.045881 | 0 | 0 | 0.091761 | 297.4211 | 0.046397 | 0 | 0 | 0.092795 | 297.5005 | 0.04657 | 0 | 0 | 0.093139 | 297.7388 | 0.047086 | 0 | 0 | 0.094173 | 297.9771 | 0.047603 | 0 | 0 | 0.095206 | 298.1359 | 0.047948 | 0 | 0 | 0.095895 | 298.3741 | 0.048464 | 0 | 0 | 0.096929 | 298.533 | 0.048809 | 0 | 0 | 0.097618 | 298.6918 | 0.049153 | 0 | 0 | 0.098307
2017-04-23 05:00 | 264.7289 | 0.78905 |  | 277.9825 | 0.004235 | 0 | 0 | 0.0084699 | 285.7941 | 0.021178 | 0 | 0 | 0.042357 | 292.1854 | 0.035041 | 0 | 0 | 0.070082 | 292.4221 | 0.035555 | 0 | 0 | 0.071109 | 292.5799 | 0.035897 | 0 | 0 | 0.071794 | 292.8166 | 0.03641 | 0 | 0 | 0.07282 | 293.0534 | 0.036924 | 0 | 0 | 0.073847 | 293.2901 | 0.037437 | 0 | 0 | 0.074874 | 293.6057 | 0.038122 | 0 | 0 | 0.076243 | 293.8424 | 0.038635 | 0 | 0 | 0.07727 | 294.0002 | 0.038977 | 0 | 0 | 0.077955 | 294.2369 | 0.039491 | 0 | 0 | 0.078982 | 294.3947 | 0.039833 | 0 | 0 | 0.079666 | 294.6315 | 0.040347 | 0 | 0 | 0.080693 | 294.8682 | 0.04086 | 0 | 0 | 0.08172 | 295.026 | 0.041202 | 0 | 0 | 0.082405 | 295.2627 | 0.041716 | 0 | 0 | 0.083431 | 295.4994 | 0.042229 | 0 | 0 | 0.084458 | 295.5783 | 0.0424 | 0 | 0 | 0.084801 | 295.815 | 0.042914 | 0 | 0 | 0.085827 | 296.0517 | 0.043427 | 0 | 0 | 0.086854 | 296.2096 | 0.043769 | 0 | 0 | 0.087539 | 296.4463 | 0.044283 | 0 | 0 | 0.088566 | 296.6041 | 0.044625 | 0 | 0 | 0.08925 | 296.7619 | 0.044967 | 0 | 0 | 0.089935
2017-04-23 06:00 | 267.6122 | 0.79764 |  | 281.0101 | 0.010802 | 0 | 0 | 0.021604 | 288.9068 | 0.02793 | 0 | 0 | 0.05586 | 295.3677 | 0.041944 | 0 | 0 | 0.083887 | 295.607 | 0.042463 | 0 | 0 | 0.084925 | 295.7666 | 0.042809 | 0 | 0 | 0.085617 | 296.0059 | 0.043328 | 0 | 0 | 0.086655 | 296.2452 | 0.043847 | 0 | 0 | 0.087693 | 296.4844 | 0.044366 | 0 | 0 | 0.088731 | 296.8035 | 0.045058 | 0 | 0 | 0.090115 | 297.0428 | 0.045577 | 0 | 0 | 0.091154 | 297.2023 | 0.045923 | 0 | 0 | 0.091846 | 297.4416 | 0.046442 | 0 | 0 | 0.092884 | 297.6011 | 0.046788 | 0 | 0 | 0.093576 | 297.8404 | 0.047307 | 0 | 0 | 0.094614 | 298.0797 | 0.047826 | 0 | 0 | 0.095652 | 298.2393 | 0.048172 | 0 | 0 | 0.096344 | 298.4786 | 0.048691 | 0 | 0 | 0.097382 | 298.7179 | 0.04921 | 0 | 0 | 0.09842 | 298.7976 | 0.049383 | 0 | 0 | 0.098766 | 299.0369 | 0.049902 | 0 | 0 | 0.099804 | 299.2762 | 0.050421 | 0 | 0 | 0.10084 | 299.4357 | 0.050767 | 0 | 0 | 0.10153 | 299.675 | 0.051286 | 0 | 0 | 0.10257 | 299.8346 | 0.051632 | 0 | 0 | 0.10326 | 299.9941 | 0.051978 | 0 | 0 | 0.10396
2017-04-23 07:00 | 263.3339 | 0.78489 |  | 276.5176 | 0.0010577 | 0 | 0 | 0.0021154 | 284.2881 | 0.017912 | 0 | 0 | 0.035824 | 290.6457 | 0.031701 | 0 | 0 | 0.063403 | 290.8812 | 0.032212 | 0 | 0 | 0.064424 | 291.0382 | 0.032553 | 0 | 0 | 0.065105 | 291.2736 | 0.033063 | 0 | 0 | 0.066127 | 291.5091 | 0.033574 | 0 | 0 | 0.067148 | 291.7446 | 0.034085 | 0 | 0 | 0.06817 | 292.0585 | 0.034766 | 0 | 0 | 0.069532 | 292.294 | 0.035277 | 0 | 0 | 0.070553 | 292.451 | 0.035617 | 0 | 0 | 0.071234 | 292.6864 | 0.036128 | 0 | 0 | 0.072256 | 292.8434 | 0.036468 | 0 | 0 | 0.072937 | 293.0789 | 0.036979 | 0 | 0 | 0.073958 | 293.3143 | 0.03749 | 0 | 0 | 0.074979 | 293.4713 | 0.03783 | 0 | 0 | 0.07566 | 293.7068 | 0.038341 | 0 | 0 | 0.076682 | 293.9423 | 0.038852 | 0 | 0 | 0.077703 | 294.0207 | 0.039022 | 0 | 0 | 0.078044 | 294.2562 | 0.039533 | 0 | 0 | 0.079065 | 294.4917 | 0.040043 | 0 | 0 | 0.080087 | 294.6487 | 0.040384 | 0 | 0 | 0.080768 | 294.8841 | 0.040895 | 0 | 0 | 0.081789 | 295.0411 | 0.041235 | 0 | 0 | 0.08247 | 295.1981 | 0.041576 | 0 | 0 | 0.083151
2017-04-23 08:00 | 262.7041 | 0.78302 |  | 275.8564 | 0 | 0 | 0 | 0 | 283.6082 | 0.016437 | 0 | 0 | 0.032874 | 289.9506 | 0.030194 | 0 | 0 | 0.060388 | 290.1855 | 0.030703 | 0 | 0 | 0.061407 | 290.3421 | 0.031043 | 0 | 0 | 0.062086 | 290.577 | 0.031553 | 0 | 0 | 0.063105 | 290.812 | 0.032062 | 0 | 0 | 0.064124 | 291.0469 | 0.032572 | 0 | 0 | 0.065143 | 291.3601 | 0.033251 | 0 | 0 | 0.066502 | 291.595 | 0.03376 | 0 | 0 | 0.067521 | 291.7516 | 0.0341 | 0 | 0 | 0.0682 | 291.9865 | 0.03461 | 0 | 0 | 0.069219 | 292.1431 | 0.034949 | 0 | 0 | 0.069899 | 292.378 | 0.035459 | 0 | 0 | 0.070918 | 292.6129 | 0.035968 | 0 | 0 | 0.071937 | 292.7695 | 0.036308 | 0 | 0 | 0.072616 | 293.0044 | 0.036817 | 0 | 0 | 0.073635 | 293.2393 | 0.037327 | 0 | 0 | 0.074654 | 293.3176 | 0.037497 | 0 | 0 | 0.074994 | 293.5525 | 0.038006 | 0 | 0 | 0.076013 | 293.7874 | 0.038516 | 0 | 0 | 0.077032 | 293.944 | 0.038856 | 0 | 0 | 0.077711 | 294.1789 | 0.039365 | 0 | 0 | 0.07873 | 294.3355 | 0.039705 | 0 | 0 | 0.079409 | 294.4921 | 0.040044 | 0 | 0 | 0.080089
2017-04-23 09:00 | 266.5842 | 0.79458 |  | 279.9306 | 0.0084605 | 0 | 0 | 0.016921 | 287.797 | 0.025523 | 0 | 0 | 0.051045 | 294.2331 | 0.039483 | 0 | 0 | 0.078965 | 294.4715 | 0.04 | 0 | 0 | 0.079999 | 294.6304 | 0.040344 | 0 | 0 | 0.080688 | 294.8688 | 0.040861 | 0 | 0 | 0.081723 | 295.1071 | 0.041378 | 0 | 0 | 0.082757 | 295.3455 | 0.041895 | 0 | 0 | 0.083791 | 295.6633 | 0.042585 | 0 | 0 | 0.085169 | 295.9017 | 0.043102 | 0 | 0 | 0.086203 | 296.0606 | 0.043446 | 0 | 0 | 0.086893 | 296.299 | 0.043963 | 0 | 0 | 0.087927 | 296.4579 | 0.044308 | 0 | 0 | 0.088616 | 296.6963 | 0.044825 | 0 | 0 | 0.08965 | 296.9347 | 0.045342 | 0 | 0 | 0.090684 | 297.0936 | 0.045687 | 0 | 0 | 0.091374 | 297.332 | 0.046204 | 0 | 0 | 0.092408 | 297.5703 | 0.046721 | 0 | 0 | 0.093442 | 297.6498 | 0.046893 | 0 | 0 | 0.093787 | 297.8882 | 0.04741 | 0 | 0 | 0.094821 | 298.1265 | 0.047927 | 0 | 0 | 0.095855 | 298.2855 | 0.048272 | 0 | 0 | 0.096544 | 298.5238 | 0.048789 | 0 | 0 | 0.097578 | 298.6827 | 0.049134 | 0 | 0 | 0.098268 | 298.8417 | 0.049478 | 0 | 0 | 0.098957
2017-04-23 10:00 | 271.4949 | 0.80922 |  | 285.0872 | 0.019645 | 0 | 0 | 0.03929 | 293.0984 | 0.037021 | 0 | 0 | 0.074043 | 299.6531 | 0.051238 | 0 | 0 | 0.10248 | 299.8958 | 0.051765 | 0 | 0 | 0.10353 | 300.0577 | 0.052116 | 0 | 0 | 0.10423 | 300.3005 | 0.052643 | 0 | 0 | 0.10529 | 300.5432 | 0.053169 | 0 | 0 | 0.10634 | 300.786 | 0.053696 | 0 | 0 | 0.10739 | 301.1097 | 0.054398 | 0 | 0 | 0.1088 | 301.3524 | 0.054924 | 0 | 0 | 0.10985 | 301.5143 | 0.055275 | 0 | 0 | 0.11055 | 301.757 | 0.055802 | 0 | 0 | 0.1116 | 301.9189 | 0.056153 | 0 | 0 | 0.11231 | 302.1617 | 0.05668 | 0 | 0 | 0.11336 | 302.4044 | 0.057206 | 0 | 0 | 0.11441 | 302.5663 | 0.057557 | 0 | 0 | 0.11511 | 302.809 | 0.058084 | 0 | 0 | 0.11617 | 303.0518 | 0.05861 | 0 | 0 | 0.11722 | 303.1327 | 0.058786 | 0 | 0 | 0.11757 | 303.3755 | 0.059312 | 0 | 0 | 0.11862 | 303.6182 | 0.059839 | 0 | 0 | 0.11968 | 303.7801 | 0.06019 | 0 | 0 | 0.12038 | 304.0229 | 0.060716 | 0 | 0 | 0.12143 | 304.1847 | 0.061068 | 0 | 0 | 0.12214 | 304.3465 | 0.061419 | 0 | 0 | 0.12284
2017-04-23 11:00 | 265.4858 | 0.79131 |  | 278.7773 | 0.0059588 | 0 | 0 | 0.011918 | 286.6112 | 0.022951 | 0 | 0 | 0.045901 | 293.0208 | 0.036853 | 0 | 0 | 0.073706 | 293.2582 | 0.037368 | 0 | 0 | 0.074736 | 293.4164 | 0.037711 | 0 | 0 | 0.075422 | 293.6538 | 0.038226 | 0 | 0 | 0.076452 | 293.8912 | 0.038741 | 0 | 0 | 0.077482 | 294.1286 | 0.039256 | 0 | 0 | 0.078512 | 294.4451 | 0.039942 | 0 | 0 | 0.079885 | 294.6825 | 0.040457 | 0 | 0 | 0.080915 | 294.8408 | 0.040801 | 0 | 0 | 0.081601 | 295.0782 | 0.041316 | 0 | 0 | 0.082631 | 295.2364 | 0.041659 | 0 | 0 | 0.083318 | 295.4738 | 0.042174 | 0 | 0 | 0.084347 | 295.7112 | 0.042689 | 0 | 0 | 0.085377 | 295.8695 | 0.043032 | 0 | 0 | 0.086064 | 296.1069 | 0.043547 | 0 | 0 | 0.087094 | 296.3443 | 0.044062 | 0 | 0 | 0.088123 | 296.4234 | 0.044233 | 0 | 0 | 0.088467 | 296.6608 | 0.044748 | 0 | 0 | 0.089496 | 296.8982 | 0.045263 | 0 | 0 | 0.090526 | 297.0564 | 0.045606 | 0 | 0 | 0.091213 | 297.2938 | 0.046121 | 0 | 0 | 0.092243 | 297.4521 | 0.046465 | 0 | 0 | 0.092929 | 297.6104 | 0.046808 | 0 | 0 | 0.093616
2017-04-23 12:00 | 252.3966 | 0.75229 |  | 265.0328 | 0 | 0 | 0 | 0 | 272.4805 | 0 | 0 | 0 | 0 | 278.5741 | 0.0055181 | 0 | 0 | 0.011036 | 278.7997 | 0.0060076 | 0 | 0 | 0.012015 | 278.9502 | 0.0063339 | 0 | 0 | 0.012668 | 279.1759 | 0.0068234 | 0 | 0 | 0.013647 | 279.4016 | 0.007313 | 0 | 0 | 0.014626 | 279.6273 | 0.0078025 | 0 | 0 | 0.015605 | 279.9282 | 0.0084552 | 0 | 0 | 0.01691 | 280.1539 | 0.0089447 | 0 | 0 | 0.017889 | 280.3043 | 0.009271 | 0 | 0 | 0.018542 | 280.53 | 0.0097605 | 0 | 0 | 0.019521 | 280.6805 | 0.010087 | 0 | 0 | 0.020174 | 280.9062 | 0.010576 | 0 | 0 | 0.021153 | 281.1319 | 0.011066 | 0 | 0 | 0.022132 | 281.2823 | 0.011392 | 0 | 0 | 0.022785 | 281.508 | 0.011882 | 0 | 0 | 0.023764 | 281.7337 | 0.012371 | 0 | 0 | 0.024743 | 281.8089 | 0.012534 | 0 | 0 | 0.025069 | 282.0346 | 0.013024 | 0 | 0 | 0.026048 | 282.2603 | 0.013514 | 0 | 0 | 0.027027 | 282.4108 | 0.01384 | 0 | 0 | 0.02768 | 282.6364 | 0.014329 | 0 | 0 | 0.028659 | 282.7869 | 0.014656 | 0 | 0 | 0.029311 | 282.9374 | 0.014982 | 0 | 0 | 0.029964
2017-04-23 13:00 | 253.3969 | 0.75527 |  | 266.0831 | 0 | 0 | 0 | 0 | 273.5603 | 0 | 0 | 0 | 0 | 279.6781 | 0.0079126 | 0 | 0 | 0.015825 | 279.9046 | 0.0084041 | 0 | 0 | 0.016808 | 280.0557 | 0.0087317 | 0 | 0 | 0.017463 | 280.2823 | 0.0092232 | 0 | 0 | 0.018446 | 280.5089 | 0.0097146 | 0 | 0 | 0.019429 | 280.7354 | 0.010206 | 0 | 0 | 0.020412 | 281.0376 | 0.010861 | 0 | 0 | 0.021723 | 281.2641 | 0.011353 | 0 | 0 | 0.022706 | 281.4152 | 0.01168 | 0 | 0 | 0.023361 | 281.6418 | 0.012172 | 0 | 0 | 0.024344 | 281.7928 | 0.0125 | 0 | 0 | 0.024999 | 282.0194 | 0.012991 | 0 | 0 | 0.025982 | 282.246 | 0.013482 | 0 | 0 | 0.026965 | 282.397 | 0.01381 | 0 | 0 | 0.02762 | 282.6236 | 0.014302 | 0 | 0 | 0.028603 | 282.8502 | 0.014793 | 0 | 0 | 0.029586 | 282.9257 | 0.014957 | 0 | 0 | 0.029914 | 283.1523 | 0.015448 | 0 | 0 | 0.030897 | 283.3789 | 0.01594 | 0 | 0 | 0.03188 | 283.53 | 0.016267 | 0 | 0 | 0.032535 | 283.7565 | 0.016759 | 0 | 0 | 0.033518 | 283.9076 | 0.017087 | 0 | 0 | 0.034173 | 284.0586 | 0.017414 | 0 | 0 | 0.034828
2017-04-23 14:00 | 248.5091 | 0.74071 |  | 260.9507 | 0 | 0 | 0 | 0 | 268.2837 | 0 | 0 | 0 | 0 | 274.2834 | 0 | 0 | 0 | 0 | 274.5056 | 0 | 0 | 0 | 0 | 274.6537 | 0 | 0 | 0 | 0 | 274.8759 | 0 | 0 | 0 | 0 | 275.0982 | 0 | 0 | 0 | 0 | 275.3204 | 0 | 0 | 0 | 0 | 275.6166 | 0 | 0 | 0 | 0 | 275.8389 | 0 | 0 | 0 | 0 | 275.987 | 0 | 0 | 0 | 0 | 276.2092 | 0.00038872 | 0 | 0 | 0.00077743 | 276.3574 | 0.00071003 | 0 | 0 | 0.0014201 | 276.5796 | 0.001192 | 0 | 0 | 0.002384 | 276.8018 | 0.001674 | 0 | 0 | 0.003348 | 276.9499 | 0.0019953 | 0 | 0 | 0.0039906 | 277.1721 | 0.0024773 | 0 | 0 | 0.0049546 | 277.3943 | 0.0029593 | 0 | 0 | 0.0059185 | 277.4684 | 0.0031199 | 0 | 0 | 0.0062398 | 277.6906 | 0.0036019 | 0 | 0 | 0.0072038 | 277.9128 | 0.0040839 | 0 | 0 | 0.0081678 | 278.061 | 0.0044052 | 0 | 0 | 0.0088104 | 278.2832 | 0.0048872 | 0 | 0 | 0.0097743 | 278.4313 | 0.0052085 | 0 | 0 | 0.010417 | 278.5795 | 0.0055298 | 0 | 0 | 0.01106
2017-04-23 15:00 | 261.7487 | 0.78017 |  | 274.8531 | 0 | 0 | 0 | 0 | 282.5768 | 0.0142 | 0 | 0 | 0.0284 | 288.8961 | 0.027907 | 0 | 0 | 0.055813 | 289.1302 | 0.028414 | 0 | 0 | 0.056829 | 289.2862 | 0.028753 | 0 | 0 | 0.057505 | 289.5202 | 0.02926 | 0 | 0 | 0.058521 | 289.7543 | 0.029768 | 0 | 0 | 0.059536 | 289.9884 | 0.030276 | 0 | 0 | 0.060551 | 290.3004 | 0.030953 | 0 | 0 | 0.061905 | 290.5345 | 0.03146 | 0 | 0 | 0.06292 | 290.6905 | 0.031799 | 0 | 0 | 0.063597 | 290.9246 | 0.032306 | 0 | 0 | 0.064613 | 291.0806 | 0.032645 | 0 | 0 | 0.065289 | 291.3146 | 0.033152 | 0 | 0 | 0.066305 | 291.5487 | 0.03366 | 0 | 0 | 0.06732 | 291.7047 | 0.033998 | 0 | 0 | 0.067997 | 291.9388 | 0.034506 | 0 | 0 | 0.069012 | 292.1728 | 0.035014 | 0 | 0 | 0.070028 | 292.2508 | 0.035183 | 0 | 0 | 0.070366 | 292.4849 | 0.035691 | 0 | 0 | 0.071381 | 292.7189 | 0.036198 | 0 | 0 | 0.072397 | 292.875 | 0.036537 | 0 | 0 | 0.073073 | 293.109 | 0.037044 | 0 | 0 | 0.074089 | 293.2651 | 0.037383 | 0 | 0 | 0.074766 | 293.4211 | 0.037721 | 0 | 0 | 0.075443
2017-04-23 16:00 | 265.1837 | 0.79041 |  | 278.4601 | 0.0052708 | 0 | 0 | 0.010542 | 286.2851 | 0.022243 | 0 | 0 | 0.044487 | 292.6874 | 0.03613 | 0 | 0 | 0.07226 | 292.9245 | 0.036644 | 0 | 0 | 0.073288 | 293.0826 | 0.036987 | 0 | 0 | 0.073974 | 293.3197 | 0.037501 | 0 | 0 | 0.075003 | 293.5568 | 0.038016 | 0 | 0 | 0.076031 | 293.7939 | 0.03853 | 0 | 0 | 0.07706 | 294.1101 | 0.039216 | 0 | 0 | 0.078431 | 294.3472 | 0.03973 | 0 | 0 | 0.07946 | 294.5053 | 0.040073 | 0 | 0 | 0.080146 | 294.7424 | 0.040587 | 0 | 0 | 0.081174 | 294.9005 | 0.04093 | 0 | 0 | 0.08186 | 295.1376 | 0.041444 | 0 | 0 | 0.082889 | 295.3747 | 0.041959 | 0 | 0 | 0.083918 | 295.5328 | 0.042302 | 0 | 0 | 0.084603 | 295.77 | 0.042816 | 0 | 0 | 0.085632 | 296.0071 | 0.04333 | 0 | 0 | 0.086661 | 296.0861 | 0.043502 | 0 | 0 | 0.087003 | 296.3232 | 0.044016 | 0 | 0 | 0.088032 | 296.5604 | 0.04453 | 0 | 0 | 0.089061 | 296.7184 | 0.044873 | 0 | 0 | 0.089746 | 296.9556 | 0.045388 | 0 | 0 | 0.090775 | 297.1136 | 0.04573 | 0 | 0 | 0.091461 | 297.2717 | 0.046073 | 0 | 0 | 0.092147
2017-04-23 17:00 | 262.7015 | 0.78301 |  | 275.8536 | 0 | 0 | 0 | 0 | 283.6053 | 0.016431 | 0 | 0 | 0.032862 | 289.9477 | 0.030187 | 0 | 0 | 0.060375 | 290.1826 | 0.030697 | 0 | 0 | 0.061394 | 290.3392 | 0.031037 | 0 | 0 | 0.062073 | 290.5741 | 0.031546 | 0 | 0 | 0.063092 | 290.809 | 0.032056 | 0 | 0 | 0.064111 | 291.0439 | 0.032565 | 0 | 0 | 0.06513 | 291.3571 | 0.033244 | 0 | 0 | 0.066489 | 291.592 | 0.033754 | 0 | 0 | 0.067508 | 291.7486 | 0.034094 | 0 | 0 | 0.068187 | 291.9835 | 0.034603 | 0 | 0 | 0.069206 | 292.1401 | 0.034943 | 0 | 0 | 0.069886 | 292.375 | 0.035452 | 0 | 0 | 0.070905 | 292.6099 | 0.035962 | 0 | 0 | 0.071924 | 292.7665 | 0.036301 | 0 | 0 | 0.072603 | 293.0014 | 0.036811 | 0 | 0 | 0.073622 | 293.2363 | 0.037321 | 0 | 0 | 0.074641 | 293.3146 | 0.03749 | 0 | 0 | 0.074981 | 293.5495 | 0.038 | 0 | 0 | 0.076 | 293.7844 | 0.038509 | 0 | 0 | 0.077019 | 293.941 | 0.038849 | 0 | 0 | 0.077698 | 294.1759 | 0.039359 | 0 | 0 | 0.078717 | 294.3325 | 0.039698 | 0 | 0 | 0.079396 | 294.4891 | 0.040038 | 0 | 0 | 0.080076
2017-04-23 18:00 | 264.5498 | 0.78852 |  | 277.7944 | 0.003827 | 0 | 0 | 0.0076539 | 285.6007 | 0.020759 | 0 | 0 | 0.041518 | 291.9877 | 0.034612 | 0 | 0 | 0.069224 | 292.2242 | 0.035125 | 0 | 0 | 0.070251 | 292.382 | 0.035467 | 0 | 0 | 0.070935 | 292.6185 | 0.03598 | 0 | 0 | 0.071961 | 292.8551 | 0.036494 | 0 | 0 | 0.072987 | 293.0916 | 0.037007 | 0 | 0 | 0.074013 | 293.407 | 0.037691 | 0 | 0 | 0.075382 | 293.6436 | 0.038204 | 0 | 0 | 0.076408 | 293.8013 | 0.038546 | 0 | 0 | 0.077092 | 294.0378 | 0.039059 | 0 | 0 | 0.078118 | 294.1955 | 0.039401 | 0 | 0 | 0.078802 | 294.4321 | 0.039914 | 0 | 0 | 0.079828 | 294.6686 | 0.040427 | 0 | 0 | 0.080854 | 294.8264 | 0.040769 | 0 | 0 | 0.081539 | 295.0629 | 0.041282 | 0 | 0 | 0.082565 | 295.2995 | 0.041795 | 0 | 0 | 0.083591 | 295.3783 | 0.041966 | 0 | 0 | 0.083933 | 295.6149 | 0.04248 | 0 | 0 | 0.084959 | 295.8514 | 0.042993 | 0 | 0 | 0.085985 | 296.0091 | 0.043335 | 0 | 0 | 0.086669 | 296.2457 | 0.043848 | 0 | 0 | 0.087696 | 296.4034 | 0.04419 | 0 | 0 | 0.08838 | 296.5611 | 0.044532 | 0 | 0 | 0.089064
2017-04-23 19:00 | 258.6259 | 0.77086 |  | 271.574 | 0 | 0 | 0 | 0 | 279.2055 | 0.0068876 | 0 | 0 | 0.013775 | 285.4494 | 0.020431 | 0 | 0 | 0.040862 | 285.6807 | 0.020932 | 0 | 0 | 0.041865 | 285.8349 | 0.021267 | 0 | 0 | 0.042534 | 286.0661 | 0.021768 | 0 | 0 | 0.043537 | 286.2974 | 0.02227 | 0 | 0 | 0.04454 | 286.5287 | 0.022772 | 0 | 0 | 0.045543 | 286.837 | 0.02344 | 0 | 0 | 0.046881 | 287.0683 | 0.023942 | 0 | 0 | 0.047884 | 287.2224 | 0.024276 | 0 | 0 | 0.048553 | 287.4537 | 0.024778 | 0 | 0 | 0.049556 | 287.6079 | 0.025112 | 0 | 0 | 0.050225 | 287.8391 | 0.025614 | 0 | 0 | 0.051228 | 288.0704 | 0.026116 | 0 | 0 | 0.052231 | 288.2245 | 0.02645 | 0 | 0 | 0.0529 | 288.4558 | 0.026952 | 0 | 0 | 0.053903 | 288.6871 | 0.027453 | 0 | 0 | 0.054906 | 288.7641 | 0.02762 | 0 | 0 | 0.055241 | 288.9954 | 0.028122 | 0 | 0 | 0.056244 | 289.2267 | 0.028624 | 0 | 0 | 0.057247 | 289.3808 | 0.028958 | 0 | 0 | 0.057916 | 289.6121 | 0.02946 | 0 | 0 | 0.058919 | 289.7663 | 0.029794 | 0 | 0 | 0.059588 | 289.9204 | 0.030128 | 0 | 0 | 0.060257
2017-04-23 20:00 | 254.3885 | 0.75823 |  | 267.1244 | 0 | 0 | 0 | 0 | 274.6309 | 0 | 0 | 0 | 0 | 280.7725 | 0.010287 | 0 | 0 | 0.020573 | 281 | 0.01078 | 0 | 0 | 0.02156 | 281.1516 | 0.011109 | 0 | 0 | 0.022218 | 281.3791 | 0.011602 | 0 | 0 | 0.023204 | 281.6066 | 0.012096 | 0 | 0 | 0.024191 | 281.8341 | 0.012589 | 0 | 0 | 0.025178 | 282.1373 | 0.013247 | 0 | 0 | 0.026494 | 282.3648 | 0.01374 | 0 | 0 | 0.02748 | 282.5165 | 0.014069 | 0 | 0 | 0.028138 | 282.7439 | 0.014563 | 0 | 0 | 0.029125 | 282.8956 | 0.014891 | 0 | 0 | 0.029783 | 283.123 | 0.015385 | 0 | 0 | 0.03077 | 283.3505 | 0.015878 | 0 | 0 | 0.031756 | 283.5022 | 0.016207 | 0 | 0 | 0.032414 | 283.7296 | 0.0167 | 0 | 0 | 0.033401 | 283.9571 | 0.017194 | 0 | 0 | 0.034388 | 284.0329 | 0.017358 | 0 | 0 | 0.034717 | 284.2604 | 0.017852 | 0 | 0 | 0.035703 | 284.4879 | 0.018345 | 0 | 0 | 0.03669 | 284.6395 | 0.018674 | 0 | 0 | 0.037348 | 284.867 | 0.019167 | 0 | 0 | 0.038335 | 285.0186 | 0.019496 | 0 | 0 | 0.038993 | 285.1703 | 0.019825 | 0 | 0 | 0.03965
2017-04-23 21:00 | 260.0635 | 0.77514 |  | 273.0835 | 0 | 0 | 0 | 0 | 280.7574 | 0.010254 | 0 | 0 | 0.020507 | 287.0361 | 0.023872 | 0 | 0 | 0.047744 | 287.2686 | 0.024377 | 0 | 0 | 0.048753 | 287.4236 | 0.024713 | 0 | 0 | 0.049426 | 287.6562 | 0.025217 | 0 | 0 | 0.050434 | 287.8887 | 0.025722 | 0 | 0 | 0.051443 | 288.1213 | 0.026226 | 0 | 0 | 0.052452 | 288.4313 | 0.026898 | 0 | 0 | 0.053797 | 288.6639 | 0.027403 | 0 | 0 | 0.054806 | 288.8189 | 0.027739 | 0 | 0 | 0.055478 | 289.0514 | 0.028244 | 0 | 0 | 0.056487 | 289.2065 | 0.02858 | 0 | 0 | 0.05716 | 289.439 | 0.029084 | 0 | 0 | 0.058168 | 289.6716 | 0.029589 | 0 | 0 | 0.059177 | 289.8266 | 0.029925 | 0 | 0 | 0.05985 | 290.0591 | 0.030429 | 0 | 0 | 0.060858 | 290.2917 | 0.030934 | 0 | 0 | 0.061867 | 290.3692 | 0.031102 | 0 | 0 | 0.062203 | 290.6017 | 0.031606 | 0 | 0 | 0.063212 | 290.8343 | 0.03211 | 0 | 0 | 0.064221 | 290.9893 | 0.032447 | 0 | 0 | 0.064893 | 291.2218 | 0.032951 | 0 | 0 | 0.065902 | 291.3769 | 0.033287 | 0 | 0 | 0.066575 | 291.5319 | 0.033624 | 0 | 0 | 0.067247
2017-04-23 22:00 | 267.0994 | 0.79612 |  | 280.4716 | 0.0096339 | 0 | 0 | 0.019268 | 288.3532 | 0.026729 | 0 | 0 | 0.053458 | 294.8017 | 0.040716 | 0 | 0 | 0.081432 | 295.0405 | 0.041234 | 0 | 0 | 0.082468 | 295.1998 | 0.041579 | 0 | 0 | 0.083158 | 295.4386 | 0.042097 | 0 | 0 | 0.084194 | 295.6774 | 0.042615 | 0 | 0 | 0.085231 | 295.9163 | 0.043133 | 0 | 0 | 0.086267 | 296.2347 | 0.043824 | 0 | 0 | 0.087648 | 296.4735 | 0.044342 | 0 | 0 | 0.088684 | 296.6328 | 0.044687 | 0 | 0 | 0.089375 | 296.8716 | 0.045205 | 0 | 0 | 0.090411 | 297.0308 | 0.045551 | 0 | 0 | 0.091102 | 297.2697 | 0.046069 | 0 | 0 | 0.092138 | 297.5085 | 0.046587 | 0 | 0 | 0.093174 | 297.6677 | 0.046932 | 0 | 0 | 0.093864 | 297.9066 | 0.04745 | 0 | 0 | 0.0949 | 298.1454 | 0.047968 | 0 | 0 | 0.095937 | 298.225 | 0.048141 | 0 | 0 | 0.096282 | 298.4638 | 0.048659 | 0 | 0 | 0.097318 | 298.7027 | 0.049177 | 0 | 0 | 0.098354 | 298.8619 | 0.049522 | 0 | 0 | 0.099045 | 299.1007 | 0.05004 | 0 | 0 | 0.10008 | 299.2599 | 0.050386 | 0 | 0 | 0.10077 | 299.4192 | 0.050731 | 0 | 0 | 0.10146
2017-04-23 23:00 | 266.0967 | 0.79313 |  | 279.4187 | 0.0073502 | 0 | 0 | 0.0147 | 287.2707 | 0.024381 | 0 | 0 | 0.048762 | 293.695 | 0.038315 | 0 | 0 | 0.076631 | 293.933 | 0.038832 | 0 | 0 | 0.077663 | 294.0916 | 0.039176 | 0 | 0 | 0.078351 | 294.3295 | 0.039692 | 0 | 0 | 0.079383 | 294.5675 | 0.040208 | 0 | 0 | 0.080415 | 294.8054 | 0.040724 | 0 | 0 | 0.081448 | 295.1226 | 0.041412 | 0 | 0 | 0.082824 | 295.3606 | 0.041928 | 0 | 0 | 0.083856 | 295.5192 | 0.042272 | 0 | 0 | 0.084544 | 295.7572 | 0.042788 | 0 | 0 | 0.085576 | 295.9158 | 0.043132 | 0 | 0 | 0.086264 | 296.1537 | 0.043648 | 0 | 0 | 0.087297 | 296.3917 | 0.044164 | 0 | 0 | 0.088329 | 296.5503 | 0.044508 | 0 | 0 | 0.089017 | 296.7882 | 0.045025 | 0 | 0 | 0.090049 | 297.0262 | 0.045541 | 0 | 0 | 0.091081 | 297.1055 | 0.045713 | 0 | 0 | 0.091425 | 297.3434 | 0.046229 | 0 | 0 | 0.092458 | 297.5813 | 0.046745 | 0 | 0 | 0.09349 | 297.74 | 0.047089 | 0 | 0 | 0.094178 | 297.9779 | 0.047605 | 0 | 0 | 0.09521 | 298.1365 | 0.047949 | 0 | 0 | 0.095898 | 298.2952 | 0.048293 | 0 | 0 | 0.096586
2017-04-24 | 267.0821 | 0.79606 |  | 280.4535 | 0.0095946 | 0 | 0 | 0.019189 | 288.3345 | 0.026689 | 0 | 0 | 0.053377 | 294.7827 | 0.040675 | 0 | 0 | 0.081349 | 295.0215 | 0.041193 | 0 | 0 | 0.082385 | 295.1807 | 0.041538 | 0 | 0 | 0.083076 | 295.4195 | 0.042056 | 0 | 0 | 0.084112 | 295.6583 | 0.042574 | 0 | 0 | 0.085148 | 295.8971 | 0.043092 | 0 | 0 | 0.086184 | 296.2156 | 0.043783 | 0 | 0 | 0.087565 | 296.4544 | 0.044301 | 0 | 0 | 0.088601 | 296.6136 | 0.044646 | 0 | 0 | 0.089292 | 296.8524 | 0.045164 | 0 | 0 | 0.090328 | 297.0116 | 0.045509 | 0 | 0 | 0.091018 | 297.2505 | 0.046027 | 0 | 0 | 0.092054 | 297.4893 | 0.046545 | 0 | 0 | 0.09309 | 297.6485 | 0.046891 | 0 | 0 | 0.093781 | 297.8873 | 0.047409 | 0 | 0 | 0.094817 | 298.1261 | 0.047927 | 0 | 0 | 0.095853 | 298.2057 | 0.048099 | 0 | 0 | 0.096198 | 298.4446 | 0.048617 | 0 | 0 | 0.097234 | 298.6834 | 0.049135 | 0 | 0 | 0.09827 | 298.8426 | 0.049481 | 0 | 0 | 0.098961 | 299.0814 | 0.049999 | 0 | 0 | 0.099997 | 299.2406 | 0.050344 | 0 | 0 | 0.10069 | 299.3998 | 0.050689 | 0 | 0 | 0.10138
2017-04-24 01:00 | 270.8363 | 0.80725 |  | 284.3956 | 0.018145 | 0 | 0 | 0.03629 | 292.3874 | 0.035479 | 0 | 0 | 0.070959 | 298.9262 | 0.049662 | 0 | 0 | 0.099324 | 299.1684 | 0.050187 | 0 | 0 | 0.10037 | 299.3298 | 0.050537 | 0 | 0 | 0.10107 | 299.572 | 0.051063 | 0 | 0 | 0.10213 | 299.8142 | 0.051588 | 0 | 0 | 0.10318 | 300.0564 | 0.052113 | 0 | 0 | 0.10423 | 300.3793 | 0.052814 | 0 | 0 | 0.10563 | 300.6214 | 0.053339 | 0 | 0 | 0.10668 | 300.7829 | 0.053689 | 0 | 0 | 0.10738 | 301.0251 | 0.054214 | 0 | 0 | 0.10843 | 301.1865 | 0.054564 | 0 | 0 | 0.10913 | 301.4287 | 0.05509 | 0 | 0 | 0.11018 | 301.6709 | 0.055615 | 0 | 0 | 0.11123 | 301.8323 | 0.055965 | 0 | 0 | 0.11193 | 302.0745 | 0.056491 | 0 | 0 | 0.11298 | 302.3167 | 0.057016 | 0 | 0 | 0.11403 | 302.3974 | 0.057191 | 0 | 0 | 0.11438 | 302.6396 | 0.057716 | 0 | 0 | 0.11543 | 302.8818 | 0.058241 | 0 | 0 | 0.11648 | 303.0432 | 0.058592 | 0 | 0 | 0.11718 | 303.2854 | 0.059117 | 0 | 0 | 0.11823 | 303.4468 | 0.059467 | 0 | 0 | 0.11893 | 303.6083 | 0.059817 | 0 | 0 | 0.11963
2017-04-24 02:00 | 269.9564 | 0.80463 |  | 283.4717 | 0.016141 | 0 | 0 | 0.032282 | 291.4376 | 0.033419 | 0 | 0 | 0.066838 | 297.9551 | 0.047555 | 0 | 0 | 0.095111 | 298.1965 | 0.048079 | 0 | 0 | 0.096158 | 298.3574 | 0.048428 | 0 | 0 | 0.096856 | 298.5988 | 0.048952 | 0 | 0 | 0.097903 | 298.8402 | 0.049475 | 0 | 0 | 0.09895 | 299.0816 | 0.049999 | 0 | 0 | 0.099998 | 299.4034 | 0.050697 | 0 | 0 | 0.10139 | 299.6448 | 0.05122 | 0 | 0 | 0.10244 | 299.8057 | 0.05157 | 0 | 0 | 0.10314 | 300.0471 | 0.052093 | 0 | 0 | 0.10419 | 300.208 | 0.052442 | 0 | 0 | 0.10488 | 300.4494 | 0.052966 | 0 | 0 | 0.10593 | 300.6908 | 0.053489 | 0 | 0 | 0.10698 | 300.8517 | 0.053838 | 0 | 0 | 0.10768 | 301.0931 | 0.054362 | 0 | 0 | 0.10872 | 301.3345 | 0.054886 | 0 | 0 | 0.10977 | 301.415 | 0.05506 | 0 | 0 | 0.11012 | 301.6564 | 0.055584 | 0 | 0 | 0.11117 | 301.8978 | 0.056107 | 0 | 0 | 0.11221 | 302.0587 | 0.056456 | 0 | 0 | 0.11291 | 302.3001 | 0.05698 | 0 | 0 | 0.11396 | 302.461 | 0.057329 | 0 | 0 | 0.11466 | 302.6219 | 0.057678 | 0 | 0 | 0.11536
2017-04-24 03:00 | 278.0166 | 0.82866 |  | 291.9355 | 0.034499 | 0 | 0 | 0.068998 | 300.1392 | 0.052293 | 0 | 0 | 0.10459 | 306.8513 | 0.066851 | 0 | 0 | 0.1337 | 307.0999 | 0.067391 | 0 | 0 | 0.13478 | 307.2656 | 0.06775 | 0 | 0 | 0.1355 | 307.5142 | 0.068289 | 0 | 0 | 0.13658 | 307.7628 | 0.068828 | 0 | 0 | 0.13766 | 308.0114 | 0.069368 | 0 | 0 | 0.13874 | 308.3429 | 0.070087 | 0 | 0 | 0.14017 | 308.5915 | 0.070626 | 0 | 0 | 0.14125 | 308.7572 | 0.070985 | 0 | 0 | 0.14197 | 309.0058 | 0.071524 | 0 | 0 | 0.14305 | 309.1715 | 0.071884 | 0 | 0 | 0.14377 | 309.4201 | 0.072423 | 0 | 0 | 0.14485 | 309.6687 | 0.072962 | 0 | 0 | 0.14592 | 309.8344 | 0.073322 | 0 | 0 | 0.14664 | 310.083 | 0.073861 | 0 | 0 | 0.14772 | 310.3316 | 0.0744 | 0 | 0 | 0.1488 | 310.4145 | 0.07458 | 0 | 0 | 0.14916 | 310.6631 | 0.075119 | 0 | 0 | 0.15024 | 310.9117 | 0.075658 | 0 | 0 | 0.15132 | 311.0774 | 0.076018 | 0 | 0 | 0.15204 | 311.326 | 0.076557 | 0 | 0 | 0.15311 | 311.4918 | 0.076917 | 0 | 0 | 0.15383 | 311.6575 | 0.077276 | 0 | 0 | 0.15455
2017-04-24 04:00 | 285.3339 | 0.85047 |  | 299.619 | 0.051165 | 0 | 0 | 0.10233 | 308.0387 | 0.069427 | 0 | 0 | 0.13885 | 314.9274 | 0.084369 | 0 | 0 | 0.16874 | 315.1826 | 0.084922 | 0 | 0 | 0.16984 | 315.3527 | 0.085291 | 0 | 0 | 0.17058 | 315.6078 | 0.085844 | 0 | 0 | 0.17169 | 315.8629 | 0.086398 | 0 | 0 | 0.1728 | 316.1181 | 0.086951 | 0 | 0 | 0.1739 | 316.4583 | 0.087689 | 0 | 0 | 0.17538 | 316.7134 | 0.088242 | 0 | 0 | 0.17648 | 316.8835 | 0.088611 | 0 | 0 | 0.17722 | 317.1386 | 0.089165 | 0 | 0 | 0.17833 | 317.3087 | 0.089534 | 0 | 0 | 0.17907 | 317.5639 | 0.090087 | 0 | 0 | 0.18017 | 317.819 | 0.09064 | 0 | 0 | 0.18128 | 317.9891 | 0.091009 | 0 | 0 | 0.18202 | 318.2442 | 0.091563 | 0 | 0 | 0.18313 | 318.4994 | 0.092116 | 0 | 0 | 0.18423 | 318.5844 | 0.092301 | 0 | 0 | 0.1846 | 318.8396 | 0.092854 | 0 | 0 | 0.18571 | 319.0947 | 0.093407 | 0 | 0 | 0.18681 | 319.2648 | 0.093776 | 0 | 0 | 0.18755 | 319.5199 | 0.09433 | 0 | 0 | 0.18866 | 319.69 | 0.094699 | 0 | 0 | 0.1894 | 319.8601 | 0.095068 | 0 | 0 | 0.19014
2017-04-24 05:00 | 287.3229 | 0.85639 |  | 301.7076 | 0.055695 | 0 | 0 | 0.11139 | 310.186 | 0.074084 | 0 | 0 | 0.14817 | 317.1227 | 0.08913 | 0 | 0 | 0.17826 | 317.3797 | 0.089687 | 0 | 0 | 0.17937 | 317.5509 | 0.090059 | 0 | 0 | 0.18012 | 317.8079 | 0.090616 | 0 | 0 | 0.18123 | 318.0648 | 0.091173 | 0 | 0 | 0.18235 | 318.3217 | 0.091731 | 0 | 0 | 0.18346 | 318.6643 | 0.092474 | 0 | 0 | 0.18495 | 318.9212 | 0.093031 | 0 | 0 | 0.18606 | 319.0924 | 0.093402 | 0 | 0 | 0.1868 | 319.3494 | 0.09396 | 0 | 0 | 0.18792 | 319.5206 | 0.094331 | 0 | 0 | 0.18866 | 319.7776 | 0.094888 | 0 | 0 | 0.18978 | 320.0345 | 0.095446 | 0 | 0 | 0.19089 | 320.2058 | 0.095817 | 0 | 0 | 0.19163 | 320.4627 | 0.096374 | 0 | 0 | 0.19275 | 320.7196 | 0.096932 | 0 | 0 | 0.19386 | 320.8052 | 0.097117 | 0 | 0 | 0.19423 | 321.0622 | 0.097675 | 0 | 0 | 0.19535 | 321.3191 | 0.098232 | 0 | 0 | 0.19646 | 321.4904 | 0.098604 | 0 | 0 | 0.19721 | 321.7473 | 0.099161 | 0 | 0 | 0.19832 | 321.9186 | 0.099532 | 0 | 0 | 0.19906 | 322.0898 | 0.099904 | 0 | 0 | 0.19981
2017-04-24 06:00 | 271.8172 | 0.81018 |  | 285.4257 | 0.020379 | 0 | 0 | 0.040758 | 293.4464 | 0.037776 | 0 | 0 | 0.075552 | 300.0089 | 0.05201 | 0 | 0 | 0.10402 | 300.2519 | 0.052537 | 0 | 0 | 0.10507 | 300.414 | 0.052889 | 0 | 0 | 0.10578 | 300.657 | 0.053416 | 0 | 0 | 0.10683 | 300.9001 | 0.053943 | 0 | 0 | 0.10789 | 301.1431 | 0.05447 | 0 | 0 | 0.10894 | 301.4672 | 0.055173 | 0 | 0 | 0.11035 | 301.7102 | 0.0557 | 0 | 0 | 0.1114 | 301.8723 | 0.056052 | 0 | 0 | 0.1121 | 302.1153 | 0.056579 | 0 | 0 | 0.11316 | 302.2774 | 0.056931 | 0 | 0 | 0.11386 | 302.5204 | 0.057458 | 0 | 0 | 0.11492 | 302.7635 | 0.057985 | 0 | 0 | 0.11597 | 302.9255 | 0.058336 | 0 | 0 | 0.11667 | 303.1686 | 0.058864 | 0 | 0 | 0.11773 | 303.4116 | 0.059391 | 0 | 0 | 0.11878 | 303.4926 | 0.059566 | 0 | 0 | 0.11913 | 303.7357 | 0.060094 | 0 | 0 | 0.12019 | 303.9787 | 0.060621 | 0 | 0 | 0.12124 | 304.1408 | 0.060972 | 0 | 0 | 0.12194 | 304.3838 | 0.061499 | 0 | 0 | 0.123 | 304.5459 | 0.061851 | 0 | 0 | 0.1237 | 304.7079 | 0.062202 | 0 | 0 | 0.1244
2017-04-24 07:00 | 287.1568 | 0.8559 |  | 301.5332 | 0.055316 | 0 | 0 | 0.11063 | 310.0066 | 0.073695 | 0 | 0 | 0.14739 | 316.9394 | 0.088732 | 0 | 0 | 0.17746 | 317.1962 | 0.089289 | 0 | 0 | 0.17858 | 317.3673 | 0.089661 | 0 | 0 | 0.17932 | 317.6241 | 0.090218 | 0 | 0 | 0.18044 | 317.8809 | 0.090775 | 0 | 0 | 0.18155 | 318.1376 | 0.091331 | 0 | 0 | 0.18266 | 318.48 | 0.092074 | 0 | 0 | 0.18415 | 318.7368 | 0.092631 | 0 | 0 | 0.18526 | 318.908 | 0.093002 | 0 | 0 | 0.186 | 319.1647 | 0.093559 | 0 | 0 | 0.18712 | 319.3359 | 0.093931 | 0 | 0 | 0.18786 | 319.5927 | 0.094487 | 0 | 0 | 0.18897 | 319.8494 | 0.095044 | 0 | 0 | 0.19009 | 320.0206 | 0.095416 | 0 | 0 | 0.19083 | 320.2774 | 0.095973 | 0 | 0 | 0.19195 | 320.5342 | 0.09653 | 0 | 0 | 0.19306 | 320.6198 | 0.096715 | 0 | 0 | 0.19343 | 320.8765 | 0.097272 | 0 | 0 | 0.19454 | 321.1333 | 0.097829 | 0 | 0 | 0.19566 | 321.3045 | 0.0982 | 0 | 0 | 0.1964 | 321.5612 | 0.098757 | 0 | 0 | 0.19751 | 321.7324 | 0.099129 | 0 | 0 | 0.19826 | 321.9036 | 0.0995 | 0 | 0 | 0.199
2017-04-24 08:00 | 283.7518 | 0.84575 |  | 297.9577 | 0.047561 | 0 | 0 | 0.095123 | 306.3307 | 0.065722 | 0 | 0 | 0.13144 | 313.1812 | 0.080581 | 0 | 0 | 0.16116 | 313.435 | 0.081131 | 0 | 0 | 0.16226 | 313.6041 | 0.081498 | 0 | 0 | 0.163 | 313.8578 | 0.082049 | 0 | 0 | 0.1641 | 314.1116 | 0.082599 | 0 | 0 | 0.1652 | 314.3653 | 0.083149 | 0 | 0 | 0.1663 | 314.7036 | 0.083883 | 0 | 0 | 0.16777 | 314.9573 | 0.084433 | 0 | 0 | 0.16887 | 315.1265 | 0.0848 | 0 | 0 | 0.1696 | 315.3802 | 0.085351 | 0 | 0 | 0.1707 | 315.5493 | 0.085717 | 0 | 0 | 0.17143 | 315.8031 | 0.086268 | 0 | 0 | 0.17254 | 316.0568 | 0.086818 | 0 | 0 | 0.17364 | 316.2259 | 0.087185 | 0 | 0 | 0.17437 | 316.4797 | 0.087735 | 0 | 0 | 0.17547 | 316.7334 | 0.088286 | 0 | 0 | 0.17657 | 316.818 | 0.088469 | 0 | 0 | 0.17694 | 317.0717 | 0.089019 | 0 | 0 | 0.17804 | 317.3254 | 0.08957 | 0 | 0 | 0.17914 | 317.4946 | 0.089937 | 0 | 0 | 0.17987 | 317.7483 | 0.090487 | 0 | 0 | 0.18097 | 317.9174 | 0.090854 | 0 | 0 | 0.18171 | 318.0866 | 0.091221 | 0 | 0 | 0.18244
2017-04-24 09:00 | 283.8801 | 0.84613 |  | 298.0925 | 0.047853 | 0 | 0 | 0.095707 | 306.4692 | 0.066023 | 0 | 0 | 0.13205 | 313.3228 | 0.080888 | 0 | 0 | 0.16178 | 313.5767 | 0.081439 | 0 | 0 | 0.16288 | 313.7459 | 0.081806 | 0 | 0 | 0.16361 | 313.9997 | 0.082356 | 0 | 0 | 0.16471 | 314.2536 | 0.082907 | 0 | 0 | 0.16581 | 314.5074 | 0.083458 | 0 | 0 | 0.16692 | 314.8459 | 0.084192 | 0 | 0 | 0.16838 | 315.0997 | 0.084742 | 0 | 0 | 0.16948 | 315.2689 | 0.085109 | 0 | 0 | 0.17022 | 315.5228 | 0.08566 | 0 | 0 | 0.17132 | 315.692 | 0.086027 | 0 | 0 | 0.17205 | 315.9458 | 0.086577 | 0 | 0 | 0.17315 | 316.1997 | 0.087128 | 0 | 0 | 0.17426 | 316.3689 | 0.087495 | 0 | 0 | 0.17499 | 316.6228 | 0.088046 | 0 | 0 | 0.17609 | 316.8766 | 0.088596 | 0 | 0 | 0.17719 | 316.9612 | 0.08878 | 0 | 0 | 0.17756 | 317.215 | 0.08933 | 0 | 0 | 0.17866 | 317.4689 | 0.089881 | 0 | 0 | 0.17976 | 317.6381 | 0.090248 | 0 | 0 | 0.1805 | 317.892 | 0.090799 | 0 | 0 | 0.1816 | 318.0612 | 0.091166 | 0 | 0 | 0.18233 | 318.2304 | 0.091533 | 0 | 0 | 0.18307
2017-04-24 10:00 | 282.8937 | 0.84319 |  | 297.0567 | 0.045607 | 0 | 0 | 0.091214 | 305.4043 | 0.063713 | 0 | 0 | 0.12743 | 312.2341 | 0.078527 | 0 | 0 | 0.15705 | 312.4871 | 0.079075 | 0 | 0 | 0.15815 | 312.6557 | 0.079441 | 0 | 0 | 0.15888 | 312.9087 | 0.07999 | 0 | 0 | 0.15998 | 313.1617 | 0.080539 | 0 | 0 | 0.16108 | 313.4146 | 0.081087 | 0 | 0 | 0.16217 | 313.7519 | 0.081819 | 0 | 0 | 0.16364 | 314.0048 | 0.082367 | 0 | 0 | 0.16473 | 314.1735 | 0.082733 | 0 | 0 | 0.16547 | 314.4264 | 0.083282 | 0 | 0 | 0.16656 | 314.5951 | 0.083648 | 0 | 0 | 0.1673 | 314.848 | 0.084196 | 0 | 0 | 0.16839 | 315.101 | 0.084745 | 0 | 0 | 0.16949 | 315.2696 | 0.085111 | 0 | 0 | 0.17022 | 315.5226 | 0.085659 | 0 | 0 | 0.17132 | 315.7756 | 0.086208 | 0 | 0 | 0.17242 | 315.8599 | 0.086391 | 0 | 0 | 0.17278 | 316.1128 | 0.08694 | 0 | 0 | 0.17388 | 316.3658 | 0.087488 | 0 | 0 | 0.17498 | 316.5344 | 0.087854 | 0 | 0 | 0.17571 | 316.7874 | 0.088403 | 0 | 0 | 0.17681 | 316.956 | 0.088769 | 0 | 0 | 0.17754 | 317.1247 | 0.089134 | 0 | 0 | 0.17827
2017-04-24 11:00 | 285.491 | 0.85093 |  | 299.784 | 0.051522 | 0 | 0 | 0.10304 | 308.2083 | 0.069795 | 0 | 0 | 0.13959 | 315.1008 | 0.084745 | 0 | 0 | 0.16949 | 315.3561 | 0.085298 | 0 | 0 | 0.1706 | 315.5263 | 0.085667 | 0 | 0 | 0.17133 | 315.7816 | 0.086221 | 0 | 0 | 0.17244 | 316.0369 | 0.086775 | 0 | 0 | 0.17355 | 316.2921 | 0.087329 | 0 | 0 | 0.17466 | 316.6325 | 0.088067 | 0 | 0 | 0.17613 | 316.8878 | 0.088621 | 0 | 0 | 0.17724 | 317.058 | 0.08899 | 0 | 0 | 0.17798 | 317.3133 | 0.089543 | 0 | 0 | 0.17909 | 317.4835 | 0.089913 | 0 | 0 | 0.17983 | 317.7387 | 0.090466 | 0 | 0 | 0.18093 | 317.994 | 0.09102 | 0 | 0 | 0.18204 | 318.1642 | 0.091389 | 0 | 0 | 0.18278 | 318.4195 | 0.091943 | 0 | 0 | 0.18389 | 318.6748 | 0.092496 | 0 | 0 | 0.18499 | 318.7599 | 0.092681 | 0 | 0 | 0.18536 | 319.0151 | 0.093235 | 0 | 0 | 0.18647 | 319.2704 | 0.093788 | 0 | 0 | 0.18758 | 319.4406 | 0.094158 | 0 | 0 | 0.18832 | 319.6959 | 0.094711 | 0 | 0 | 0.18942 | 319.8661 | 0.09508 | 0 | 0 | 0.19016 | 320.0363 | 0.09545 | 0 | 0 | 0.1909
2017-04-24 12:00 | 284.4217 | 0.84775 |  | 298.6612 | 0.049087 | 0 | 0 | 0.098174 | 307.0539 | 0.067291 | 0 | 0 | 0.13458 | 313.9206 | 0.082185 | 0 | 0 | 0.16437 | 314.175 | 0.082736 | 0 | 0 | 0.16547 | 314.3445 | 0.083104 | 0 | 0 | 0.16621 | 314.5988 | 0.083656 | 0 | 0 | 0.16731 | 314.8532 | 0.084207 | 0 | 0 | 0.16841 | 315.1075 | 0.084759 | 0 | 0 | 0.16952 | 315.4466 | 0.085495 | 0 | 0 | 0.17099 | 315.7009 | 0.086046 | 0 | 0 | 0.17209 | 315.8705 | 0.086414 | 0 | 0 | 0.17283 | 316.1248 | 0.086966 | 0 | 0 | 0.17393 | 316.2943 | 0.087333 | 0 | 0 | 0.17467 | 316.5487 | 0.087885 | 0 | 0 | 0.17577 | 316.803 | 0.088437 | 0 | 0 | 0.17687 | 316.9725 | 0.088804 | 0 | 0 | 0.17761 | 317.2269 | 0.089356 | 0 | 0 | 0.17871 | 317.4812 | 0.089908 | 0 | 0 | 0.17982 | 317.566 | 0.090091 | 0 | 0 | 0.18018 | 317.8203 | 0.090643 | 0 | 0 | 0.18129 | 318.0746 | 0.091195 | 0 | 0 | 0.18239 | 318.2442 | 0.091562 | 0 | 0 | 0.18312 | 318.4985 | 0.092114 | 0 | 0 | 0.18423 | 318.668 | 0.092482 | 0 | 0 | 0.18496 | 318.8376 | 0.09285 | 0 | 0 | 0.1857
2017-04-24 13:00 | 276.3055 | 0.82356 |  | 290.1386 | 0.030602 | 0 | 0 | 0.061203 | 298.2918 | 0.048286 | 0 | 0 | 0.096572 | 304.9626 | 0.062755 | 0 | 0 | 0.12551 | 305.2097 | 0.063291 | 0 | 0 | 0.12658 | 305.3744 | 0.063648 | 0 | 0 | 0.1273 | 305.6215 | 0.064184 | 0 | 0 | 0.12837 | 305.8685 | 0.06472 | 0 | 0 | 0.12944 | 306.1156 | 0.065256 | 0 | 0 | 0.13051 | 306.445 | 0.06597 | 0 | 0 | 0.13194 | 306.6921 | 0.066506 | 0 | 0 | 0.13301 | 306.8568 | 0.066863 | 0 | 0 | 0.13373 | 307.1039 | 0.067399 | 0 | 0 | 0.1348 | 307.2686 | 0.067756 | 0 | 0 | 0.13551 | 307.5156 | 0.068292 | 0 | 0 | 0.13658 | 307.7627 | 0.068828 | 0 | 0 | 0.13766 | 307.9274 | 0.069185 | 0 | 0 | 0.13837 | 308.1745 | 0.069721 | 0 | 0 | 0.13944 | 308.4215 | 0.070257 | 0 | 0 | 0.14051 | 308.5039 | 0.070436 | 0 | 0 | 0.14087 | 308.751 | 0.070972 | 0 | 0 | 0.14194 | 308.998 | 0.071508 | 0 | 0 | 0.14302 | 309.1627 | 0.071865 | 0 | 0 | 0.14373 | 309.4098 | 0.072401 | 0 | 0 | 0.1448 | 309.5745 | 0.072758 | 0 | 0 | 0.14552 | 309.7392 | 0.073115 | 0 | 0 | 0.14623
2017-04-24 14:00 | 262.1733 | 0.78143 |  | 275.2989 | 0 | 0 | 0 | 0 | 283.0351 | 0.015194 | 0 | 0 | 0.030388 | 289.3647 | 0.028923 | 0 | 0 | 0.057846 | 289.5991 | 0.029431 | 0 | 0 | 0.058863 | 289.7554 | 0.02977 | 0 | 0 | 0.059541 | 289.9899 | 0.030279 | 0 | 0 | 0.060558 | 290.2243 | 0.030787 | 0 | 0 | 0.061575 | 290.4587 | 0.031296 | 0 | 0 | 0.062592 | 290.7713 | 0.031974 | 0 | 0 | 0.063948 | 291.0057 | 0.032482 | 0 | 0 | 0.064965 | 291.162 | 0.032821 | 0 | 0 | 0.065643 | 291.3964 | 0.03333 | 0 | 0 | 0.06666 | 291.5527 | 0.033669 | 0 | 0 | 0.067338 | 291.7872 | 0.034177 | 0 | 0 | 0.068355 | 292.0216 | 0.034686 | 0 | 0 | 0.069371 | 292.1779 | 0.035025 | 0 | 0 | 0.070049 | 292.4123 | 0.035533 | 0 | 0 | 0.071066 | 292.6467 | 0.036042 | 0 | 0 | 0.072083 | 292.7249 | 0.036211 | 0 | 0 | 0.072422 | 292.9593 | 0.03672 | 0 | 0 | 0.073439 | 293.1937 | 0.037228 | 0 | 0 | 0.074456 | 293.35 | 0.037567 | 0 | 0 | 0.075134 | 293.5844 | 0.038076 | 0 | 0 | 0.076151 | 293.7407 | 0.038415 | 0 | 0 | 0.076829 | 293.897 | 0.038754 | 0 | 0 | 0.077507
2017-04-24 15:00 | 235.4413 | 0.70176 |  | 247.2286 | 0 | 0 | 0 | 0 | 254.176 | 0 | 0 | 0 | 0 | 259.8602 | 0 | 0 | 0 | 0 | 260.0707 | 0 | 0 | 0 | 0 | 260.2111 | 0 | 0 | 0 | 0 | 260.4216 | 0 | 0 | 0 | 0 | 260.6321 | 0 | 0 | 0 | 0 | 260.8426 | 0 | 0 | 0 | 0 | 261.1233 | 0 | 0 | 0 | 0 | 261.3339 | 0 | 0 | 0 | 0 | 261.4742 | 0 | 0 | 0 | 0 | 261.6847 | 0 | 0 | 0 | 0 | 261.8251 | 0 | 0 | 0 | 0 | 262.0356 | 0 | 0 | 0 | 0 | 262.2461 | 0 | 0 | 0 | 0 | 262.3865 | 0 | 0 | 0 | 0 | 262.597 | 0 | 0 | 0 | 0 | 262.8076 | 0 | 0 | 0 | 0 | 262.8777 | 0 | 0 | 0 | 0 | 263.0883 | 0 | 0 | 0 | 0 | 263.2988 | 0 | 0 | 0 | 0 | 263.4391 | 0 | 0 | 0 | 0 | 263.6497 | 0 | 0 | 0 | 0 | 263.79 | 0 | 0 | 0 | 0 | 263.9304 | 0 | 0 | 0 | 0
2017-04-24 16:00 | 231.7046 | 0.69062 |  | 243.3048 | 0 | 0 | 0 | 0 | 250.1419 | 0 | 0 | 0 | 0 | 255.7359 | 0 | 0 | 0 | 0 | 255.9431 | 0 | 0 | 0 | 0 | 256.0812 | 0 | 0 | 0 | 0 | 256.2884 | 0 | 0 | 0 | 0 | 256.4956 | 0 | 0 | 0 | 0 | 256.7028 | 0 | 0 | 0 | 0 | 256.979 | 0 | 0 | 0 | 0 | 257.1862 | 0 | 0 | 0 | 0 | 257.3243 | 0 | 0 | 0 | 0 | 257.5315 | 0 | 0 | 0 | 0 | 257.6696 | 0 | 0 | 0 | 0 | 257.8768 | 0 | 0 | 0 | 0 | 258.084 | 0 | 0 | 0 | 0 | 258.2221 | 0 | 0 | 0 | 0 | 258.4293 | 0 | 0 | 0 | 0 | 258.6365 | 0 | 0 | 0 | 0 | 258.7056 | 0 | 0 | 0 | 0 | 258.9128 | 0 | 0 | 0 | 0 | 259.1199 | 0 | 0 | 0 | 0 | 259.2581 | 0 | 0 | 0 | 0 | 259.4652 | 0 | 0 | 0 | 0 | 259.6034 | 0 | 0 | 0 | 0 | 259.7415 | 0 | 0 | 0 | 0
2017-04-24 17:00 | 226.6555 | 0.67557 |  | 238.0029 | 0 | 0 | 0 | 0 | 244.691 | 0 | 0 | 0 | 0 | 250.1631 | 0 | 0 | 0 | 0 | 250.3658 | 0 | 0 | 0 | 0 | 250.5009 | 0 | 0 | 0 | 0 | 250.7036 | 0 | 0 | 0 | 0 | 250.9063 | 0 | 0 | 0 | 0 | 251.1089 | 0 | 0 | 0 | 0 | 251.3792 | 0 | 0 | 0 | 0 | 251.5818 | 0 | 0 | 0 | 0 | 251.7169 | 0 | 0 | 0 | 0 | 251.9196 | 0 | 0 | 0 | 0 | 252.0547 | 0 | 0 | 0 | 0 | 252.2574 | 0 | 0 | 0 | 0 | 252.4601 | 0 | 0 | 0 | 0 | 252.5952 | 0 | 0 | 0 | 0 | 252.7979 | 0 | 0 | 0 | 0 | 253.0005 | 0 | 0 | 0 | 0 | 253.0681 | 0 | 0 | 0 | 0 | 253.2708 | 0 | 0 | 0 | 0 | 253.4734 | 0 | 0 | 0 | 0 | 253.6085 | 0 | 0 | 0 | 0 | 253.8112 | 0 | 0 | 0 | 0 | 253.9463 | 0 | 0 | 0 | 0 | 254.0814 | 0 | 0 | 0 | 0
2017-04-24 18:00 | 222.2529 | 0.66245 |  | 233.3799 | 0 | 0 | 0 | 0 | 239.9381 | 0 | 0 | 0 | 0 | 245.3039 | 0 | 0 | 0 | 0 | 245.5027 | 0 | 0 | 0 | 0 | 245.6351 | 0 | 0 | 0 | 0 | 245.8339 | 0 | 0 | 0 | 0 | 246.0326 | 0 | 0 | 0 | 0 | 246.2313 | 0 | 0 | 0 | 0 | 246.4963 | 0 | 0 | 0 | 0 | 246.6951 | 0 | 0 | 0 | 0 | 246.8275 | 0 | 0 | 0 | 0 | 247.0263 | 0 | 0 | 0 | 0 | 247.1588 | 0 | 0 | 0 | 0 | 247.3575 | 0 | 0 | 0 | 0 | 247.5562 | 0 | 0 | 0 | 0 | 247.6887 | 0 | 0 | 0 | 0 | 247.8875 | 0 | 0 | 0 | 0 | 248.0862 | 0 | 0 | 0 | 0 | 248.1524 | 0 | 0 | 0 | 0 | 248.3512 | 0 | 0 | 0 | 0 | 248.5499 | 0 | 0 | 0 | 0 | 248.6824 | 0 | 0 | 0 | 0 | 248.8811 | 0 | 0 | 0 | 0 | 249.0136 | 0 | 0 | 0 | 0 | 249.1461 | 0 | 0 | 0 | 0
2017-04-24 19:00 | 238.9609 | 0.71225 |  | 250.9244 | 0 | 0 | 0 | 0 | 257.9756 | 0 | 0 | 0 | 0 | 263.7448 | 0 | 0 | 0 | 0 | 263.9585 | 0 | 0 | 0 | 0 | 264.101 | 0 | 0 | 0 | 0 | 264.3146 | 0 | 0 | 0 | 0 | 264.5283 | 0 | 0 | 0 | 0 | 264.742 | 0 | 0 | 0 | 0 | 265.0269 | 0 | 0 | 0 | 0 | 265.2406 | 0 | 0 | 0 | 0 | 265.383 | 0 | 0 | 0 | 0 | 265.5967 | 0 | 0 | 0 | 0 | 265.7391 | 0 | 0 | 0 | 0 | 265.9528 | 0 | 0 | 0 | 0 | 266.1665 | 0 | 0 | 0 | 0 | 266.3089 | 0 | 0 | 0 | 0 | 266.5226 | 0 | 0 | 0 | 0 | 266.7363 | 0 | 0 | 0 | 0 | 266.8075 | 0 | 0 | 0 | 0 | 267.0212 | 0 | 0 | 0 | 0 | 267.2348 | 0 | 0 | 0 | 0 | 267.3773 | 0 | 0 | 0 | 0 | 267.591 | 0 | 0 | 0 | 0 | 267.7334 | 0 | 0 | 0 | 0 | 267.8759 | 0 | 0 | 0 | 0
2017-04-24 20:00 | 243.3086 | 0.72521 |  | 255.4898 | 0 | 0 | 0 | 0 | 262.6693 | 0 | 0 | 0 | 0 | 268.5435 | 0 | 0 | 0 | 0 | 268.761 | 0 | 0 | 0 | 0 | 268.9061 | 0 | 0 | 0 | 0 | 269.1236 | 0 | 0 | 0 | 0 | 269.3412 | 0 | 0 | 0 | 0 | 269.5588 | 0 | 0 | 0 | 0 | 269.8488 | 0 | 0 | 0 | 0 | 270.0664 | 0 | 0 | 0 | 0 | 270.2114 | 0 | 0 | 0 | 0 | 270.429 | 0 | 0 | 0 | 0 | 270.574 | 0 | 0 | 0 | 0 | 270.7916 | 0 | 0 | 0 | 0 | 271.0092 | 0 | 0 | 0 | 0 | 271.1542 | 0 | 0 | 0 | 0 | 271.3718 | 0 | 0 | 0 | 0 | 271.5893 | 0 | 0 | 0 | 0 | 271.6619 | 0 | 0 | 0 | 0 | 271.8794 | 0 | 0 | 0 | 0 | 272.097 | 0 | 0 | 0 | 0 | 272.242 | 0 | 0 | 0 | 0 | 272.4596 | 0 | 0 | 0 | 0 | 272.6046 | 0 | 0 | 0 | 0 | 272.7497 | 0 | 0 | 0 | 0
2017-04-24 21:00 | 243.0059 | 0.7243 |  | 255.1719 | 0 | 0 | 0 | 0 | 262.3425 | 0 | 0 | 0 | 0 | 268.2094 | 0 | 0 | 0 | 0 | 268.4267 | 0 | 0 | 0 | 0 | 268.5716 | 0 | 0 | 0 | 0 | 268.7888 | 0 | 0 | 0 | 0 | 269.0061 | 0 | 0 | 0 | 0 | 269.2234 | 0 | 0 | 0 | 0 | 269.5131 | 0 | 0 | 0 | 0 | 269.7304 | 0 | 0 | 0 | 0 | 269.8753 | 0 | 0 | 0 | 0 | 270.0926 | 0 | 0 | 0 | 0 | 270.2375 | 0 | 0 | 0 | 0 | 270.4547 | 0 | 0 | 0 | 0 | 270.672 | 0 | 0 | 0 | 0 | 270.8169 | 0 | 0 | 0 | 0 | 271.0342 | 0 | 0 | 0 | 0 | 271.2515 | 0 | 0 | 0 | 0 | 271.3239 | 0 | 0 | 0 | 0 | 271.5412 | 0 | 0 | 0 | 0 | 271.7585 | 0 | 0 | 0 | 0 | 271.9033 | 0 | 0 | 0 | 0 | 272.1206 | 0 | 0 | 0 | 0 | 272.2655 | 0 | 0 | 0 | 0 | 272.4104 | 0 | 0 | 0 | 0
2017-04-24 22:00 | 249.365 | 0.74326 |  | 261.8494 | 0 | 0 | 0 | 0 | 269.2076 | 0 | 0 | 0 | 0 | 275.228 | 0 | 0 | 0 | 0 | 275.451 | 0 | 0 | 0 | 0 | 275.5996 | 0 | 0 | 0 | 0 | 275.8226 | 0 | 0 | 0 | 0 | 276.0456 | 3.3841e-05 | 0 | 0 | 6.7683e-05 | 276.2686 | 0.00051748 | 0 | 0 | 0.001035 | 276.5659 | 0.0011623 | 0 | 0 | 0.0023247 | 276.7889 | 0.001646 | 0 | 0 | 0.0032919 | 276.9375 | 0.0019684 | 0 | 0 | 0.0039368 | 277.1605 | 0.002452 | 0 | 0 | 0.0049041 | 277.3091 | 0.0027745 | 0 | 0 | 0.0055489 | 277.5321 | 0.0032581 | 0 | 0 | 0.0065162 | 277.7551 | 0.0037417 | 0 | 0 | 0.0074835 | 277.9037 | 0.0040642 | 0 | 0 | 0.0081283 | 278.1267 | 0.0045478 | 0 | 0 | 0.0090956 | 278.3497 | 0.0050314 | 0 | 0 | 0.010063 | 278.424 | 0.0051926 | 0 | 0 | 0.010385 | 278.647 | 0.0056763 | 0 | 0 | 0.011353 | 278.87 | 0.0061599 | 0 | 0 | 0.01232 | 279.0186 | 0.0064823 | 0 | 0 | 0.012965 | 279.2416 | 0.006966 | 0 | 0 | 0.013932 | 279.3903 | 0.0072884 | 0 | 0 | 0.014577 | 279.5389 | 0.0076108 | 0 | 0 | 0.015222
2017-04-24 23:00 | 251.5266 | 0.7497 |  | 264.1192 | 0 | 0 | 0 | 0 | 271.5412 | 0 | 0 | 0 | 0 | 277.6138 | 0.0034352 | 0 | 0 | 0.0068704 | 277.8387 | 0.003923 | 0 | 0 | 0.0078461 | 277.9886 | 0.0042482 | 0 | 0 | 0.0084965 | 278.2135 | 0.0047361 | 0 | 0 | 0.0094722 | 278.4384 | 0.0052239 | 0 | 0 | 0.010448 | 278.6634 | 0.0057117 | 0 | 0 | 0.011423 | 278.9632 | 0.0063622 | 0 | 0 | 0.012724 | 279.1881 | 0.00685 | 0 | 0 | 0.0137 | 279.3381 | 0.0071752 | 0 | 0 | 0.01435 | 279.563 | 0.0076631 | 0 | 0 | 0.015326 | 279.7129 | 0.0079883 | 0 | 0 | 0.015977 | 279.9378 | 0.0084761 | 0 | 0 | 0.016952 | 280.1627 | 0.0089639 | 0 | 0 | 0.017928 | 280.3127 | 0.0092892 | 0 | 0 | 0.018578 | 280.5376 | 0.009777 | 0 | 0 | 0.019554 | 280.7625 | 0.010265 | 0 | 0 | 0.02053 | 280.8375 | 0.010427 | 0 | 0 | 0.020855 | 281.0624 | 0.010915 | 0 | 0 | 0.021831 | 281.2873 | 0.011403 | 0 | 0 | 0.022806 | 281.4372 | 0.011728 | 0 | 0 | 0.023457 | 281.6621 | 0.012216 | 0 | 0 | 0.024432 | 281.8121 | 0.012541 | 0 | 0 | 0.025083 | 281.962 | 0.012867 | 0 | 0 | 0.025733
2017-04-25 | 251.1466 | 0.74857 |  | 263.7202 | 0 | 0 | 0 | 0 | 271.131 | 0 | 0 | 0 | 0 | 277.1944 | 0.0025257 | 0 | 0 | 0.0050514 | 277.419 | 0.0030128 | 0 | 0 | 0.0060255 | 277.5687 | 0.0033375 | 0 | 0 | 0.006675 | 277.7933 | 0.0038246 | 0 | 0 | 0.0076492 | 278.0179 | 0.0043117 | 0 | 0 | 0.0086234 | 278.2424 | 0.0047988 | 0 | 0 | 0.0095975 | 278.5419 | 0.0054482 | 0 | 0 | 0.010896 | 278.7664 | 0.0059353 | 0 | 0 | 0.011871 | 278.9161 | 0.0062601 | 0 | 0 | 0.01252 | 279.1407 | 0.0067471 | 0 | 0 | 0.013494 | 279.2904 | 0.0070719 | 0 | 0 | 0.014144 | 279.515 | 0.007559 | 0 | 0 | 0.015118 | 279.7396 | 0.0080461 | 0 | 0 | 0.016092 | 279.8893 | 0.0083708 | 0 | 0 | 0.016742 | 280.1139 | 0.0088579 | 0 | 0 | 0.017716 | 280.3384 | 0.009345 | 0 | 0 | 0.01869 | 280.4133 | 0.0095073 | 0 | 0 | 0.019015 | 280.6379 | 0.0099944 | 0 | 0 | 0.019989 | 280.8624 | 0.010482 | 0 | 0 | 0.020963 | 281.0121 | 0.010806 | 0 | 0 | 0.021613 | 281.2367 | 0.011293 | 0 | 0 | 0.022587 | 281.3864 | 0.011618 | 0 | 0 | 0.023236 | 281.5361 | 0.011943 | 0 | 0 | 0.023886
2017-04-25 01:00 | 251.4898 | 0.74959 |  | 264.0806 | 0 | 0 | 0 | 0 | 271.5015 | 0 | 0 | 0 | 0 | 277.5732 | 0.0033472 | 0 | 0 | 0.0066944 | 277.7981 | 0.003835 | 0 | 0 | 0.0076699 | 277.948 | 0.0041601 | 0 | 0 | 0.0083203 | 278.1729 | 0.0046479 | 0 | 0 | 0.0092958 | 278.3977 | 0.0051356 | 0 | 0 | 0.010271 | 278.6226 | 0.0056234 | 0 | 0 | 0.011247 | 278.9225 | 0.0062738 | 0 | 0 | 0.012548 | 279.1473 | 0.0067615 | 0 | 0 | 0.013523 | 279.2973 | 0.0070867 | 0 | 0 | 0.014173 | 279.5221 | 0.0075744 | 0 | 0 | 0.015149 | 279.6721 | 0.0078996 | 0 | 0 | 0.015799 | 279.8969 | 0.0083874 | 0 | 0 | 0.016775 | 280.1218 | 0.0088751 | 0 | 0 | 0.01775 | 280.2717 | 0.0092003 | 0 | 0 | 0.018401 | 280.4966 | 0.0096881 | 0 | 0 | 0.019376 | 280.7215 | 0.010176 | 0 | 0 | 0.020352 | 280.7964 | 0.010338 | 0 | 0 | 0.020677 | 281.0213 | 0.010826 | 0 | 0 | 0.021652 | 281.2462 | 0.011314 | 0 | 0 | 0.022628 | 281.3961 | 0.011639 | 0 | 0 | 0.023278 | 281.621 | 0.012127 | 0 | 0 | 0.024254 | 281.7709 | 0.012452 | 0 | 0 | 0.024904 | 281.9208 | 0.012777 | 0 | 0 | 0.025554
2017-04-25 02:00 | 249.7607 | 0.74444 |  | 262.2649 | 0 | 0 | 0 | 0 | 269.6348 | 0 | 0 | 0 | 0 | 275.6647 | 0 | 0 | 0 | 0 | 275.888 | 0 | 0 | 0 | 0 | 276.0369 | 1.504e-05 | 0 | 0 | 3.0081e-05 | 276.2603 | 0.00049945 | 0 | 0 | 0.00099889 | 276.4836 | 0.00098385 | 0 | 0 | 0.0019677 | 276.7069 | 0.0014683 | 0 | 0 | 0.0029365 | 277.0047 | 0.0021141 | 0 | 0 | 0.0042283 | 277.228 | 0.0025985 | 0 | 0 | 0.0051971 | 277.3769 | 0.0029215 | 0 | 0 | 0.0058429 | 277.6003 | 0.0034059 | 0 | 0 | 0.0068117 | 277.7491 | 0.0037288 | 0 | 0 | 0.0074576 | 277.9725 | 0.0042132 | 0 | 0 | 0.0084264 | 278.1958 | 0.0046976 | 0 | 0 | 0.0093952 | 278.3447 | 0.0050206 | 0 | 0 | 0.010041 | 278.568 | 0.005505 | 0 | 0 | 0.01101 | 278.7913 | 0.0059894 | 0 | 0 | 0.011979 | 278.8658 | 0.0061508 | 0 | 0 | 0.012302 | 279.0891 | 0.0066352 | 0 | 0 | 0.01327 | 279.3125 | 0.0071196 | 0 | 0 | 0.014239 | 279.4613 | 0.0074426 | 0 | 0 | 0.014885 | 279.6847 | 0.007927 | 0 | 0 | 0.015854 | 279.8336 | 0.0082499 | 0 | 0 | 0.0165 | 279.9824 | 0.0085729 | 0 | 0 | 0.017146
2017-04-25 03:00 | 252.5202 | 0.75266 |  | 265.1625 | 0 | 0 | 0 | 0 | 272.6139 | 0 | 0 | 0 | 0 | 278.7105 | 0.0058139 | 0 | 0 | 0.011628 | 278.9362 | 0.0063037 | 0 | 0 | 0.012607 | 279.0868 | 0.0066302 | 0 | 0 | 0.01326 | 279.3126 | 0.0071199 | 0 | 0 | 0.01424 | 279.5384 | 0.0076097 | 0 | 0 | 0.015219 | 279.7642 | 0.0080994 | 0 | 0 | 0.016199 | 280.0652 | 0.0087524 | 0 | 0 | 0.017505 | 280.291 | 0.0092422 | 0 | 0 | 0.018484 | 280.4416 | 0.0095687 | 0 | 0 | 0.019137 | 280.6674 | 0.010058 | 0 | 0 | 0.020117 | 280.8179 | 0.010385 | 0 | 0 | 0.02077 | 281.0437 | 0.010875 | 0 | 0 | 0.021749 | 281.2695 | 0.011364 | 0 | 0 | 0.022729 | 281.42 | 0.011691 | 0 | 0 | 0.023382 | 281.6458 | 0.012181 | 0 | 0 | 0.024361 | 281.8716 | 0.01267 | 0 | 0 | 0.025341 | 281.9469 | 0.012834 | 0 | 0 | 0.025667 | 282.1727 | 0.013324 | 0 | 0 | 0.026647 | 282.3985 | 0.013813 | 0 | 0 | 0.027627 | 282.549 | 0.01414 | 0 | 0 | 0.02828 | 282.7748 | 0.01463 | 0 | 0 | 0.029259 | 282.9254 | 0.014956 | 0 | 0 | 0.029912 | 283.0759 | 0.015283 | 0 | 0 | 0.030565
2017-04-25 04:00 | 252.0514 | 0.75126 |  | 264.6703 | 0 | 0 | 0 | 0 | 272.1078 | 0 | 0 | 0 | 0 | 278.193 | 0.0046916 | 0 | 0 | 0.0093833 | 278.4184 | 0.0051805 | 0 | 0 | 0.010361 | 278.5687 | 0.0055064 | 0 | 0 | 0.011013 | 278.794 | 0.0059952 | 0 | 0 | 0.01199 | 279.0194 | 0.0064841 | 0 | 0 | 0.012968 | 279.2448 | 0.0069729 | 0 | 0 | 0.013946 | 279.5453 | 0.0076247 | 0 | 0 | 0.015249 | 279.7707 | 0.0081136 | 0 | 0 | 0.016227 | 279.9209 | 0.0084395 | 0 | 0 | 0.016879 | 280.1463 | 0.0089283 | 0 | 0 | 0.017857 | 280.2966 | 0.0092542 | 0 | 0 | 0.018508 | 280.522 | 0.0097431 | 0 | 0 | 0.019486 | 280.7473 | 0.010232 | 0 | 0 | 0.020464 | 280.8976 | 0.010558 | 0 | 0 | 0.021116 | 281.123 | 0.011047 | 0 | 0 | 0.022093 | 281.3483 | 0.011535 | 0 | 0 | 0.023071 | 281.4235 | 0.011698 | 0 | 0 | 0.023397 | 281.6489 | 0.012187 | 0 | 0 | 0.024375 | 281.8742 | 0.012676 | 0 | 0 | 0.025352 | 282.0245 | 0.013002 | 0 | 0 | 0.026004 | 282.2499 | 0.013491 | 0 | 0 | 0.026982 | 282.4001 | 0.013817 | 0 | 0 | 0.027634 | 282.5504 | 0.014143 | 0 | 0 | 0.028285
2017-04-25 05:00 | 250.0239 | 0.74522 |  | 262.5413 | 0 | 0 | 0 | 0 | 269.919 | 0 | 0 | 0 | 0 | 275.9553 | 0 | 0 | 0 | 0 | 276.1789 | 0.00032287 | 0 | 0 | 0.00064573 | 276.3279 | 0.00064614 | 0 | 0 | 0.0012923 | 276.5515 | 0.0011311 | 0 | 0 | 0.0022621 | 276.775 | 0.001616 | 0 | 0 | 0.0032319 | 276.9986 | 0.0021009 | 0 | 0 | 0.0042018 | 277.2967 | 0.0027474 | 0 | 0 | 0.0054949 | 277.5203 | 0.0032324 | 0 | 0 | 0.0064647 | 277.6693 | 0.0035556 | 0 | 0 | 0.0071113 | 277.8929 | 0.0040405 | 0 | 0 | 0.0080811 | 278.0419 | 0.0043638 | 0 | 0 | 0.0087277 | 278.2655 | 0.0048487 | 0 | 0 | 0.0096975 | 278.489 | 0.0053337 | 0 | 0 | 0.010667 | 278.6381 | 0.0056569 | 0 | 0 | 0.011314 | 278.8617 | 0.0061418 | 0 | 0 | 0.012284 | 279.0852 | 0.0066268 | 0 | 0 | 0.013254 | 279.1597 | 0.0067884 | 0 | 0 | 0.013577 | 279.3833 | 0.0072733 | 0 | 0 | 0.014547 | 279.6069 | 0.0077582 | 0 | 0 | 0.015516 | 279.7559 | 0.0080815 | 0 | 0 | 0.016163 | 279.9795 | 0.0085664 | 0 | 0 | 0.017133 | 280.1285 | 0.0088897 | 0 | 0 | 0.017779 | 280.2776 | 0.009213 | 0 | 0 | 0.018426
2017-04-25 06:00 | 255.3868 | 0.76121 |  | 268.1727 | 0 | 0 | 0 | 0 | 275.7086 | 0 | 0 | 0 | 0 | 281.8744 | 0.012677 | 0 | 0 | 0.025353 | 282.1028 | 0.013172 | 0 | 0 | 0.026344 | 282.255 | 0.013502 | 0 | 0 | 0.027004 | 282.4834 | 0.013997 | 0 | 0 | 0.027995 | 282.7117 | 0.014493 | 0 | 0 | 0.028985 | 282.9401 | 0.014988 | 0 | 0 | 0.029976 | 283.2446 | 0.015648 | 0 | 0 | 0.031297 | 283.4729 | 0.016144 | 0 | 0 | 0.032287 | 283.6252 | 0.016474 | 0 | 0 | 0.032948 | 283.8535 | 0.016969 | 0 | 0 | 0.033938 | 284.0058 | 0.017299 | 0 | 0 | 0.034599 | 284.2341 | 0.017795 | 0 | 0 | 0.03559 | 284.4625 | 0.01829 | 0 | 0 | 0.03658 | 284.6147 | 0.01862 | 0 | 0 | 0.037241 | 284.8431 | 0.019116 | 0 | 0 | 0.038231 | 285.0715 | 0.019611 | 0 | 0 | 0.039222 | 285.1476 | 0.019776 | 0 | 0 | 0.039552 | 285.3759 | 0.020271 | 0 | 0 | 0.040543 | 285.6043 | 0.020767 | 0 | 0 | 0.041533 | 285.7565 | 0.021097 | 0 | 0 | 0.042194 | 285.9849 | 0.021592 | 0 | 0 | 0.043184 | 286.1372 | 0.021922 | 0 | 0 | 0.043845 | 286.2894 | 0.022253 | 0 | 0 | 0.044505
2017-04-25 07:00 | 249.9527 | 0.74501 |  | 262.4665 | 0 | 0 | 0 | 0 | 269.8421 | 0 | 0 | 0 | 0 | 275.8766 | 0 | 0 | 0 | 0 | 276.1002 | 0.00015216 | 0 | 0 | 0.00030431 | 276.2492 | 0.00047534 | 0 | 0 | 0.00095068 | 276.4727 | 0.00096012 | 0 | 0 | 0.0019202 | 276.6962 | 0.0014449 | 0 | 0 | 0.0028898 | 276.9197 | 0.0019297 | 0 | 0 | 0.0038593 | 277.2177 | 0.002576 | 0 | 0 | 0.0051521 | 277.4412 | 0.0030608 | 0 | 0 | 0.0061216 | 277.5902 | 0.003384 | 0 | 0 | 0.006768 | 277.8137 | 0.0038688 | 0 | 0 | 0.0077376 | 277.9627 | 0.004192 | 0 | 0 | 0.0083839 | 278.1862 | 0.0046767 | 0 | 0 | 0.0093535 | 278.4097 | 0.0051615 | 0 | 0 | 0.010323 | 278.5587 | 0.0054847 | 0 | 0 | 0.010969 | 278.7822 | 0.0059695 | 0 | 0 | 0.011939 | 279.0057 | 0.0064543 | 0 | 0 | 0.012909 | 279.0802 | 0.0066159 | 0 | 0 | 0.013232 | 279.3037 | 0.0071006 | 0 | 0 | 0.014201 | 279.5272 | 0.0075854 | 0 | 0 | 0.015171 | 279.6762 | 0.0079086 | 0 | 0 | 0.015817 | 279.8997 | 0.0083934 | 0 | 0 | 0.016787 | 280.0487 | 0.0087166 | 0 | 0 | 0.017433 | 280.1977 | 0.0090397 | 0 | 0 | 0.018079
2017-04-25 08:00 | 245.657 | 0.7322 |  | 257.9558 | 0 | 0 | 0 | 0 | 265.2046 | 0 | 0 | 0 | 0 | 271.1355 | 0 | 0 | 0 | 0 | 271.3551 | 0 | 0 | 0 | 0 | 271.5016 | 0 | 0 | 0 | 0 | 271.7212 | 0 | 0 | 0 | 0 | 271.9409 | 0 | 0 | 0 | 0 | 272.1606 | 0 | 0 | 0 | 0 | 272.4534 | 0 | 0 | 0 | 0 | 272.6731 | 0 | 0 | 0 | 0 | 272.8196 | 0 | 0 | 0 | 0 | 273.0392 | 0 | 0 | 0 | 0 | 273.1857 | 0 | 0 | 0 | 0 | 273.4053 | 0 | 0 | 0 | 0 | 273.625 | 0 | 0 | 0 | 0 | 273.7714 | 0 | 0 | 0 | 0 | 273.9911 | 0 | 0 | 0 | 0 | 274.2107 | 0 | 0 | 0 | 0 | 274.284 | 0 | 0 | 0 | 0 | 274.5036 | 0 | 0 | 0 | 0 | 274.7233 | 0 | 0 | 0 | 0 | 274.8697 | 0 | 0 | 0 | 0 | 275.0894 | 0 | 0 | 0 | 0 | 275.2358 | 0 | 0 | 0 | 0 | 275.3823 | 0 | 0 | 0 | 0
2017-04-25 09:00 | 244.2593 | 0.72804 |  | 256.4881 | 0 | 0 | 0 | 0 | 263.6957 | 0 | 0 | 0 | 0 | 269.5928 | 0 | 0 | 0 | 0 | 269.8112 | 0 | 0 | 0 | 0 | 269.9568 | 0 | 0 | 0 | 0 | 270.1752 | 0 | 0 | 0 | 0 | 270.3937 | 0 | 0 | 0 | 0 | 270.6121 | 0 | 0 | 0 | 0 | 270.9033 | 0 | 0 | 0 | 0 | 271.1217 | 0 | 0 | 0 | 0 | 271.2673 | 0 | 0 | 0 | 0 | 271.4857 | 0 | 0 | 0 | 0 | 271.6313 | 0 | 0 | 0 | 0 | 271.8497 | 0 | 0 | 0 | 0 | 272.0681 | 0 | 0 | 0 | 0 | 272.2138 | 0 | 0 | 0 | 0 | 272.4322 | 0 | 0 | 0 | 0 | 272.6506 | 0 | 0 | 0 | 0 | 272.7234 | 0 | 0 | 0 | 0 | 272.9418 | 0 | 0 | 0 | 0 | 273.1602 | 0 | 0 | 0 | 0 | 273.3058 | 0 | 0 | 0 | 0 | 273.5242 | 0 | 0 | 0 | 0 | 273.6698 | 0 | 0 | 0 | 0 | 273.8154 | 0 | 0 | 0 | 0
2017-04-25 10:00 | 244.4797 | 0.7287 |  | 256.7195 | 0 | 0 | 0 | 0 | 263.9336 | 0 | 0 | 0 | 0 | 269.836 | 0 | 0 | 0 | 0 | 270.0546 | 0 | 0 | 0 | 0 | 270.2003 | 0 | 0 | 0 | 0 | 270.419 | 0 | 0 | 0 | 0 | 270.6376 | 0 | 0 | 0 | 0 | 270.8562 | 0 | 0 | 0 | 0 | 271.1476 | 0 | 0 | 0 | 0 | 271.3663 | 0 | 0 | 0 | 0 | 271.512 | 0 | 0 | 0 | 0 | 271.7306 | 0 | 0 | 0 | 0 | 271.8763 | 0 | 0 | 0 | 0 | 272.095 | 0 | 0 | 0 | 0 | 272.3136 | 0 | 0 | 0 | 0 | 272.4593 | 0 | 0 | 0 | 0 | 272.6779 | 0 | 0 | 0 | 0 | 272.8965 | 0 | 0 | 0 | 0 | 272.9694 | 0 | 0 | 0 | 0 | 273.188 | 0 | 0 | 0 | 0 | 273.4066 | 0 | 0 | 0 | 0 | 273.5523 | 0 | 0 | 0 | 0 | 273.771 | 0 | 0 | 0 | 0 | 273.9167 | 0 | 0 | 0 | 0 | 274.0624 | 0 | 0 | 0 | 0
2017-04-25 11:00 | 242.7996 | 0.72369 |  | 254.9553 | 0 | 0 | 0 | 0 | 262.1198 | 0 | 0 | 0 | 0 | 267.9817 | 0 | 0 | 0 | 0 | 268.1988 | 0 | 0 | 0 | 0 | 268.3435 | 0 | 0 | 0 | 0 | 268.5606 | 0 | 0 | 0 | 0 | 268.7777 | 0 | 0 | 0 | 0 | 268.9948 | 0 | 0 | 0 | 0 | 269.2843 | 0 | 0 | 0 | 0 | 269.5014 | 0 | 0 | 0 | 0 | 269.6461 | 0 | 0 | 0 | 0 | 269.8632 | 0 | 0 | 0 | 0 | 270.008 | 0 | 0 | 0 | 0 | 270.2251 | 0 | 0 | 0 | 0 | 270.4422 | 0 | 0 | 0 | 0 | 270.5869 | 0 | 0 | 0 | 0 | 270.804 | 0 | 0 | 0 | 0 | 271.0211 | 0 | 0 | 0 | 0 | 271.0935 | 0 | 0 | 0 | 0 | 271.3106 | 0 | 0 | 0 | 0 | 271.5277 | 0 | 0 | 0 | 0 | 271.6725 | 0 | 0 | 0 | 0 | 271.8896 | 0 | 0 | 0 | 0 | 272.0343 | 0 | 0 | 0 | 0 | 272.179 | 0 | 0 | 0 | 0
2017-04-25 12:00 | 238.8141 | 0.71181 |  | 250.7703 | 0 | 0 | 0 | 0 | 257.8172 | 0 | 0 | 0 | 0 | 263.5829 | 0 | 0 | 0 | 0 | 263.7964 | 0 | 0 | 0 | 0 | 263.9388 | 0 | 0 | 0 | 0 | 264.1523 | 0 | 0 | 0 | 0 | 264.3659 | 0 | 0 | 0 | 0 | 264.5794 | 0 | 0 | 0 | 0 | 264.8641 | 0 | 0 | 0 | 0 | 265.0777 | 0 | 0 | 0 | 0 | 265.22 | 0 | 0 | 0 | 0 | 265.4336 | 0 | 0 | 0 | 0 | 265.5759 | 0 | 0 | 0 | 0 | 265.7895 | 0 | 0 | 0 | 0 | 266.003 | 0 | 0 | 0 | 0 | 266.1454 | 0 | 0 | 0 | 0 | 266.3589 | 0 | 0 | 0 | 0 | 266.5725 | 0 | 0 | 0 | 0 | 266.6436 | 0 | 0 | 0 | 0 | 266.8572 | 0 | 0 | 0 | 0 | 267.0707 | 0 | 0 | 0 | 0 | 267.2131 | 0 | 0 | 0 | 0 | 267.4266 | 0 | 0 | 0 | 0 | 267.569 | 0 | 0 | 0 | 0 | 267.7114 | 0 | 0 | 0 | 0
2017-04-25 13:00 | 231.5975 | 0.6903 |  | 243.1923 | 0 | 0 | 0 | 0 | 250.0263 | 0 | 0 | 0 | 0 | 255.6177 | 0 | 0 | 0 | 0 | 255.8248 | 0 | 0 | 0 | 0 | 255.9628 | 0 | 0 | 0 | 0 | 256.1699 | 0 | 0 | 0 | 0 | 256.377 | 0 | 0 | 0 | 0 | 256.5841 | 0 | 0 | 0 | 0 | 256.8602 | 0 | 0 | 0 | 0 | 257.0673 | 0 | 0 | 0 | 0 | 257.2054 | 0 | 0 | 0 | 0 | 257.4125 | 0 | 0 | 0 | 0 | 257.5505 | 0 | 0 | 0 | 0 | 257.7576 | 0 | 0 | 0 | 0 | 257.9647 | 0 | 0 | 0 | 0 | 258.1028 | 0 | 0 | 0 | 0 | 258.3099 | 0 | 0 | 0 | 0 | 258.517 | 0 | 0 | 0 | 0 | 258.586 | 0 | 0 | 0 | 0 | 258.7931 | 0 | 0 | 0 | 0 | 259.0002 | 0 | 0 | 0 | 0 | 259.1382 | 0 | 0 | 0 | 0 | 259.3453 | 0 | 0 | 0 | 0 | 259.4834 | 0 | 0 | 0 | 0 | 259.6214 | 0 | 0 | 0 | 0
2017-04-25 14:00 | 232.9261 | 0.69426 |  | 244.5875 | 0 | 0 | 0 | 0 | 251.4606 | 0 | 0 | 0 | 0 | 257.0841 | 0 | 0 | 0 | 0 | 257.2924 | 0 | 0 | 0 | 0 | 257.4313 | 0 | 0 | 0 | 0 | 257.6395 | 0 | 0 | 0 | 0 | 257.8478 | 0 | 0 | 0 | 0 | 258.0561 | 0 | 0 | 0 | 0 | 258.3338 | 0 | 0 | 0 | 0 | 258.5421 | 0 | 0 | 0 | 0 | 258.6809 | 0 | 0 | 0 | 0 | 258.8892 | 0 | 0 | 0 | 0 | 259.0281 | 0 | 0 | 0 | 0 | 259.2363 | 0 | 0 | 0 | 0 | 259.4446 | 0 | 0 | 0 | 0 | 259.5835 | 0 | 0 | 0 | 0 | 259.7917 | 0 | 0 | 0 | 0 | 260 | 0 | 0 | 0 | 0 | 260.0694 | 0 | 0 | 0 | 0 | 260.2777 | 0 | 0 | 0 | 0 | 260.486 | 0 | 0 | 0 | 0 | 260.6248 | 0 | 0 | 0 | 0 | 260.8331 | 0 | 0 | 0 | 0 | 260.972 | 0 | 0 | 0 | 0 | 261.1108 | 0 | 0 | 0 | 0
2017-04-25 15:00 | 230.3125 | 0.68647 |  | 241.843 | 0 | 0 | 0 | 0 | 248.6391 | 0 | 0 | 0 | 0 | 254.1995 | 0 | 0 | 0 | 0 | 254.4054 | 0 | 0 | 0 | 0 | 254.5427 | 0 | 0 | 0 | 0 | 254.7486 | 0 | 0 | 0 | 0 | 254.9546 | 0 | 0 | 0 | 0 | 255.1605 | 0 | 0 | 0 | 0 | 255.4351 | 0 | 0 | 0 | 0 | 255.641 | 0 | 0 | 0 | 0 | 255.7783 | 0 | 0 | 0 | 0 | 255.9843 | 0 | 0 | 0 | 0 | 256.1216 | 0 | 0 | 0 | 0 | 256.3275 | 0 | 0 | 0 | 0 | 256.5335 | 0 | 0 | 0 | 0 | 256.6707 | 0 | 0 | 0 | 0 | 256.8767 | 0 | 0 | 0 | 0 | 257.0826 | 0 | 0 | 0 | 0 | 257.1513 | 0 | 0 | 0 | 0 | 257.3572 | 0 | 0 | 0 | 0 | 257.5632 | 0 | 0 | 0 | 0 | 257.7004 | 0 | 0 | 0 | 0 | 257.9064 | 0 | 0 | 0 | 0 | 258.0437 | 0 | 0 | 0 | 0 | 258.181 | 0 | 0 | 0 | 0
2017-04-25 16:00 | 241.1579 | 0.71879 |  | 253.2314 | 0 | 0 | 0 | 0 | 260.3475 | 0 | 0 | 0 | 0 | 266.1697 | 0 | 0 | 0 | 0 | 266.3854 | 0 | 0 | 0 | 0 | 266.5291 | 0 | 0 | 0 | 0 | 266.7448 | 0 | 0 | 0 | 0 | 266.9604 | 0 | 0 | 0 | 0 | 267.176 | 0 | 0 | 0 | 0 | 267.4636 | 0 | 0 | 0 | 0 | 267.6792 | 0 | 0 | 0 | 0 | 267.823 | 0 | 0 | 0 | 0 | 268.0386 | 0 | 0 | 0 | 0 | 268.1824 | 0 | 0 | 0 | 0 | 268.398 | 0 | 0 | 0 | 0 | 268.6136 | 0 | 0 | 0 | 0 | 268.7574 | 0 | 0 | 0 | 0 | 268.973 | 0 | 0 | 0 | 0 | 269.1887 | 0 | 0 | 0 | 0 | 269.2605 | 0 | 0 | 0 | 0 | 269.4762 | 0 | 0 | 0 | 0 | 269.6918 | 0 | 0 | 0 | 0 | 269.8356 | 0 | 0 | 0 | 0 | 270.0512 | 0 | 0 | 0 | 0 | 270.195 | 0 | 0 | 0 | 0 | 270.3387 | 0 | 0 | 0 | 0
2017-04-25 17:00 | 241.1943 | 0.7189 |  | 253.2696 | 0 | 0 | 0 | 0 | 260.3867 | 0 | 0 | 0 | 0 | 266.2099 | 0 | 0 | 0 | 0 | 266.4255 | 0 | 0 | 0 | 0 | 266.5693 | 0 | 0 | 0 | 0 | 266.785 | 0 | 0 | 0 | 0 | 267.0007 | 0 | 0 | 0 | 0 | 267.2163 | 0 | 0 | 0 | 0 | 267.5039 | 0 | 0 | 0 | 0 | 267.7196 | 0 | 0 | 0 | 0 | 267.8633 | 0 | 0 | 0 | 0 | 268.079 | 0 | 0 | 0 | 0 | 268.2228 | 0 | 0 | 0 | 0 | 268.4385 | 0 | 0 | 0 | 0 | 268.6541 | 0 | 0 | 0 | 0 | 268.7979 | 0 | 0 | 0 | 0 | 269.0136 | 0 | 0 | 0 | 0 | 269.2293 | 0 | 0 | 0 | 0 | 269.3011 | 0 | 0 | 0 | 0 | 269.5168 | 0 | 0 | 0 | 0 | 269.7325 | 0 | 0 | 0 | 0 | 269.8763 | 0 | 0 | 0 | 0 | 270.0919 | 0 | 0 | 0 | 0 | 270.2357 | 0 | 0 | 0 | 0 | 270.3795 | 0 | 0 | 0 | 0
2017-04-25 18:00 | 244.848 | 0.72979 |  | 257.1063 | 0 | 0 | 0 | 0 | 264.3312 | 0 | 0 | 0 | 0 | 270.2425 | 0 | 0 | 0 | 0 | 270.4615 | 0 | 0 | 0 | 0 | 270.6074 | 0 | 0 | 0 | 0 | 270.8264 | 0 | 0 | 0 | 0 | 271.0453 | 0 | 0 | 0 | 0 | 271.2643 | 0 | 0 | 0 | 0 | 271.5562 | 0 | 0 | 0 | 0 | 271.7751 | 0 | 0 | 0 | 0 | 271.9211 | 0 | 0 | 0 | 0 | 272.14 | 0 | 0 | 0 | 0 | 272.286 | 0 | 0 | 0 | 0 | 272.5049 | 0 | 0 | 0 | 0 | 272.7238 | 0 | 0 | 0 | 0 | 272.8698 | 0 | 0 | 0 | 0 | 273.0887 | 0 | 0 | 0 | 0 | 273.3077 | 0 | 0 | 0 | 0 | 273.3807 | 0 | 0 | 0 | 0 | 273.5996 | 0 | 0 | 0 | 0 | 273.8185 | 0 | 0 | 0 | 0 | 273.9645 | 0 | 0 | 0 | 0 | 274.1834 | 0 | 0 | 0 | 0 | 274.3294 | 0 | 0 | 0 | 0 | 274.4753 | 0 | 0 | 0 | 0
2017-04-25 19:00 | 252.6621 | 0.75308 |  | 265.3116 | 0 | 0 | 0 | 0 | 272.7671 | 0 | 0 | 0 | 0 | 278.8671 | 0.0061536 | 0 | 0 | 0.012307 | 279.093 | 0.0066437 | 0 | 0 | 0.013287 | 279.2436 | 0.0069704 | 0 | 0 | 0.013941 | 279.4696 | 0.0074604 | 0 | 0 | 0.014921 | 279.6955 | 0.0079504 | 0 | 0 | 0.015901 | 279.9214 | 0.0084405 | 0 | 0 | 0.016881 | 280.2226 | 0.0090938 | 0 | 0 | 0.018188 | 280.4486 | 0.0095839 | 0 | 0 | 0.019168 | 280.5992 | 0.0099105 | 0 | 0 | 0.019821 | 280.8251 | 0.010401 | 0 | 0 | 0.020801 | 280.9757 | 0.010727 | 0 | 0 | 0.021455 | 281.2016 | 0.011217 | 0 | 0 | 0.022435 | 281.4276 | 0.011707 | 0 | 0 | 0.023415 | 281.5782 | 0.012034 | 0 | 0 | 0.024068 | 281.8041 | 0.012524 | 0 | 0 | 0.025048 | 282.03 | 0.013014 | 0 | 0 | 0.026028 | 282.1053 | 0.013177 | 0 | 0 | 0.026355 | 282.3313 | 0.013667 | 0 | 0 | 0.027335 | 282.5572 | 0.014157 | 0 | 0 | 0.028315 | 282.7078 | 0.014484 | 0 | 0 | 0.028968 | 282.9337 | 0.014974 | 0 | 0 | 0.029948 | 283.0844 | 0.015301 | 0 | 0 | 0.030602 | 283.235 | 0.015628 | 0 | 0 | 0.031255
2017-04-25 20:00 | 249.8778 | 0.74479 |  | 262.3879 | 0 | 0 | 0 | 0 | 269.7612 | 0 | 0 | 0 | 0 | 275.794 | 0 | 0 | 0 | 0 | 276.0174 | 0 | 0 | 0 | 0 | 276.1664 | 0.00029582 | 0 | 0 | 0.00059163 | 276.3898 | 0.00078045 | 0 | 0 | 0.0015609 | 276.6133 | 0.0012651 | 0 | 0 | 0.0025302 | 276.8367 | 0.0017497 | 0 | 0 | 0.0034994 | 277.1346 | 0.0023959 | 0 | 0 | 0.0047918 | 277.358 | 0.0028805 | 0 | 0 | 0.005761 | 277.507 | 0.0032036 | 0 | 0 | 0.0064072 | 277.7304 | 0.0036882 | 0 | 0 | 0.0073765 | 277.8794 | 0.0040113 | 0 | 0 | 0.0080227 | 278.1028 | 0.004496 | 0 | 0 | 0.0089919 | 278.3263 | 0.0049806 | 0 | 0 | 0.0099612 | 278.4752 | 0.0053037 | 0 | 0 | 0.010607 | 278.6987 | 0.0057883 | 0 | 0 | 0.011577 | 278.9221 | 0.0062729 | 0 | 0 | 0.012546 | 278.9966 | 0.0064345 | 0 | 0 | 0.012869 | 279.22 | 0.0069191 | 0 | 0 | 0.013838 | 279.4434 | 0.0074037 | 0 | 0 | 0.014807 | 279.5924 | 0.0077268 | 0 | 0 | 0.015454 | 279.8158 | 0.0082115 | 0 | 0 | 0.016423 | 279.9648 | 0.0085346 | 0 | 0 | 0.017069 | 280.1137 | 0.0088576 | 0 | 0 | 0.017715
2017-04-25 21:00 | 266.1445 | 0.79327 |  | 279.469 | 0.0074592 | 0 | 0 | 0.014918 | 287.3224 | 0.024493 | 0 | 0 | 0.048986 | 293.7478 | 0.03843 | 0 | 0 | 0.07686 | 293.9858 | 0.038946 | 0 | 0 | 0.077892 | 294.1445 | 0.03929 | 0 | 0 | 0.078581 | 294.3825 | 0.039806 | 0 | 0 | 0.079613 | 294.6204 | 0.040323 | 0 | 0 | 0.080645 | 294.8584 | 0.040839 | 0 | 0 | 0.081678 | 295.1757 | 0.041527 | 0 | 0 | 0.083054 | 295.4137 | 0.042043 | 0 | 0 | 0.084087 | 295.5724 | 0.042387 | 0 | 0 | 0.084775 | 295.8103 | 0.042904 | 0 | 0 | 0.085807 | 295.969 | 0.043248 | 0 | 0 | 0.086495 | 296.207 | 0.043764 | 0 | 0 | 0.087528 | 296.445 | 0.04428 | 0 | 0 | 0.08856 | 296.6036 | 0.044624 | 0 | 0 | 0.089248 | 296.8416 | 0.04514 | 0 | 0 | 0.090281 | 297.0796 | 0.045657 | 0 | 0 | 0.091313 | 297.1589 | 0.045829 | 0 | 0 | 0.091657 | 297.3969 | 0.046345 | 0 | 0 | 0.09269 | 297.6349 | 0.046861 | 0 | 0 | 0.093722 | 297.7935 | 0.047205 | 0 | 0 | 0.09441 | 298.0315 | 0.047721 | 0 | 0 | 0.095443 | 298.1902 | 0.048065 | 0 | 0 | 0.096131 | 298.3488 | 0.04841 | 0 | 0 | 0.096819
2017-04-25 22:00 | 273.5708 | 0.8154 |  | 287.2671 | 0.024373 | 0 | 0 | 0.048747 | 295.3396 | 0.041883 | 0 | 0 | 0.083765 | 301.9444 | 0.056208 | 0 | 0 | 0.11242 | 302.189 | 0.056739 | 0 | 0 | 0.11348 | 302.3521 | 0.057093 | 0 | 0 | 0.11419 | 302.5967 | 0.057623 | 0 | 0 | 0.11525 | 302.8413 | 0.058154 | 0 | 0 | 0.11631 | 303.0859 | 0.058684 | 0 | 0 | 0.11737 | 303.4121 | 0.059392 | 0 | 0 | 0.11878 | 303.6567 | 0.059922 | 0 | 0 | 0.11984 | 303.8198 | 0.060276 | 0 | 0 | 0.12055 | 304.0644 | 0.060807 | 0 | 0 | 0.12161 | 304.2275 | 0.06116 | 0 | 0 | 0.12232 | 304.4721 | 0.061691 | 0 | 0 | 0.12338 | 304.7168 | 0.062222 | 0 | 0 | 0.12444 | 304.8798 | 0.062575 | 0 | 0 | 0.12515 | 305.1245 | 0.063106 | 0 | 0 | 0.12621 | 305.3691 | 0.063636 | 0 | 0 | 0.12727 | 305.4506 | 0.063813 | 0 | 0 | 0.12763 | 305.6952 | 0.064344 | 0 | 0 | 0.12869 | 305.9399 | 0.064874 | 0 | 0 | 0.12975 | 306.1029 | 0.065228 | 0 | 0 | 0.13046 | 306.3476 | 0.065759 | 0 | 0 | 0.13152 | 306.5106 | 0.066113 | 0 | 0 | 0.13223 | 306.6737 | 0.066466 | 0 | 0 | 0.13293
2017-04-25 23:00 | 278.7427 | 0.83082 |  | 292.6979 | 0.036153 | 0 | 0 | 0.072305 | 300.923 | 0.053993 | 0 | 0 | 0.10799 | 307.6527 | 0.06859 | 0 | 0 | 0.13718 | 307.9019 | 0.06913 | 0 | 0 | 0.13826 | 308.0681 | 0.069491 | 0 | 0 | 0.13898 | 308.3173 | 0.070031 | 0 | 0 | 0.14006 | 308.5666 | 0.070572 | 0 | 0 | 0.14114 | 308.8158 | 0.071112 | 0 | 0 | 0.14222 | 309.1481 | 0.071833 | 0 | 0 | 0.14367 | 309.3974 | 0.072374 | 0 | 0 | 0.14475 | 309.5636 | 0.072734 | 0 | 0 | 0.14547 | 309.8128 | 0.073275 | 0 | 0 | 0.14655 | 309.979 | 0.073635 | 0 | 0 | 0.14727 | 310.2282 | 0.074176 | 0 | 0 | 0.14835 | 310.4775 | 0.074717 | 0 | 0 | 0.14943 | 310.6436 | 0.075077 | 0 | 0 | 0.15015 | 310.8929 | 0.075618 | 0 | 0 | 0.15124 | 311.1421 | 0.076158 | 0 | 0 | 0.15232 | 311.2252 | 0.076338 | 0 | 0 | 0.15268 | 311.4744 | 0.076879 | 0 | 0 | 0.15376 | 311.7237 | 0.07742 | 0 | 0 | 0.15484 | 311.8899 | 0.07778 | 0 | 0 | 0.15556 | 312.1391 | 0.078321 | 0 | 0 | 0.15664 | 312.3053 | 0.078681 | 0 | 0 | 0.15736 | 312.4714 | 0.079041 | 0 | 0 | 0.15808
2017-04-26 | 279.9218 | 0.83433 |  | 293.936 | 0.038838 | 0 | 0 | 0.077676 | 302.196 | 0.056754 | 0 | 0 | 0.11351 | 308.9541 | 0.071412 | 0 | 0 | 0.14282 | 309.2044 | 0.071955 | 0 | 0 | 0.14391 | 309.3712 | 0.072317 | 0 | 0 | 0.14463 | 309.6215 | 0.07286 | 0 | 0 | 0.14572 | 309.8718 | 0.073403 | 0 | 0 | 0.14681 | 310.1221 | 0.073946 | 0 | 0 | 0.14789 | 310.4559 | 0.07467 | 0 | 0 | 0.14934 | 310.7062 | 0.075213 | 0 | 0 | 0.15043 | 310.873 | 0.075575 | 0 | 0 | 0.15115 | 311.1233 | 0.076117 | 0 | 0 | 0.15223 | 311.2902 | 0.076479 | 0 | 0 | 0.15296 | 311.5405 | 0.077022 | 0 | 0 | 0.15404 | 311.7908 | 0.077565 | 0 | 0 | 0.15513 | 311.9577 | 0.077927 | 0 | 0 | 0.15585 | 312.208 | 0.07847 | 0 | 0 | 0.15694 | 312.4583 | 0.079013 | 0 | 0 | 0.15803 | 312.5417 | 0.079194 | 0 | 0 | 0.15839 | 312.792 | 0.079737 | 0 | 0 | 0.15947 | 313.0423 | 0.08028 | 0 | 0 | 0.16056 | 313.2092 | 0.080642 | 0 | 0 | 0.16128 | 313.4595 | 0.081185 | 0 | 0 | 0.16237 | 313.6263 | 0.081546 | 0 | 0 | 0.16309 | 313.7932 | 0.081908 | 0 | 0 | 0.16382
2017-04-26 01:00 | 284.5972 | 0.84827 |  | 298.8455 | 0.049487 | 0 | 0 | 0.098974 | 307.2434 | 0.067702 | 0 | 0 | 0.1354 | 314.1144 | 0.082605 | 0 | 0 | 0.16521 | 314.3688 | 0.083157 | 0 | 0 | 0.16631 | 314.5385 | 0.083525 | 0 | 0 | 0.16705 | 314.793 | 0.084077 | 0 | 0 | 0.16815 | 315.0475 | 0.084629 | 0 | 0 | 0.16926 | 315.3019 | 0.085181 | 0 | 0 | 0.17036 | 315.6412 | 0.085917 | 0 | 0 | 0.17183 | 315.8957 | 0.086469 | 0 | 0 | 0.17294 | 316.0654 | 0.086837 | 0 | 0 | 0.17367 | 316.3199 | 0.087389 | 0 | 0 | 0.17478 | 316.4895 | 0.087757 | 0 | 0 | 0.17551 | 316.744 | 0.088309 | 0 | 0 | 0.17662 | 316.9985 | 0.088861 | 0 | 0 | 0.17772 | 317.1681 | 0.089229 | 0 | 0 | 0.17846 | 317.4226 | 0.089781 | 0 | 0 | 0.17956 | 317.6771 | 0.090333 | 0 | 0 | 0.18067 | 317.7619 | 0.090517 | 0 | 0 | 0.18103 | 318.0164 | 0.091068 | 0 | 0 | 0.18214 | 318.2709 | 0.09162 | 0 | 0 | 0.18324 | 318.4405 | 0.091988 | 0 | 0 | 0.18398 | 318.695 | 0.09254 | 0 | 0 | 0.18508 | 318.8647 | 0.092908 | 0 | 0 | 0.18582 | 319.0343 | 0.093276 | 0 | 0 | 0.18655
2017-04-26 02:00 | 283.8109 | 0.84593 |  | 298.0198 | 0.047696 | 0 | 0 | 0.095392 | 306.3944 | 0.06586 | 0 | 0 | 0.13172 | 313.2465 | 0.080722 | 0 | 0 | 0.16144 | 313.5002 | 0.081273 | 0 | 0 | 0.16255 | 313.6694 | 0.08164 | 0 | 0 | 0.16328 | 313.9232 | 0.08219 | 0 | 0 | 0.16438 | 314.177 | 0.082741 | 0 | 0 | 0.16548 | 314.4307 | 0.083291 | 0 | 0 | 0.16658 | 314.7691 | 0.084025 | 0 | 0 | 0.16805 | 315.0229 | 0.084576 | 0 | 0 | 0.16915 | 315.1921 | 0.084943 | 0 | 0 | 0.16989 | 315.4459 | 0.085493 | 0 | 0 | 0.17099 | 315.615 | 0.08586 | 0 | 0 | 0.17172 | 315.8688 | 0.08641 | 0 | 0 | 0.17282 | 316.1226 | 0.086961 | 0 | 0 | 0.17392 | 316.2918 | 0.087328 | 0 | 0 | 0.17466 | 316.5456 | 0.087878 | 0 | 0 | 0.17576 | 316.7993 | 0.088429 | 0 | 0 | 0.17686 | 316.8839 | 0.088612 | 0 | 0 | 0.17722 | 317.1377 | 0.089163 | 0 | 0 | 0.17833 | 317.3915 | 0.089713 | 0 | 0 | 0.17943 | 317.5607 | 0.09008 | 0 | 0 | 0.18016 | 317.8145 | 0.09063 | 0 | 0 | 0.18126 | 317.9836 | 0.090997 | 0 | 0 | 0.18199 | 318.1528 | 0.091364 | 0 | 0 | 0.18273
2017-04-26 03:00 | 285.1657 | 0.84996 |  | 299.4424 | 0.050782 | 0 | 0 | 0.10156 | 307.8571 | 0.069033 | 0 | 0 | 0.13807 | 314.7418 | 0.083966 | 0 | 0 | 0.16793 | 314.9968 | 0.084519 | 0 | 0 | 0.16904 | 315.1667 | 0.084888 | 0 | 0 | 0.16978 | 315.4217 | 0.085441 | 0 | 0 | 0.17088 | 315.6767 | 0.085994 | 0 | 0 | 0.17199 | 315.9317 | 0.086547 | 0 | 0 | 0.17309 | 316.2717 | 0.087284 | 0 | 0 | 0.17457 | 316.5267 | 0.087837 | 0 | 0 | 0.17567 | 316.6967 | 0.088206 | 0 | 0 | 0.17641 | 316.9517 | 0.088759 | 0 | 0 | 0.17752 | 317.1217 | 0.089128 | 0 | 0 | 0.17826 | 317.3767 | 0.089681 | 0 | 0 | 0.17936 | 317.6316 | 0.090234 | 0 | 0 | 0.18047 | 317.8016 | 0.090603 | 0 | 0 | 0.18121 | 318.0566 | 0.091156 | 0 | 0 | 0.18231 | 318.3116 | 0.091709 | 0 | 0 | 0.18342 | 318.3966 | 0.091893 | 0 | 0 | 0.18379 | 318.6516 | 0.092446 | 0 | 0 | 0.18489 | 318.9066 | 0.092999 | 0 | 0 | 0.186 | 319.0766 | 0.093368 | 0 | 0 | 0.18674 | 319.3316 | 0.093921 | 0 | 0 | 0.18784 | 319.5016 | 0.09429 | 0 | 0 | 0.18858 | 319.6716 | 0.094659 | 0 | 0 | 0.18932
2017-04-26 04:00 | 287.9827 | 0.85836 |  | 302.4004 | 0.057197 | 0 | 0 | 0.11439 | 310.8982 | 0.075629 | 0 | 0 | 0.15126 | 317.8509 | 0.09071 | 0 | 0 | 0.18142 | 318.1084 | 0.091268 | 0 | 0 | 0.18254 | 318.2801 | 0.09164 | 0 | 0 | 0.18328 | 318.5376 | 0.092199 | 0 | 0 | 0.1844 | 318.7951 | 0.092758 | 0 | 0 | 0.18552 | 319.0526 | 0.093316 | 0 | 0 | 0.18663 | 319.396 | 0.094061 | 0 | 0 | 0.18812 | 319.6535 | 0.094619 | 0 | 0 | 0.18924 | 319.8252 | 0.094992 | 0 | 0 | 0.18998 | 320.0827 | 0.09555 | 0 | 0 | 0.1911 | 320.2543 | 0.095923 | 0 | 0 | 0.19185 | 320.5118 | 0.096481 | 0 | 0 | 0.19296 | 320.7694 | 0.09704 | 0 | 0 | 0.19408 | 320.941 | 0.097412 | 0 | 0 | 0.19482 | 321.1985 | 0.097971 | 0 | 0 | 0.19594 | 321.456 | 0.098529 | 0 | 0 | 0.19706 | 321.5419 | 0.098715 | 0 | 0 | 0.19743 | 321.7994 | 0.099274 | 0 | 0 | 0.19855 | 322.0569 | 0.099832 | 0 | 0 | 0.19966 | 322.2286 | 0.1002 | 0 | 0 | 0.20041 | 322.4861 | 0.10076 | 0 | 0 | 0.20153 | 322.6577 | 0.10114 | 0 | 0 | 0.20227 | 322.8294 | 0.10151 | 0 | 0 | 0.20302
2017-04-26 05:00 | 283.8055 | 0.84591 |  | 298.0142 | 0.047684 | 0 | 0 | 0.095367 | 306.3887 | 0.065848 | 0 | 0 | 0.1317 | 313.2406 | 0.08071 | 0 | 0 | 0.16142 | 313.4943 | 0.08126 | 0 | 0 | 0.16252 | 313.6635 | 0.081627 | 0 | 0 | 0.16325 | 313.9173 | 0.082178 | 0 | 0 | 0.16436 | 314.1711 | 0.082728 | 0 | 0 | 0.16546 | 314.4248 | 0.083278 | 0 | 0 | 0.16656 | 314.7632 | 0.084012 | 0 | 0 | 0.16802 | 315.017 | 0.084563 | 0 | 0 | 0.16913 | 315.1862 | 0.08493 | 0 | 0 | 0.16986 | 315.4399 | 0.08548 | 0 | 0 | 0.17096 | 315.6091 | 0.085847 | 0 | 0 | 0.17169 | 315.8629 | 0.086398 | 0 | 0 | 0.1728 | 316.1167 | 0.086948 | 0 | 0 | 0.1739 | 316.2859 | 0.087315 | 0 | 0 | 0.17463 | 316.5396 | 0.087865 | 0 | 0 | 0.17573 | 316.7934 | 0.088416 | 0 | 0 | 0.17683 | 316.878 | 0.088599 | 0 | 0 | 0.1772 | 317.1318 | 0.08915 | 0 | 0 | 0.1783 | 317.3855 | 0.0897 | 0 | 0 | 0.1794 | 317.5547 | 0.090067 | 0 | 0 | 0.18013 | 317.8085 | 0.090618 | 0 | 0 | 0.18124 | 317.9777 | 0.090984 | 0 | 0 | 0.18197 | 318.1469 | 0.091351 | 0 | 0 | 0.1827
2017-04-26 06:00 | 289.8143 | 0.86382 |  | 304.3238 | 0.061369 | 0 | 0 | 0.12274 | 312.8756 | 0.079918 | 0 | 0 | 0.15984 | 319.8725 | 0.095094 | 0 | 0 | 0.19019 | 320.1317 | 0.095657 | 0 | 0 | 0.19131 | 320.3044 | 0.096031 | 0 | 0 | 0.19206 | 320.5636 | 0.096593 | 0 | 0 | 0.19319 | 320.8227 | 0.097155 | 0 | 0 | 0.19431 | 321.0819 | 0.097717 | 0 | 0 | 0.19543 | 321.4274 | 0.098467 | 0 | 0 | 0.19693 | 321.6865 | 0.099029 | 0 | 0 | 0.19806 | 321.8593 | 0.099404 | 0 | 0 | 0.19881 | 322.1184 | 0.099966 | 0 | 0 | 0.19993 | 322.2912 | 0.10034 | 0 | 0 | 0.20068 | 322.5504 | 0.1009 | 0 | 0 | 0.20181 | 322.8095 | 0.10146 | 0 | 0 | 0.20293 | 322.9823 | 0.10184 | 0 | 0 | 0.20368 | 323.2414 | 0.1024 | 0 | 0 | 0.2048 | 323.5006 | 0.10296 | 0 | 0 | 0.20593 | 323.5869 | 0.10315 | 0 | 0 | 0.2063 | 323.8461 | 0.10371 | 0 | 0 | 0.20743 | 324.1052 | 0.10428 | 0 | 0 | 0.20855 | 324.278 | 0.10465 | 0 | 0 | 0.2093 | 324.5371 | 0.10521 | 0 | 0 | 0.21042 | 324.7099 | 0.10559 | 0 | 0 | 0.21117 | 324.8827 | 0.10596 | 0 | 0 | 0.21192
2017-04-26 07:00 | 278.9806 | 0.83153 |  | 292.9476 | 0.036694 | 0 | 0 | 0.073389 | 301.1798 | 0.05455 | 0 | 0 | 0.1091 | 307.9152 | 0.069159 | 0 | 0 | 0.13832 | 308.1646 | 0.0697 | 0 | 0 | 0.1394 | 308.3309 | 0.070061 | 0 | 0 | 0.14012 | 308.5804 | 0.070602 | 0 | 0 | 0.1412 | 308.8298 | 0.071143 | 0 | 0 | 0.14229 | 309.0793 | 0.071684 | 0 | 0 | 0.14337 | 309.4119 | 0.072405 | 0 | 0 | 0.14481 | 309.6614 | 0.072946 | 0 | 0 | 0.14589 | 309.8277 | 0.073307 | 0 | 0 | 0.14661 | 310.0771 | 0.073848 | 0 | 0 | 0.1477 | 310.2434 | 0.074209 | 0 | 0 | 0.14842 | 310.4929 | 0.07475 | 0 | 0 | 0.1495 | 310.7424 | 0.075291 | 0 | 0 | 0.15058 | 310.9087 | 0.075652 | 0 | 0 | 0.1513 | 311.1581 | 0.076193 | 0 | 0 | 0.15239 | 311.4076 | 0.076734 | 0 | 0 | 0.15347 | 311.4907 | 0.076914 | 0 | 0 | 0.15383 | 311.7402 | 0.077455 | 0 | 0 | 0.15491 | 311.9896 | 0.077996 | 0 | 0 | 0.15599 | 312.156 | 0.078357 | 0 | 0 | 0.15671 | 312.4054 | 0.078898 | 0 | 0 | 0.1578 | 312.5717 | 0.079259 | 0 | 0 | 0.15852 | 312.738 | 0.07962 | 0 | 0 | 0.15924
2017-04-26 08:00 | 279.8494 | 0.83412 |  | 293.86 | 0.038673 | 0 | 0 | 0.077347 | 302.1178 | 0.056584 | 0 | 0 | 0.11317 | 308.8741 | 0.071239 | 0 | 0 | 0.14248 | 309.1244 | 0.071782 | 0 | 0 | 0.14356 | 309.2912 | 0.072144 | 0 | 0 | 0.14429 | 309.5414 | 0.072686 | 0 | 0 | 0.14537 | 309.7917 | 0.073229 | 0 | 0 | 0.14646 | 310.0419 | 0.073772 | 0 | 0 | 0.14754 | 310.3755 | 0.074495 | 0 | 0 | 0.14899 | 310.6258 | 0.075038 | 0 | 0 | 0.15008 | 310.7926 | 0.0754 | 0 | 0 | 0.1508 | 311.0428 | 0.075943 | 0 | 0 | 0.15189 | 311.2097 | 0.076305 | 0 | 0 | 0.15261 | 311.4599 | 0.076847 | 0 | 0 | 0.15369 | 311.7101 | 0.07739 | 0 | 0 | 0.15478 | 311.877 | 0.077752 | 0 | 0 | 0.1555 | 312.1272 | 0.078295 | 0 | 0 | 0.15659 | 312.3774 | 0.078838 | 0 | 0 | 0.15768 | 312.4608 | 0.079018 | 0 | 0 | 0.15804 | 312.7111 | 0.079561 | 0 | 0 | 0.15912 | 312.9613 | 0.080104 | 0 | 0 | 0.16021 | 313.1281 | 0.080466 | 0 | 0 | 0.16093 | 313.3784 | 0.081009 | 0 | 0 | 0.16202 | 313.5452 | 0.08137 | 0 | 0 | 0.16274 | 313.712 | 0.081732 | 0 | 0 | 0.16346
2017-04-26 09:00 | 288.4196 | 0.85966 |  | 302.8592 | 0.058193 | 0 | 0 | 0.11639 | 311.3699 | 0.076652 | 0 | 0 | 0.1533 | 318.3331 | 0.091755 | 0 | 0 | 0.18351 | 318.591 | 0.092315 | 0 | 0 | 0.18463 | 318.763 | 0.092688 | 0 | 0 | 0.18538 | 319.0209 | 0.093247 | 0 | 0 | 0.18649 | 319.2788 | 0.093807 | 0 | 0 | 0.18761 | 319.5367 | 0.094366 | 0 | 0 | 0.18873 | 319.8805 | 0.095112 | 0 | 0 | 0.19022 | 320.1384 | 0.095671 | 0 | 0 | 0.19134 | 320.3104 | 0.096044 | 0 | 0 | 0.19209 | 320.5683 | 0.096603 | 0 | 0 | 0.19321 | 320.7402 | 0.096976 | 0 | 0 | 0.19395 | 320.9981 | 0.097536 | 0 | 0 | 0.19507 | 321.256 | 0.098095 | 0 | 0 | 0.19619 | 321.4279 | 0.098468 | 0 | 0 | 0.19694 | 321.6858 | 0.099027 | 0 | 0 | 0.19805 | 321.9437 | 0.099587 | 0 | 0 | 0.19917 | 322.0297 | 0.099773 | 0 | 0 | 0.19955 | 322.2876 | 0.10033 | 0 | 0 | 0.20067 | 322.5455 | 0.10089 | 0 | 0 | 0.20178 | 322.7174 | 0.10126 | 0 | 0 | 0.20253 | 322.9753 | 0.10182 | 0 | 0 | 0.20365 | 323.1472 | 0.1022 | 0 | 0 | 0.20439 | 323.3192 | 0.10257 | 0 | 0 | 0.20514
2017-04-26 10:00 | 273.6931 | 0.81577 |  | 287.3955 | 0.024652 | 0 | 0 | 0.049304 | 295.4716 | 0.042169 | 0 | 0 | 0.084338 | 302.0794 | 0.056501 | 0 | 0 | 0.113 | 302.3241 | 0.057032 | 0 | 0 | 0.11406 | 302.4873 | 0.057386 | 0 | 0 | 0.11477 | 302.732 | 0.057917 | 0 | 0 | 0.11583 | 302.9767 | 0.058447 | 0 | 0 | 0.11689 | 303.2214 | 0.058978 | 0 | 0 | 0.11796 | 303.5478 | 0.059686 | 0 | 0 | 0.11937 | 303.7925 | 0.060217 | 0 | 0 | 0.12043 | 303.9556 | 0.060571 | 0 | 0 | 0.12114 | 304.2004 | 0.061102 | 0 | 0 | 0.1222 | 304.3635 | 0.061455 | 0 | 0 | 0.12291 | 304.6083 | 0.061986 | 0 | 0 | 0.12397 | 304.853 | 0.062517 | 0 | 0 | 0.12503 | 305.0161 | 0.062871 | 0 | 0 | 0.12574 | 305.2609 | 0.063402 | 0 | 0 | 0.1268 | 305.5056 | 0.063933 | 0 | 0 | 0.12787 | 305.5872 | 0.06411 | 0 | 0 | 0.12822 | 305.8319 | 0.06464 | 0 | 0 | 0.12928 | 306.0766 | 0.065171 | 0 | 0 | 0.13034 | 306.2398 | 0.065525 | 0 | 0 | 0.13105 | 306.4845 | 0.066056 | 0 | 0 | 0.13211 | 306.6477 | 0.06641 | 0 | 0 | 0.13282 | 306.8108 | 0.066764 | 0 | 0 | 0.13353
2017-04-26 11:00 | 274.7391 | 0.81889 |  | 288.4938 | 0.027034 | 0 | 0 | 0.054068 | 296.6008 | 0.044618 | 0 | 0 | 0.089236 | 303.2337 | 0.059005 | 0 | 0 | 0.11801 | 303.4794 | 0.059538 | 0 | 0 | 0.11908 | 303.6432 | 0.059893 | 0 | 0 | 0.11979 | 303.8889 | 0.060426 | 0 | 0 | 0.12085 | 304.1345 | 0.060959 | 0 | 0 | 0.12192 | 304.3802 | 0.061492 | 0 | 0 | 0.12298 | 304.7077 | 0.062202 | 0 | 0 | 0.1244 | 304.9534 | 0.062735 | 0 | 0 | 0.12547 | 305.1172 | 0.06309 | 0 | 0 | 0.12618 | 305.3629 | 0.063623 | 0 | 0 | 0.12725 | 305.5266 | 0.063978 | 0 | 0 | 0.12796 | 305.7723 | 0.064511 | 0 | 0 | 0.12902 | 306.018 | 0.065044 | 0 | 0 | 0.13009 | 306.1817 | 0.065399 | 0 | 0 | 0.1308 | 306.4274 | 0.065932 | 0 | 0 | 0.13186 | 306.6731 | 0.066465 | 0 | 0 | 0.13293 | 306.755 | 0.066642 | 0 | 0 | 0.13328 | 307.0006 | 0.067175 | 0 | 0 | 0.13435 | 307.2463 | 0.067708 | 0 | 0 | 0.13542 | 307.4101 | 0.068063 | 0 | 0 | 0.13613 | 307.6557 | 0.068596 | 0 | 0 | 0.13719 | 307.8195 | 0.068951 | 0 | 0 | 0.1379 | 307.9833 | 0.069307 | 0 | 0 | 0.13861
2017-04-26 12:00 | 272.666 | 0.81271 |  | 286.3169 | 0.022312 | 0 | 0 | 0.044625 | 294.3627 | 0.039764 | 0 | 0 | 0.079527 | 300.9456 | 0.054042 | 0 | 0 | 0.10808 | 301.1895 | 0.054571 | 0 | 0 | 0.10914 | 301.352 | 0.054923 | 0 | 0 | 0.10985 | 301.5958 | 0.055452 | 0 | 0 | 0.1109 | 301.8396 | 0.055981 | 0 | 0 | 0.11196 | 302.0834 | 0.05651 | 0 | 0 | 0.11302 | 302.4085 | 0.057215 | 0 | 0 | 0.11443 | 302.6523 | 0.057744 | 0 | 0 | 0.11549 | 302.8149 | 0.058096 | 0 | 0 | 0.11619 | 303.0587 | 0.058625 | 0 | 0 | 0.11725 | 303.2212 | 0.058978 | 0 | 0 | 0.11796 | 303.465 | 0.059507 | 0 | 0 | 0.11901 | 303.7089 | 0.060035 | 0 | 0 | 0.12007 | 303.8714 | 0.060388 | 0 | 0 | 0.12078 | 304.1152 | 0.060917 | 0 | 0 | 0.12183 | 304.359 | 0.061446 | 0 | 0 | 0.12289 | 304.4403 | 0.061622 | 0 | 0 | 0.12324 | 304.6841 | 0.062151 | 0 | 0 | 0.1243 | 304.9279 | 0.06268 | 0 | 0 | 0.12536 | 305.0905 | 0.063032 | 0 | 0 | 0.12606 | 305.3343 | 0.063561 | 0 | 0 | 0.12712 | 305.4968 | 0.063914 | 0 | 0 | 0.12783 | 305.6594 | 0.064266 | 0 | 0 | 0.12853
2017-04-26 13:00 | 267.3425 | 0.79684 |  | 280.7269 | 0.010188 | 0 | 0 | 0.020375 | 288.6157 | 0.027298 | 0 | 0 | 0.054597 | 295.0701 | 0.041298 | 0 | 0 | 0.082596 | 295.3091 | 0.041816 | 0 | 0 | 0.083633 | 295.4685 | 0.042162 | 0 | 0 | 0.084324 | 295.7075 | 0.042681 | 0 | 0 | 0.085361 | 295.9466 | 0.043199 | 0 | 0 | 0.086398 | 296.1857 | 0.043718 | 0 | 0 | 0.087435 | 296.5044 | 0.044409 | 0 | 0 | 0.088818 | 296.7434 | 0.044927 | 0 | 0 | 0.089855 | 296.9028 | 0.045273 | 0 | 0 | 0.090546 | 297.1419 | 0.045792 | 0 | 0 | 0.091583 | 297.3012 | 0.046137 | 0 | 0 | 0.092275 | 297.5403 | 0.046656 | 0 | 0 | 0.093312 | 297.7793 | 0.047174 | 0 | 0 | 0.094349 | 297.9387 | 0.04752 | 0 | 0 | 0.09504 | 298.1778 | 0.048038 | 0 | 0 | 0.096077 | 298.4168 | 0.048557 | 0 | 0 | 0.097114 | 298.4965 | 0.04873 | 0 | 0 | 0.09746 | 298.7355 | 0.049248 | 0 | 0 | 0.098497 | 298.9746 | 0.049767 | 0 | 0 | 0.099534 | 299.134 | 0.050112 | 0 | 0 | 0.10022 | 299.373 | 0.050631 | 0 | 0 | 0.10126 | 299.5324 | 0.050977 | 0 | 0 | 0.10195 | 299.6917 | 0.051322 | 0 | 0 | 0.10264
2017-04-26 14:00 | 265.9827 | 0.79279 |  | 279.299 | 0.0070906 | 0 | 0 | 0.014181 | 287.1476 | 0.024114 | 0 | 0 | 0.048228 | 293.5692 | 0.038043 | 0 | 0 | 0.076085 | 293.8071 | 0.038558 | 0 | 0 | 0.077117 | 293.9656 | 0.038902 | 0 | 0 | 0.077805 | 294.2034 | 0.039418 | 0 | 0 | 0.078836 | 294.4413 | 0.039934 | 0 | 0 | 0.079868 | 294.6791 | 0.04045 | 0 | 0 | 0.0809 | 294.9962 | 0.041138 | 0 | 0 | 0.082276 | 295.2341 | 0.041654 | 0 | 0 | 0.083307 | 295.3926 | 0.041998 | 0 | 0 | 0.083995 | 295.6305 | 0.042513 | 0 | 0 | 0.085027 | 295.789 | 0.042857 | 0 | 0 | 0.085715 | 296.0269 | 0.043373 | 0 | 0 | 0.086746 | 296.2647 | 0.043889 | 0 | 0 | 0.087778 | 296.4233 | 0.044233 | 0 | 0 | 0.088466 | 296.6611 | 0.044749 | 0 | 0 | 0.089498 | 296.8989 | 0.045265 | 0 | 0 | 0.090529 | 296.9782 | 0.045437 | 0 | 0 | 0.090873 | 297.216 | 0.045953 | 0 | 0 | 0.091905 | 297.4539 | 0.046468 | 0 | 0 | 0.092937 | 297.6124 | 0.046812 | 0 | 0 | 0.093625 | 297.8503 | 0.047328 | 0 | 0 | 0.094656 | 298.0088 | 0.047672 | 0 | 0 | 0.095344 | 298.1674 | 0.048016 | 0 | 0 | 0.096032
2017-04-26 15:00 | 265.0769 | 0.79009 |  | 278.3479 | 0.0050276 | 0 | 0 | 0.010055 | 286.1698 | 0.021993 | 0 | 0 | 0.043986 | 292.5695 | 0.035874 | 0 | 0 | 0.071748 | 292.8065 | 0.036388 | 0 | 0 | 0.072777 | 292.9645 | 0.036731 | 0 | 0 | 0.073462 | 293.2016 | 0.037245 | 0 | 0 | 0.07449 | 293.4386 | 0.037759 | 0 | 0 | 0.075518 | 293.6756 | 0.038273 | 0 | 0 | 0.076547 | 293.9917 | 0.038959 | 0 | 0 | 0.077918 | 294.2287 | 0.039473 | 0 | 0 | 0.078946 | 294.3867 | 0.039816 | 0 | 0 | 0.079631 | 294.6237 | 0.04033 | 0 | 0 | 0.08066 | 294.7817 | 0.040673 | 0 | 0 | 0.081345 | 295.0188 | 0.041187 | 0 | 0 | 0.082373 | 295.2558 | 0.041701 | 0 | 0 | 0.083401 | 295.4138 | 0.042043 | 0 | 0 | 0.084087 | 295.6508 | 0.042558 | 0 | 0 | 0.085115 | 295.8879 | 0.043072 | 0 | 0 | 0.086143 | 295.9669 | 0.043243 | 0 | 0 | 0.086486 | 296.2039 | 0.043757 | 0 | 0 | 0.087514 | 296.4409 | 0.044271 | 0 | 0 | 0.088543 | 296.5989 | 0.044614 | 0 | 0 | 0.089228 | 296.836 | 0.045128 | 0 | 0 | 0.090256 | 296.994 | 0.045471 | 0 | 0 | 0.090942 | 297.152 | 0.045814 | 0 | 0 | 0.091627
2017-04-26 16:00 | 246.2555 | 0.73399 |  | 258.5842 | 0 | 0 | 0 | 0 | 265.8507 | 0 | 0 | 0 | 0 | 271.796 | 0 | 0 | 0 | 0 | 272.0162 | 0 | 0 | 0 | 0 | 272.163 | 0 | 0 | 0 | 0 | 272.3832 | 0 | 0 | 0 | 0 | 272.6034 | 0 | 0 | 0 | 0 | 272.8235 | 0 | 0 | 0 | 0 | 273.1171 | 0 | 0 | 0 | 0 | 273.3373 | 0 | 0 | 0 | 0 | 273.4841 | 0 | 0 | 0 | 0 | 273.7043 | 0 | 0 | 0 | 0 | 273.8511 | 0 | 0 | 0 | 0 | 274.0713 | 0 | 0 | 0 | 0 | 274.2915 | 0 | 0 | 0 | 0 | 274.4383 | 0 | 0 | 0 | 0 | 274.6585 | 0 | 0 | 0 | 0 | 274.8787 | 0 | 0 | 0 | 0 | 274.9521 | 0 | 0 | 0 | 0 | 275.1723 | 0 | 0 | 0 | 0 | 275.3925 | 0 | 0 | 0 | 0 | 275.5393 | 0 | 0 | 0 | 0 | 275.7595 | 0 | 0 | 0 | 0 | 275.9063 | 0 | 0 | 0 | 0 | 276.0531 | 5.0101e-05 | 0 | 0 | 0.0001002
2017-04-26 17:00 | 239.7296 | 0.71454 |  | 251.7316 | 0 | 0 | 0 | 0 | 258.8055 | 0 | 0 | 0 | 0 | 264.5932 | 0 | 0 | 0 | 0 | 264.8076 | 0 | 0 | 0 | 0 | 264.9505 | 0 | 0 | 0 | 0 | 265.1649 | 0 | 0 | 0 | 0 | 265.3792 | 0 | 0 | 0 | 0 | 265.5936 | 0 | 0 | 0 | 0 | 265.8794 | 0 | 0 | 0 | 0 | 266.0938 | 0 | 0 | 0 | 0 | 266.2367 | 0 | 0 | 0 | 0 | 266.451 | 0 | 0 | 0 | 0 | 266.5939 | 0 | 0 | 0 | 0 | 266.8083 | 0 | 0 | 0 | 0 | 267.0227 | 0 | 0 | 0 | 0 | 267.1656 | 0 | 0 | 0 | 0 | 267.3799 | 0 | 0 | 0 | 0 | 267.5943 | 0 | 0 | 0 | 0 | 267.6657 | 0 | 0 | 0 | 0 | 267.8801 | 0 | 0 | 0 | 0 | 268.0945 | 0 | 0 | 0 | 0 | 268.2374 | 0 | 0 | 0 | 0 | 268.4517 | 0 | 0 | 0 | 0 | 268.5946 | 0 | 0 | 0 | 0 | 268.7375 | 0 | 0 | 0 | 0
2017-04-26 18:00 | 235.5151 | 0.70198 |  | 247.3061 | 0 | 0 | 0 | 0 | 254.2557 | 0 | 0 | 0 | 0 | 259.9417 | 0 | 0 | 0 | 0 | 260.1523 | 0 | 0 | 0 | 0 | 260.2927 | 0 | 0 | 0 | 0 | 260.5033 | 0 | 0 | 0 | 0 | 260.7139 | 0 | 0 | 0 | 0 | 260.9244 | 0 | 0 | 0 | 0 | 261.2052 | 0 | 0 | 0 | 0 | 261.4158 | 0 | 0 | 0 | 0 | 261.5562 | 0 | 0 | 0 | 0 | 261.7668 | 0 | 0 | 0 | 0 | 261.9072 | 0 | 0 | 0 | 0 | 262.1178 | 0 | 0 | 0 | 0 | 262.3284 | 0 | 0 | 0 | 0 | 262.4688 | 0 | 0 | 0 | 0 | 262.6794 | 0 | 0 | 0 | 0 | 262.89 | 0 | 0 | 0 | 0 | 262.9602 | 0 | 0 | 0 | 0 | 263.1708 | 0 | 0 | 0 | 0 | 263.3814 | 0 | 0 | 0 | 0 | 263.5218 | 0 | 0 | 0 | 0 | 263.7323 | 0 | 0 | 0 | 0 | 263.8727 | 0 | 0 | 0 | 0 | 264.0131 | 0 | 0 | 0 | 0
2017-04-26 19:00 | 248.1279 | 0.73957 |  | 260.5504 | 0 | 0 | 0 | 0 | 267.8721 | 0 | 0 | 0 | 0 | 273.8626 | 0 | 0 | 0 | 0 | 274.0845 | 0 | 0 | 0 | 0 | 274.2324 | 0 | 0 | 0 | 0 | 274.4543 | 0 | 0 | 0 | 0 | 274.6762 | 0 | 0 | 0 | 0 | 274.898 | 0 | 0 | 0 | 0 | 275.1939 | 0 | 0 | 0 | 0 | 275.4157 | 0 | 0 | 0 | 0 | 275.5636 | 0 | 0 | 0 | 0 | 275.7855 | 0 | 0 | 0 | 0 | 275.9334 | 0 | 0 | 0 | 0 | 276.1553 | 0.00027176 | 0 | 0 | 0.00054352 | 276.3772 | 0.000753 | 0 | 0 | 0.001506 | 276.5251 | 0.0010738 | 0 | 0 | 0.0021476 | 276.7469 | 0.0015551 | 0 | 0 | 0.0031101 | 276.9688 | 0.0020363 | 0 | 0 | 0.0040726 | 277.0428 | 0.0021967 | 0 | 0 | 0.0043934 | 277.2646 | 0.002678 | 0 | 0 | 0.0053559 | 277.4865 | 0.0031592 | 0 | 0 | 0.0063184 | 277.6344 | 0.00348 | 0 | 0 | 0.00696 | 277.8563 | 0.0039613 | 0 | 0 | 0.0079225 | 278.0042 | 0.0042821 | 0 | 0 | 0.0085642 | 278.1521 | 0.0046029 | 0 | 0 | 0.0092058
2017-04-26 20:00 | 246.6055 | 0.73503 |  | 258.9518 | 0 | 0 | 0 | 0 | 266.2286 | 0 | 0 | 0 | 0 | 272.1823 | 0 | 0 | 0 | 0 | 272.4028 | 0 | 0 | 0 | 0 | 272.5499 | 0 | 0 | 0 | 0 | 272.7704 | 0 | 0 | 0 | 0 | 272.9909 | 0 | 0 | 0 | 0 | 273.2114 | 0 | 0 | 0 | 0 | 273.5054 | 0 | 0 | 0 | 0 | 273.7259 | 0 | 0 | 0 | 0 | 273.8729 | 0 | 0 | 0 | 0 | 274.0934 | 0 | 0 | 0 | 0 | 274.2404 | 0 | 0 | 0 | 0 | 274.4609 | 0 | 0 | 0 | 0 | 274.6814 | 0 | 0 | 0 | 0 | 274.8285 | 0 | 0 | 0 | 0 | 275.049 | 0 | 0 | 0 | 0 | 275.2695 | 0 | 0 | 0 | 0 | 275.343 | 0 | 0 | 0 | 0 | 275.5635 | 0 | 0 | 0 | 0 | 275.784 | 0 | 0 | 0 | 0 | 275.931 | 0 | 0 | 0 | 0 | 276.1515 | 0.00026355 | 0 | 0 | 0.0005271 | 276.2985 | 0.00058241 | 0 | 0 | 0.0011648 | 276.4455 | 0.00090126 | 0 | 0 | 0.0018025
2017-04-26 21:00 | 251.8565 | 0.75068 |  | 264.4656 | 0 | 0 | 0 | 0 | 271.8974 | 0 | 0 | 0 | 0 | 277.9779 | 0.004225 | 0 | 0 | 0.00845 | 278.2031 | 0.0047135 | 0 | 0 | 0.009427 | 278.3532 | 0.0050391 | 0 | 0 | 0.010078 | 278.5785 | 0.0055276 | 0 | 0 | 0.011055 | 278.8037 | 0.0060161 | 0 | 0 | 0.012032 | 279.0289 | 0.0065045 | 0 | 0 | 0.013009 | 279.3291 | 0.0071558 | 0 | 0 | 0.014312 | 279.5543 | 0.0076443 | 0 | 0 | 0.015289 | 279.7045 | 0.0079699 | 0 | 0 | 0.01594 | 279.9297 | 0.0084584 | 0 | 0 | 0.016917 | 280.0798 | 0.0087841 | 0 | 0 | 0.017568 | 280.305 | 0.0092725 | 0 | 0 | 0.018545 | 280.5302 | 0.009761 | 0 | 0 | 0.019522 | 280.6804 | 0.010087 | 0 | 0 | 0.020173 | 280.9056 | 0.010575 | 0 | 0 | 0.02115 | 281.1308 | 0.011064 | 0 | 0 | 0.022127 | 281.2058 | 0.011226 | 0 | 0 | 0.022453 | 281.431 | 0.011715 | 0 | 0 | 0.02343 | 281.6563 | 0.012203 | 0 | 0 | 0.024407 | 281.8064 | 0.012529 | 0 | 0 | 0.025058 | 282.0316 | 0.013017 | 0 | 0 | 0.026035 | 282.1817 | 0.013343 | 0 | 0 | 0.026686 | 282.3319 | 0.013669 | 0 | 0 | 0.027338
2017-04-26 22:00 | 264.6678 | 0.78887 |  | 277.9183 | 0.0040957 | 0 | 0 | 0.0081914 | 285.7281 | 0.021035 | 0 | 0 | 0.04207 | 292.1179 | 0.034895 | 0 | 0 | 0.069789 | 292.3546 | 0.035408 | 0 | 0 | 0.070816 | 292.5124 | 0.03575 | 0 | 0 | 0.0715 | 292.749 | 0.036264 | 0 | 0 | 0.072527 | 292.9857 | 0.036777 | 0 | 0 | 0.073554 | 293.2223 | 0.03729 | 0 | 0 | 0.07458 | 293.5379 | 0.037975 | 0 | 0 | 0.075949 | 293.7745 | 0.038488 | 0 | 0 | 0.076976 | 293.9323 | 0.03883 | 0 | 0 | 0.07766 | 294.169 | 0.039343 | 0 | 0 | 0.078687 | 294.3267 | 0.039686 | 0 | 0 | 0.079371 | 294.5634 | 0.040199 | 0 | 0 | 0.080398 | 294.8001 | 0.040712 | 0 | 0 | 0.081425 | 294.9578 | 0.041054 | 0 | 0 | 0.082109 | 295.1945 | 0.041568 | 0 | 0 | 0.083136 | 295.4312 | 0.042081 | 0 | 0 | 0.084162 | 295.5101 | 0.042252 | 0 | 0 | 0.084504 | 295.7467 | 0.042766 | 0 | 0 | 0.085531 | 295.9834 | 0.043279 | 0 | 0 | 0.086558 | 296.1411 | 0.043621 | 0 | 0 | 0.087242 | 296.3778 | 0.044134 | 0 | 0 | 0.088269 | 296.5356 | 0.044477 | 0 | 0 | 0.088953 | 296.6934 | 0.044819 | 0 | 0 | 0.089638
2017-04-26 23:00 | 277.0655 | 0.82582 |  | 290.9367 | 0.032333 | 0 | 0 | 0.064665 | 299.1123 | 0.050066 | 0 | 0 | 0.10013 | 305.8015 | 0.064574 | 0 | 0 | 0.12915 | 306.0492 | 0.065112 | 0 | 0 | 0.13022 | 306.2144 | 0.06547 | 0 | 0 | 0.13094 | 306.4621 | 0.066007 | 0 | 0 | 0.13201 | 306.7099 | 0.066545 | 0 | 0 | 0.13309 | 306.9576 | 0.067082 | 0 | 0 | 0.13416 | 307.288 | 0.067799 | 0 | 0 | 0.1356 | 307.5357 | 0.068336 | 0 | 0 | 0.13667 | 307.7009 | 0.068694 | 0 | 0 | 0.13739 | 307.9486 | 0.069231 | 0 | 0 | 0.13846 | 308.1138 | 0.06959 | 0 | 0 | 0.13918 | 308.3615 | 0.070127 | 0 | 0 | 0.14025 | 308.6093 | 0.070664 | 0 | 0 | 0.14133 | 308.7744 | 0.071023 | 0 | 0 | 0.14205 | 309.0222 | 0.07156 | 0 | 0 | 0.14312 | 309.2699 | 0.072097 | 0 | 0 | 0.14419 | 309.3525 | 0.072277 | 0 | 0 | 0.14455 | 309.6003 | 0.072814 | 0 | 0 | 0.14563 | 309.848 | 0.073351 | 0 | 0 | 0.1467 | 310.0132 | 0.073709 | 0 | 0 | 0.14742 | 310.2609 | 0.074247 | 0 | 0 | 0.14849 | 310.4261 | 0.074605 | 0 | 0 | 0.14921 | 310.5912 | 0.074963 | 0 | 0 | 0.14993
2017-04-27 | 281.5865 | 0.8393 |  | 295.684 | 0.04263 | 0 | 0 | 0.085259 | 303.9931 | 0.060652 | 0 | 0 | 0.1213 | 310.7914 | 0.075397 | 0 | 0 | 0.15079 | 311.0432 | 0.075944 | 0 | 0 | 0.15189 | 311.211 | 0.076308 | 0 | 0 | 0.15262 | 311.4628 | 0.076854 | 0 | 0 | 0.15371 | 311.7146 | 0.0774 | 0 | 0 | 0.1548 | 311.9664 | 0.077946 | 0 | 0 | 0.15589 | 312.3021 | 0.078674 | 0 | 0 | 0.15735 | 312.5539 | 0.07922 | 0 | 0 | 0.15844 | 312.7218 | 0.079584 | 0 | 0 | 0.15917 | 312.9735 | 0.080131 | 0 | 0 | 0.16026 | 313.1414 | 0.080495 | 0 | 0 | 0.16099 | 313.3932 | 0.081041 | 0 | 0 | 0.16208 | 313.645 | 0.081587 | 0 | 0 | 0.16317 | 313.8128 | 0.081951 | 0 | 0 | 0.1639 | 314.0646 | 0.082497 | 0 | 0 | 0.16499 | 314.3164 | 0.083043 | 0 | 0 | 0.16609 | 314.4003 | 0.083225 | 0 | 0 | 0.16645 | 314.6521 | 0.083771 | 0 | 0 | 0.16754 | 314.9039 | 0.084318 | 0 | 0 | 0.16864 | 315.0718 | 0.084682 | 0 | 0 | 0.16936 | 315.3236 | 0.085228 | 0 | 0 | 0.17046 | 315.4914 | 0.085592 | 0 | 0 | 0.17118 | 315.6593 | 0.085956 | 0 | 0 | 0.17191
2017-04-27 01:00 | 286.503 | 0.85395 |  | 300.8467 | 0.053827 | 0 | 0 | 0.10765 | 309.3008 | 0.072164 | 0 | 0 | 0.14433 | 316.2178 | 0.087167 | 0 | 0 | 0.17433 | 316.474 | 0.087723 | 0 | 0 | 0.17545 | 316.6448 | 0.088094 | 0 | 0 | 0.17619 | 316.901 | 0.088649 | 0 | 0 | 0.1773 | 317.1572 | 0.089205 | 0 | 0 | 0.17841 | 317.4134 | 0.089761 | 0 | 0 | 0.17952 | 317.7549 | 0.090501 | 0 | 0 | 0.181 | 318.0111 | 0.091057 | 0 | 0 | 0.18211 | 318.1819 | 0.091428 | 0 | 0 | 0.18286 | 318.4381 | 0.091983 | 0 | 0 | 0.18397 | 318.6089 | 0.092354 | 0 | 0 | 0.18471 | 318.8651 | 0.092909 | 0 | 0 | 0.18582 | 319.1213 | 0.093465 | 0 | 0 | 0.18693 | 319.2921 | 0.093835 | 0 | 0 | 0.18767 | 319.5482 | 0.094391 | 0 | 0 | 0.18878 | 319.8044 | 0.094947 | 0 | 0 | 0.18989 | 319.8898 | 0.095132 | 0 | 0 | 0.19026 | 320.146 | 0.095688 | 0 | 0 | 0.19138 | 320.4022 | 0.096243 | 0 | 0 | 0.19249 | 320.573 | 0.096614 | 0 | 0 | 0.19323 | 320.8292 | 0.097169 | 0 | 0 | 0.19434 | 321 | 0.09754 | 0 | 0 | 0.19508 | 321.1707 | 0.09791 | 0 | 0 | 0.19582
2017-04-27 02:00 | 289.3755 | 0.86251 |  | 303.863 | 0.06037 | 0 | 0 | 0.12074 | 312.4018 | 0.07889 | 0 | 0 | 0.15778 | 319.3882 | 0.094044 | 0 | 0 | 0.18809 | 319.6469 | 0.094605 | 0 | 0 | 0.18921 | 319.8194 | 0.094979 | 0 | 0 | 0.18996 | 320.0782 | 0.09554 | 0 | 0 | 0.19108 | 320.3369 | 0.096102 | 0 | 0 | 0.1922 | 320.5957 | 0.096663 | 0 | 0 | 0.19333 | 320.9407 | 0.097411 | 0 | 0 | 0.19482 | 321.1994 | 0.097973 | 0 | 0 | 0.19595 | 321.3719 | 0.098347 | 0 | 0 | 0.19669 | 321.6307 | 0.098908 | 0 | 0 | 0.19782 | 321.8032 | 0.099282 | 0 | 0 | 0.19856 | 322.062 | 0.099843 | 0 | 0 | 0.19969 | 322.3207 | 0.1004 | 0 | 0 | 0.20081 | 322.4932 | 0.10078 | 0 | 0 | 0.20156 | 322.752 | 0.10134 | 0 | 0 | 0.20268 | 323.0107 | 0.1019 | 0 | 0 | 0.2038 | 323.097 | 0.10209 | 0 | 0 | 0.20418 | 323.3557 | 0.10265 | 0 | 0 | 0.2053 | 323.6145 | 0.10321 | 0 | 0 | 0.20642 | 323.787 | 0.10358 | 0 | 0 | 0.20717 | 324.0457 | 0.10415 | 0 | 0 | 0.20829 | 324.2182 | 0.10452 | 0 | 0 | 0.20904 | 324.3907 | 0.10489 | 0 | 0 | 0.20979
2017-04-27 03:00 | 291.5634 | 0.86903 |  | 306.1605 | 0.065353 | 0 | 0 | 0.13071 | 314.7639 | 0.084014 | 0 | 0 | 0.16803 | 321.8031 | 0.099282 | 0 | 0 | 0.19856 | 322.0638 | 0.099847 | 0 | 0 | 0.19969 | 322.2376 | 0.10022 | 0 | 0 | 0.20045 | 322.4983 | 0.10079 | 0 | 0 | 0.20158 | 322.759 | 0.10136 | 0 | 0 | 0.20271 | 323.0197 | 0.10192 | 0 | 0 | 0.20384 | 323.3673 | 0.10267 | 0 | 0 | 0.20535 | 323.628 | 0.10324 | 0 | 0 | 0.20648 | 323.8018 | 0.10362 | 0 | 0 | 0.20723 | 324.0625 | 0.10418 | 0 | 0 | 0.20837 | 324.2364 | 0.10456 | 0 | 0 | 0.20912 | 324.4971 | 0.10513 | 0 | 0 | 0.21025 | 324.7578 | 0.10569 | 0 | 0 | 0.21138 | 324.9316 | 0.10607 | 0 | 0 | 0.21214 | 325.1923 | 0.10663 | 0 | 0 | 0.21327 | 325.453 | 0.1072 | 0 | 0 | 0.2144 | 325.5399 | 0.10739 | 0 | 0 | 0.21477 | 325.8006 | 0.10795 | 0 | 0 | 0.2159 | 326.0613 | 0.10852 | 0 | 0 | 0.21704 | 326.2351 | 0.10889 | 0 | 0 | 0.21779 | 326.4958 | 0.10946 | 0 | 0 | 0.21892 | 326.6696 | 0.10984 | 0 | 0 | 0.21967 | 326.8435 | 0.11021 | 0 | 0 | 0.22043
2017-04-27 04:00 | 293.0385 | 0.87343 |  | 307.7094 | 0.068713 | 0 | 0 | 0.13743 | 316.3564 | 0.087468 | 0 | 0 | 0.17494 | 323.4311 | 0.10281 | 0 | 0 | 0.20563 | 323.6932 | 0.10338 | 0 | 0 | 0.20676 | 323.8679 | 0.10376 | 0 | 0 | 0.20752 | 324.1299 | 0.10433 | 0 | 0 | 0.20866 | 324.3919 | 0.1049 | 0 | 0 | 0.20979 | 324.6539 | 0.10547 | 0 | 0 | 0.21093 | 325.0033 | 0.10622 | 0 | 0 | 0.21245 | 325.2653 | 0.10679 | 0 | 0 | 0.21358 | 325.44 | 0.10717 | 0 | 0 | 0.21434 | 325.7021 | 0.10774 | 0 | 0 | 0.21548 | 325.8768 | 0.10812 | 0 | 0 | 0.21624 | 326.1388 | 0.10869 | 0 | 0 | 0.21737 | 326.4008 | 0.10925 | 0 | 0 | 0.21851 | 326.5755 | 0.10963 | 0 | 0 | 0.21927 | 326.8375 | 0.1102 | 0 | 0 | 0.2204 | 327.0996 | 0.11077 | 0 | 0 | 0.22154 | 327.1869 | 0.11096 | 0 | 0 | 0.22192 | 327.4489 | 0.11153 | 0 | 0 | 0.22306 | 327.711 | 0.1121 | 0 | 0 | 0.22419 | 327.8856 | 0.11247 | 0 | 0 | 0.22495 | 328.1477 | 0.11304 | 0 | 0 | 0.22609 | 328.3224 | 0.11342 | 0 | 0 | 0.22684 | 328.497 | 0.1138 | 0 | 0 | 0.2276
2017-04-27 05:00 | 284.4662 | 0.84788 |  | 298.7079 | 0.049188 | 0 | 0 | 0.098377 | 307.1019 | 0.067395 | 0 | 0 | 0.13479 | 313.9697 | 0.082291 | 0 | 0 | 0.16458 | 314.2241 | 0.082843 | 0 | 0 | 0.16569 | 314.3937 | 0.083211 | 0 | 0 | 0.16642 | 314.648 | 0.083762 | 0 | 0 | 0.16752 | 314.9024 | 0.084314 | 0 | 0 | 0.16863 | 315.1567 | 0.084866 | 0 | 0 | 0.16973 | 315.4959 | 0.085602 | 0 | 0 | 0.1712 | 315.7503 | 0.086153 | 0 | 0 | 0.17231 | 315.9198 | 0.086521 | 0 | 0 | 0.17304 | 316.1742 | 0.087073 | 0 | 0 | 0.17415 | 316.3438 | 0.087441 | 0 | 0 | 0.17488 | 316.5981 | 0.087992 | 0 | 0 | 0.17598 | 316.8525 | 0.088544 | 0 | 0 | 0.17709 | 317.0221 | 0.088912 | 0 | 0 | 0.17782 | 317.2764 | 0.089464 | 0 | 0 | 0.17893 | 317.5308 | 0.090015 | 0 | 0 | 0.18003 | 317.6156 | 0.090199 | 0 | 0 | 0.1804 | 317.87 | 0.090751 | 0 | 0 | 0.1815 | 318.1243 | 0.091303 | 0 | 0 | 0.18261 | 318.2939 | 0.09167 | 0 | 0 | 0.18334 | 318.5483 | 0.092222 | 0 | 0 | 0.18444 | 318.7178 | 0.09259 | 0 | 0 | 0.18518 | 318.8874 | 0.092958 | 0 | 0 | 0.18592
2017-04-27 06:00 | 284.3928 | 0.84766 |  | 298.6309 | 0.049021 | 0 | 0 | 0.098043 | 307.0227 | 0.067223 | 0 | 0 | 0.13445 | 313.8888 | 0.082116 | 0 | 0 | 0.16423 | 314.1431 | 0.082667 | 0 | 0 | 0.16533 | 314.3126 | 0.083035 | 0 | 0 | 0.16607 | 314.5669 | 0.083587 | 0 | 0 | 0.16717 | 314.8212 | 0.084138 | 0 | 0 | 0.16828 | 315.0755 | 0.08469 | 0 | 0 | 0.16938 | 315.4145 | 0.085425 | 0 | 0 | 0.17085 | 315.6688 | 0.085977 | 0 | 0 | 0.17195 | 315.8384 | 0.086344 | 0 | 0 | 0.17269 | 316.0927 | 0.086896 | 0 | 0 | 0.17379 | 316.2622 | 0.087264 | 0 | 0 | 0.17453 | 316.5165 | 0.087815 | 0 | 0 | 0.17563 | 316.7708 | 0.088367 | 0 | 0 | 0.17673 | 316.9403 | 0.088735 | 0 | 0 | 0.17747 | 317.1946 | 0.089286 | 0 | 0 | 0.17857 | 317.4489 | 0.089838 | 0 | 0 | 0.17968 | 317.5337 | 0.090022 | 0 | 0 | 0.18004 | 317.788 | 0.090573 | 0 | 0 | 0.18115 | 318.0423 | 0.091125 | 0 | 0 | 0.18225 | 318.2118 | 0.091492 | 0 | 0 | 0.18298 | 318.4661 | 0.092044 | 0 | 0 | 0.18409 | 318.6357 | 0.092412 | 0 | 0 | 0.18482 | 318.8052 | 0.092779 | 0 | 0 | 0.18556
2017-04-27 07:00 | 283.6589 | 0.84547 |  | 297.8602 | 0.04735 | 0 | 0 | 0.094699 | 306.2304 | 0.065505 | 0 | 0 | 0.13101 | 313.0787 | 0.080359 | 0 | 0 | 0.16072 | 313.3323 | 0.080909 | 0 | 0 | 0.16182 | 313.5014 | 0.081276 | 0 | 0 | 0.16255 | 313.7551 | 0.081826 | 0 | 0 | 0.16365 | 314.0087 | 0.082376 | 0 | 0 | 0.16475 | 314.2623 | 0.082926 | 0 | 0 | 0.16585 | 314.6005 | 0.083659 | 0 | 0 | 0.16732 | 314.8542 | 0.08421 | 0 | 0 | 0.16842 | 315.0233 | 0.084576 | 0 | 0 | 0.16915 | 315.2769 | 0.085127 | 0 | 0 | 0.17025 | 315.446 | 0.085493 | 0 | 0 | 0.17099 | 315.6997 | 0.086043 | 0 | 0 | 0.17209 | 315.9533 | 0.086594 | 0 | 0 | 0.17319 | 316.1224 | 0.08696 | 0 | 0 | 0.17392 | 316.376 | 0.087511 | 0 | 0 | 0.17502 | 316.6297 | 0.088061 | 0 | 0 | 0.17612 | 316.7142 | 0.088244 | 0 | 0 | 0.17649 | 316.9679 | 0.088794 | 0 | 0 | 0.17759 | 317.2215 | 0.089344 | 0 | 0 | 0.17869 | 317.3906 | 0.089711 | 0 | 0 | 0.17942 | 317.6442 | 0.090261 | 0 | 0 | 0.18052 | 317.8133 | 0.090628 | 0 | 0 | 0.18126 | 317.9824 | 0.090995 | 0 | 0 | 0.18199
2017-04-27 08:00 | 278.0598 | 0.82878 |  | 291.9808 | 0.034597 | 0 | 0 | 0.069195 | 300.1858 | 0.052394 | 0 | 0 | 0.10479 | 306.8989 | 0.066955 | 0 | 0 | 0.13391 | 307.1475 | 0.067494 | 0 | 0 | 0.13499 | 307.3133 | 0.067853 | 0 | 0 | 0.13571 | 307.5619 | 0.068393 | 0 | 0 | 0.13679 | 307.8106 | 0.068932 | 0 | 0 | 0.13786 | 308.0592 | 0.069471 | 0 | 0 | 0.13894 | 308.3907 | 0.07019 | 0 | 0 | 0.14038 | 308.6394 | 0.07073 | 0 | 0 | 0.14146 | 308.8051 | 0.071089 | 0 | 0 | 0.14218 | 309.0537 | 0.071629 | 0 | 0 | 0.14326 | 309.2195 | 0.071988 | 0 | 0 | 0.14398 | 309.4681 | 0.072527 | 0 | 0 | 0.14505 | 309.7168 | 0.073067 | 0 | 0 | 0.14613 | 309.8825 | 0.073426 | 0 | 0 | 0.14685 | 310.1312 | 0.073965 | 0 | 0 | 0.14793 | 310.3798 | 0.074505 | 0 | 0 | 0.14901 | 310.4627 | 0.074684 | 0 | 0 | 0.14937 | 310.7113 | 0.075224 | 0 | 0 | 0.15045 | 310.96 | 0.075763 | 0 | 0 | 0.15153 | 311.1257 | 0.076123 | 0 | 0 | 0.15225 | 311.3743 | 0.076662 | 0 | 0 | 0.15332 | 311.5401 | 0.077021 | 0 | 0 | 0.15404 | 311.7059 | 0.077381 | 0 | 0 | 0.15476
2017-04-27 09:00 | 284.3063 | 0.8474 |  | 298.54 | 0.048824 | 0 | 0 | 0.097648 | 306.9293 | 0.067021 | 0 | 0 | 0.13404 | 313.7932 | 0.081908 | 0 | 0 | 0.16382 | 314.0475 | 0.08246 | 0 | 0 | 0.16492 | 314.2169 | 0.082827 | 0 | 0 | 0.16565 | 314.4712 | 0.083379 | 0 | 0 | 0.16676 | 314.7254 | 0.08393 | 0 | 0 | 0.16786 | 314.9796 | 0.084482 | 0 | 0 | 0.16896 | 315.3186 | 0.085217 | 0 | 0 | 0.17043 | 315.5728 | 0.085768 | 0 | 0 | 0.17154 | 315.7423 | 0.086136 | 0 | 0 | 0.17227 | 315.9965 | 0.086687 | 0 | 0 | 0.17337 | 316.166 | 0.087055 | 0 | 0 | 0.17411 | 316.4202 | 0.087606 | 0 | 0 | 0.17521 | 316.6744 | 0.088158 | 0 | 0 | 0.17632 | 316.8439 | 0.088525 | 0 | 0 | 0.17705 | 317.0981 | 0.089077 | 0 | 0 | 0.17815 | 317.3523 | 0.089628 | 0 | 0 | 0.17926 | 317.4371 | 0.089812 | 0 | 0 | 0.17962 | 317.6913 | 0.090363 | 0 | 0 | 0.18073 | 317.9455 | 0.090915 | 0 | 0 | 0.18183 | 318.115 | 0.091282 | 0 | 0 | 0.18256 | 318.3692 | 0.091834 | 0 | 0 | 0.18367 | 318.5387 | 0.092201 | 0 | 0 | 0.1844 | 318.7082 | 0.092569 | 0 | 0 | 0.18514
2017-04-27 10:00 | 258.4522 | 0.77034 |  | 271.3916 | 0 | 0 | 0 | 0 | 279.018 | 0.0064809 | 0 | 0 | 0.012962 | 285.2577 | 0.020015 | 0 | 0 | 0.04003 | 285.4888 | 0.020516 | 0 | 0 | 0.041032 | 285.6429 | 0.02085 | 0 | 0 | 0.041701 | 285.874 | 0.021352 | 0 | 0 | 0.042703 | 286.1051 | 0.021853 | 0 | 0 | 0.043706 | 286.3362 | 0.022354 | 0 | 0 | 0.044708 | 286.6444 | 0.023023 | 0 | 0 | 0.046045 | 286.8755 | 0.023524 | 0 | 0 | 0.047048 | 287.0295 | 0.023858 | 0 | 0 | 0.047716 | 287.2606 | 0.024359 | 0 | 0 | 0.048718 | 287.4147 | 0.024693 | 0 | 0 | 0.049387 | 287.6458 | 0.025195 | 0 | 0 | 0.050389 | 287.8769 | 0.025696 | 0 | 0 | 0.051392 | 288.031 | 0.02603 | 0 | 0 | 0.05206 | 288.2621 | 0.026531 | 0 | 0 | 0.053063 | 288.4932 | 0.027033 | 0 | 0 | 0.054065 | 288.5702 | 0.0272 | 0 | 0 | 0.054399 | 288.8013 | 0.027701 | 0 | 0 | 0.055402 | 289.0324 | 0.028202 | 0 | 0 | 0.056404 | 289.1865 | 0.028536 | 0 | 0 | 0.057073 | 289.4176 | 0.029038 | 0 | 0 | 0.058075 | 289.5717 | 0.029372 | 0 | 0 | 0.058744 | 289.7257 | 0.029706 | 0 | 0 | 0.059412
2017-04-27 11:00 | 261.3091 | 0.77886 |  | 274.3915 | 0 | 0 | 0 | 0 | 282.1022 | 0.013171 | 0 | 0 | 0.026341 | 288.4109 | 0.026854 | 0 | 0 | 0.053708 | 288.6446 | 0.027361 | 0 | 0 | 0.054722 | 288.8004 | 0.027699 | 0 | 0 | 0.055398 | 289.034 | 0.028206 | 0 | 0 | 0.056411 | 289.2677 | 0.028713 | 0 | 0 | 0.057425 | 289.5013 | 0.029219 | 0 | 0 | 0.058439 | 289.8129 | 0.029895 | 0 | 0 | 0.05979 | 290.0465 | 0.030402 | 0 | 0 | 0.060804 | 290.2023 | 0.03074 | 0 | 0 | 0.061479 | 290.436 | 0.031247 | 0 | 0 | 0.062493 | 290.5917 | 0.031584 | 0 | 0 | 0.063169 | 290.8254 | 0.032091 | 0 | 0 | 0.064182 | 291.059 | 0.032598 | 0 | 0 | 0.065196 | 291.2148 | 0.032936 | 0 | 0 | 0.065872 | 291.4485 | 0.033443 | 0 | 0 | 0.066885 | 291.6821 | 0.033949 | 0 | 0 | 0.067899 | 291.76 | 0.034118 | 0 | 0 | 0.068237 | 291.9937 | 0.034625 | 0 | 0 | 0.06925 | 292.2273 | 0.035132 | 0 | 0 | 0.070264 | 292.3831 | 0.03547 | 0 | 0 | 0.07094 | 292.6168 | 0.035977 | 0 | 0 | 0.071953 | 292.7725 | 0.036315 | 0 | 0 | 0.072629 | 292.9283 | 0.036652 | 0 | 0 | 0.073305
2017-04-27 12:00 | 270.986 | 0.8077 |  | 284.5529 | 0.018486 | 0 | 0 | 0.036972 | 292.5491 | 0.03583 | 0 | 0 | 0.07166 | 299.0915 | 0.05002 | 0 | 0 | 0.10004 | 299.3338 | 0.050546 | 0 | 0 | 0.10109 | 299.4953 | 0.050896 | 0 | 0 | 0.10179 | 299.7376 | 0.051422 | 0 | 0 | 0.10284 | 299.98 | 0.051947 | 0 | 0 | 0.10389 | 300.2223 | 0.052473 | 0 | 0 | 0.10495 | 300.5453 | 0.053174 | 0 | 0 | 0.10635 | 300.7877 | 0.053699 | 0 | 0 | 0.1074 | 300.9492 | 0.05405 | 0 | 0 | 0.1081 | 301.1915 | 0.054575 | 0 | 0 | 0.10915 | 301.353 | 0.054926 | 0 | 0 | 0.10985 | 301.5954 | 0.055451 | 0 | 0 | 0.1109 | 301.8377 | 0.055977 | 0 | 0 | 0.11195 | 301.9992 | 0.056327 | 0 | 0 | 0.11265 | 302.2415 | 0.056853 | 0 | 0 | 0.11371 | 302.4838 | 0.057378 | 0 | 0 | 0.11476 | 302.5646 | 0.057554 | 0 | 0 | 0.11511 | 302.8069 | 0.058079 | 0 | 0 | 0.11616 | 303.0492 | 0.058605 | 0 | 0 | 0.11721 | 303.2108 | 0.058955 | 0 | 0 | 0.11791 | 303.4531 | 0.059481 | 0 | 0 | 0.11896 | 303.6146 | 0.059831 | 0 | 0 | 0.11966 | 303.7762 | 0.060181 | 0 | 0 | 0.12036
2017-04-27 13:00 | 266.8059 | 0.79524 |  | 280.1635 | 0.0089656 | 0 | 0 | 0.017931 | 288.0364 | 0.026042 | 0 | 0 | 0.052084 | 294.4779 | 0.040013 | 0 | 0 | 0.080027 | 294.7164 | 0.040531 | 0 | 0 | 0.081062 | 294.8755 | 0.040876 | 0 | 0 | 0.081752 | 295.114 | 0.041393 | 0 | 0 | 0.082787 | 295.3526 | 0.041911 | 0 | 0 | 0.083822 | 295.5912 | 0.042428 | 0 | 0 | 0.084856 | 295.9093 | 0.043118 | 0 | 0 | 0.086236 | 296.1479 | 0.043636 | 0 | 0 | 0.087271 | 296.3069 | 0.043981 | 0 | 0 | 0.087961 | 296.5455 | 0.044498 | 0 | 0 | 0.088996 | 296.7045 | 0.044843 | 0 | 0 | 0.089686 | 296.9431 | 0.045361 | 0 | 0 | 0.090721 | 297.1817 | 0.045878 | 0 | 0 | 0.091756 | 297.3407 | 0.046223 | 0 | 0 | 0.092446 | 297.5793 | 0.04674 | 0 | 0 | 0.093481 | 297.8179 | 0.047258 | 0 | 0 | 0.094516 | 297.8974 | 0.04743 | 0 | 0 | 0.094861 | 298.136 | 0.047948 | 0 | 0 | 0.095896 | 298.3745 | 0.048465 | 0 | 0 | 0.096931 | 298.5336 | 0.04881 | 0 | 0 | 0.097621 | 298.7722 | 0.049328 | 0 | 0 | 0.098655 | 298.9312 | 0.049673 | 0 | 0 | 0.099345 | 299.0903 | 0.050018 | 0 | 0 | 0.10004
2017-04-27 14:00 | 268.4294 | 0.80008 |  | 281.8683 | 0.012663 | 0 | 0 | 0.025326 | 289.789 | 0.029843 | 0 | 0 | 0.059687 | 296.2697 | 0.0439 | 0 | 0 | 0.0878 | 296.5097 | 0.044421 | 0 | 0 | 0.088841 | 296.6697 | 0.044768 | 0 | 0 | 0.089535 | 296.9098 | 0.045288 | 0 | 0 | 0.090576 | 297.1498 | 0.045809 | 0 | 0 | 0.091618 | 297.3898 | 0.046329 | 0 | 0 | 0.092659 | 297.7098 | 0.047024 | 0 | 0 | 0.094047 | 297.9499 | 0.047544 | 0 | 0 | 0.095088 | 298.1099 | 0.047891 | 0 | 0 | 0.095783 | 298.3499 | 0.048412 | 0 | 0 | 0.096824 | 298.5099 | 0.048759 | 0 | 0 | 0.097518 | 298.7499 | 0.04928 | 0 | 0 | 0.098559 | 298.99 | 0.0498 | 0 | 0 | 0.0996 | 299.15 | 0.050147 | 0 | 0 | 0.10029 | 299.39 | 0.050668 | 0 | 0 | 0.10134 | 299.63 | 0.051188 | 0 | 0 | 0.10238 | 299.71 | 0.051362 | 0 | 0 | 0.10272 | 299.9501 | 0.051883 | 0 | 0 | 0.10377 | 300.1901 | 0.052403 | 0 | 0 | 0.10481 | 300.3501 | 0.05275 | 0 | 0 | 0.1055 | 300.5901 | 0.053271 | 0 | 0 | 0.10654 | 300.7501 | 0.053618 | 0 | 0 | 0.10724 | 300.9102 | 0.053965 | 0 | 0 | 0.10793
2017-04-27 15:00 | 270.7132 | 0.80689 |  | 284.2664 | 0.017865 | 0 | 0 | 0.03573 | 292.2546 | 0.035191 | 0 | 0 | 0.070382 | 298.7904 | 0.049367 | 0 | 0 | 0.098735 | 299.0325 | 0.049892 | 0 | 0 | 0.099785 | 299.1938 | 0.050242 | 0 | 0 | 0.10048 | 299.4359 | 0.050767 | 0 | 0 | 0.10153 | 299.678 | 0.051292 | 0 | 0 | 0.10258 | 299.92 | 0.051817 | 0 | 0 | 0.10363 | 300.2428 | 0.052518 | 0 | 0 | 0.10504 | 300.4848 | 0.053043 | 0 | 0 | 0.10609 | 300.6462 | 0.053393 | 0 | 0 | 0.10679 | 300.8883 | 0.053918 | 0 | 0 | 0.10784 | 301.0497 | 0.054268 | 0 | 0 | 0.10854 | 301.2917 | 0.054793 | 0 | 0 | 0.10959 | 301.5338 | 0.055318 | 0 | 0 | 0.11064 | 301.6952 | 0.055668 | 0 | 0 | 0.11134 | 301.9372 | 0.056193 | 0 | 0 | 0.11239 | 302.1793 | 0.056718 | 0 | 0 | 0.11344 | 302.26 | 0.056893 | 0 | 0 | 0.11379 | 302.5021 | 0.057418 | 0 | 0 | 0.11484 | 302.7441 | 0.057943 | 0 | 0 | 0.11589 | 302.9055 | 0.058293 | 0 | 0 | 0.11659 | 303.1476 | 0.058818 | 0 | 0 | 0.11764 | 303.309 | 0.059168 | 0 | 0 | 0.11834 | 303.4703 | 0.059518 | 0 | 0 | 0.11904
2017-04-27 16:00 | 272.9609 | 0.81359 |  | 286.6267 | 0.022984 | 0 | 0 | 0.045968 | 294.6812 | 0.040454 | 0 | 0 | 0.080909 | 301.2712 | 0.054748 | 0 | 0 | 0.1095 | 301.5153 | 0.055278 | 0 | 0 | 0.11056 | 301.678 | 0.055631 | 0 | 0 | 0.11126 | 301.9221 | 0.05616 | 0 | 0 | 0.11232 | 302.1662 | 0.056689 | 0 | 0 | 0.11338 | 302.4102 | 0.057219 | 0 | 0 | 0.11444 | 302.7357 | 0.057925 | 0 | 0 | 0.11585 | 302.9798 | 0.058454 | 0 | 0 | 0.11691 | 303.1425 | 0.058807 | 0 | 0 | 0.11761 | 303.3866 | 0.059336 | 0 | 0 | 0.11867 | 303.5493 | 0.059689 | 0 | 0 | 0.11938 | 303.7933 | 0.060219 | 0 | 0 | 0.12044 | 304.0374 | 0.060748 | 0 | 0 | 0.1215 | 304.2001 | 0.061101 | 0 | 0 | 0.1222 | 304.4442 | 0.06163 | 0 | 0 | 0.12326 | 304.6883 | 0.06216 | 0 | 0 | 0.12432 | 304.7697 | 0.062336 | 0 | 0 | 0.12467 | 305.0137 | 0.062866 | 0 | 0 | 0.12573 | 305.2578 | 0.063395 | 0 | 0 | 0.12679 | 305.4205 | 0.063748 | 0 | 0 | 0.1275 | 305.6646 | 0.064277 | 0 | 0 | 0.12855 | 305.8273 | 0.06463 | 0 | 0 | 0.12926 | 305.99 | 0.064983 | 0 | 0 | 0.12997
2017-04-27 17:00 | 272.02 | 0.81078 |  | 285.6386 | 0.020841 | 0 | 0 | 0.041682 | 293.6654 | 0.038251 | 0 | 0 | 0.076502 | 300.2327 | 0.052496 | 0 | 0 | 0.10499 | 300.4759 | 0.053023 | 0 | 0 | 0.10605 | 300.6381 | 0.053375 | 0 | 0 | 0.10675 | 300.8813 | 0.053903 | 0 | 0 | 0.10781 | 301.1246 | 0.05443 | 0 | 0 | 0.10886 | 301.3678 | 0.054958 | 0 | 0 | 0.10992 | 301.6921 | 0.055661 | 0 | 0 | 0.11132 | 301.9354 | 0.056189 | 0 | 0 | 0.11238 | 302.0975 | 0.05654 | 0 | 0 | 0.11308 | 302.3407 | 0.057068 | 0 | 0 | 0.11414 | 302.5029 | 0.05742 | 0 | 0 | 0.11484 | 302.7461 | 0.057947 | 0 | 0 | 0.11589 | 302.9894 | 0.058475 | 0 | 0 | 0.11695 | 303.1515 | 0.058827 | 0 | 0 | 0.11765 | 303.3948 | 0.059354 | 0 | 0 | 0.11871 | 303.638 | 0.059882 | 0 | 0 | 0.11976 | 303.7191 | 0.060058 | 0 | 0 | 0.12012 | 303.9623 | 0.060585 | 0 | 0 | 0.12117 | 304.2055 | 0.061113 | 0 | 0 | 0.12223 | 304.3677 | 0.061464 | 0 | 0 | 0.12293 | 304.6109 | 0.061992 | 0 | 0 | 0.12398 | 304.7731 | 0.062344 | 0 | 0 | 0.12469 | 304.9352 | 0.062695 | 0 | 0 | 0.12539
2017-04-27 18:00 | 274.7436 | 0.8189 |  | 288.4985 | 0.027044 | 0 | 0 | 0.054089 | 296.6056 | 0.044629 | 0 | 0 | 0.089257 | 303.2387 | 0.059016 | 0 | 0 | 0.11803 | 303.4844 | 0.059549 | 0 | 0 | 0.1191 | 303.6482 | 0.059904 | 0 | 0 | 0.11981 | 303.8939 | 0.060437 | 0 | 0 | 0.12087 | 304.1395 | 0.06097 | 0 | 0 | 0.12194 | 304.3852 | 0.061502 | 0 | 0 | 0.123 | 304.7128 | 0.062213 | 0 | 0 | 0.12443 | 304.9584 | 0.062746 | 0 | 0 | 0.12549 | 305.1222 | 0.063101 | 0 | 0 | 0.1262 | 305.3679 | 0.063634 | 0 | 0 | 0.12727 | 305.5317 | 0.063989 | 0 | 0 | 0.12798 | 305.7773 | 0.064522 | 0 | 0 | 0.12904 | 306.023 | 0.065055 | 0 | 0 | 0.13011 | 306.1868 | 0.06541 | 0 | 0 | 0.13082 | 306.4325 | 0.065943 | 0 | 0 | 0.13189 | 306.6781 | 0.066476 | 0 | 0 | 0.13295 | 306.76 | 0.066653 | 0 | 0 | 0.13331 | 307.0057 | 0.067186 | 0 | 0 | 0.13437 | 307.2514 | 0.067719 | 0 | 0 | 0.13544 | 307.4151 | 0.068074 | 0 | 0 | 0.13615 | 307.6608 | 0.068607 | 0 | 0 | 0.13721 | 307.8246 | 0.068962 | 0 | 0 | 0.13792 | 307.9884 | 0.069318 | 0 | 0 | 0.13864
2017-04-27 19:00 | 277.467 | 0.82702 |  | 291.3583 | 0.033247 | 0 | 0 | 0.066494 | 299.5458 | 0.051006 | 0 | 0 | 0.10201 | 306.2447 | 0.065536 | 0 | 0 | 0.13107 | 306.4928 | 0.066074 | 0 | 0 | 0.13215 | 306.6582 | 0.066433 | 0 | 0 | 0.13287 | 306.9063 | 0.066971 | 0 | 0 | 0.13394 | 307.1544 | 0.067509 | 0 | 0 | 0.13502 | 307.4025 | 0.068047 | 0 | 0 | 0.13609 | 307.7333 | 0.068764 | 0 | 0 | 0.13753 | 307.9814 | 0.069303 | 0 | 0 | 0.13861 | 308.1468 | 0.069661 | 0 | 0 | 0.13932 | 308.3949 | 0.070199 | 0 | 0 | 0.1404 | 308.5603 | 0.070558 | 0 | 0 | 0.14112 | 308.8084 | 0.071096 | 0 | 0 | 0.14219 | 309.0565 | 0.071635 | 0 | 0 | 0.14327 | 309.2219 | 0.071993 | 0 | 0 | 0.14399 | 309.47 | 0.072531 | 0 | 0 | 0.14506 | 309.7181 | 0.07307 | 0 | 0 | 0.14614 | 309.8008 | 0.073249 | 0 | 0 | 0.1465 | 310.0489 | 0.073787 | 0 | 0 | 0.14757 | 310.2971 | 0.074325 | 0 | 0 | 0.14865 | 310.4625 | 0.074684 | 0 | 0 | 0.14937 | 310.7106 | 0.075222 | 0 | 0 | 0.15044 | 310.876 | 0.075581 | 0 | 0 | 0.15116 | 311.0414 | 0.07594 | 0 | 0 | 0.15188
2017-04-27 20:00 | 268.2217 | 0.79946 |  | 281.6501 | 0.01219 | 0 | 0 | 0.02438 | 289.5648 | 0.029357 | 0 | 0 | 0.058714 | 296.0404 | 0.043403 | 0 | 0 | 0.086805 | 296.2803 | 0.043923 | 0 | 0 | 0.087846 | 296.4402 | 0.04427 | 0 | 0 | 0.088539 | 296.68 | 0.04479 | 0 | 0 | 0.08958 | 296.9198 | 0.04531 | 0 | 0 | 0.09062 | 297.1597 | 0.04583 | 0 | 0 | 0.091661 | 297.4795 | 0.046524 | 0 | 0 | 0.093048 | 297.7193 | 0.047044 | 0 | 0 | 0.094088 | 297.8792 | 0.047391 | 0 | 0 | 0.094782 | 298.119 | 0.047911 | 0 | 0 | 0.095822 | 298.2789 | 0.048258 | 0 | 0 | 0.096516 | 298.5188 | 0.048778 | 0 | 0 | 0.097556 | 298.7586 | 0.049298 | 0 | 0 | 0.098597 | 298.9185 | 0.049645 | 0 | 0 | 0.09929 | 299.1583 | 0.050165 | 0 | 0 | 0.10033 | 299.3982 | 0.050686 | 0 | 0 | 0.10137 | 299.4781 | 0.050859 | 0 | 0 | 0.10172 | 299.7179 | 0.051379 | 0 | 0 | 0.10276 | 299.9578 | 0.051899 | 0 | 0 | 0.1038 | 300.1177 | 0.052246 | 0 | 0 | 0.10449 | 300.3575 | 0.052766 | 0 | 0 | 0.10553 | 300.5174 | 0.053113 | 0 | 0 | 0.10623 | 300.6773 | 0.05346 | 0 | 0 | 0.10692
2017-04-27 21:00 | 282.3424 | 0.84155 |  | 296.4778 | 0.044351 | 0 | 0 | 0.088702 | 304.8091 | 0.062422 | 0 | 0 | 0.12484 | 311.6257 | 0.077207 | 0 | 0 | 0.15441 | 311.8781 | 0.077755 | 0 | 0 | 0.15551 | 312.0464 | 0.07812 | 0 | 0 | 0.15624 | 312.2989 | 0.078667 | 0 | 0 | 0.15733 | 312.5514 | 0.079215 | 0 | 0 | 0.15843 | 312.8038 | 0.079762 | 0 | 0 | 0.15952 | 313.1405 | 0.080493 | 0 | 0 | 0.16099 | 313.3929 | 0.08104 | 0 | 0 | 0.16208 | 313.5612 | 0.081405 | 0 | 0 | 0.16281 | 313.8137 | 0.081953 | 0 | 0 | 0.16391 | 313.982 | 0.082318 | 0 | 0 | 0.16464 | 314.2345 | 0.082866 | 0 | 0 | 0.16573 | 314.4869 | 0.083413 | 0 | 0 | 0.16683 | 314.6552 | 0.083778 | 0 | 0 | 0.16756 | 314.9077 | 0.084326 | 0 | 0 | 0.16865 | 315.1602 | 0.084873 | 0 | 0 | 0.16975 | 315.2443 | 0.085056 | 0 | 0 | 0.17011 | 315.4968 | 0.085603 | 0 | 0 | 0.17121 | 315.7493 | 0.086151 | 0 | 0 | 0.1723 | 315.9176 | 0.086516 | 0 | 0 | 0.17303 | 316.17 | 0.087064 | 0 | 0 | 0.17413 | 316.3383 | 0.087429 | 0 | 0 | 0.17486 | 316.5067 | 0.087794 | 0 | 0 | 0.17559
2017-04-27 22:00 | 283.3659 | 0.8446 |  | 297.5525 | 0.046682 | 0 | 0 | 0.093365 | 305.9141 | 0.064819 | 0 | 0 | 0.12964 | 312.7553 | 0.079657 | 0 | 0 | 0.15931 | 313.0087 | 0.080207 | 0 | 0 | 0.16041 | 313.1776 | 0.080573 | 0 | 0 | 0.16115 | 313.431 | 0.081123 | 0 | 0 | 0.16225 | 313.6844 | 0.081672 | 0 | 0 | 0.16334 | 313.9378 | 0.082222 | 0 | 0 | 0.16444 | 314.2756 | 0.082955 | 0 | 0 | 0.16591 | 314.529 | 0.083504 | 0 | 0 | 0.16701 | 314.6979 | 0.083871 | 0 | 0 | 0.16774 | 314.9513 | 0.08442 | 0 | 0 | 0.16884 | 315.1202 | 0.084787 | 0 | 0 | 0.16957 | 315.3736 | 0.085336 | 0 | 0 | 0.17067 | 315.627 | 0.085886 | 0 | 0 | 0.17177 | 315.7959 | 0.086252 | 0 | 0 | 0.1725 | 316.0493 | 0.086802 | 0 | 0 | 0.1736 | 316.3026 | 0.087351 | 0 | 0 | 0.1747 | 316.3871 | 0.087535 | 0 | 0 | 0.17507 | 316.6405 | 0.088084 | 0 | 0 | 0.17617 | 316.8939 | 0.088634 | 0 | 0 | 0.17727 | 317.0628 | 0.089 | 0 | 0 | 0.178 | 317.3162 | 0.08955 | 0 | 0 | 0.1791 | 317.4851 | 0.089916 | 0 | 0 | 0.17983 | 317.654 | 0.090282 | 0 | 0 | 0.18056
2017-04-27 23:00 | 286.8841 | 0.85509 |  | 301.2469 | 0.054696 | 0 | 0 | 0.10939 | 309.7123 | 0.073057 | 0 | 0 | 0.14611 | 316.6385 | 0.08808 | 0 | 0 | 0.17616 | 316.895 | 0.088636 | 0 | 0 | 0.17727 | 317.066 | 0.089007 | 0 | 0 | 0.17801 | 317.3225 | 0.089564 | 0 | 0 | 0.17913 | 317.5791 | 0.09012 | 0 | 0 | 0.18024 | 317.8356 | 0.090676 | 0 | 0 | 0.18135 | 318.1776 | 0.091418 | 0 | 0 | 0.18284 | 318.4342 | 0.091975 | 0 | 0 | 0.18395 | 318.6052 | 0.092346 | 0 | 0 | 0.18469 | 318.8617 | 0.092902 | 0 | 0 | 0.1858 | 319.0327 | 0.093273 | 0 | 0 | 0.18655 | 319.2892 | 0.093829 | 0 | 0 | 0.18766 | 319.5458 | 0.094386 | 0 | 0 | 0.18877 | 319.7168 | 0.094757 | 0 | 0 | 0.18951 | 319.9733 | 0.095313 | 0 | 0 | 0.19063 | 320.2298 | 0.095869 | 0 | 0 | 0.19174 | 320.3153 | 0.096055 | 0 | 0 | 0.19211 | 320.5719 | 0.096611 | 0 | 0 | 0.19322 | 320.8284 | 0.097168 | 0 | 0 | 0.19434 | 320.9994 | 0.097539 | 0 | 0 | 0.19508 | 321.2559 | 0.098095 | 0 | 0 | 0.19619 | 321.427 | 0.098466 | 0 | 0 | 0.19693 | 321.598 | 0.098837 | 0 | 0 | 0.19767
2017-04-28 | 286.1994 | 0.85305 |  | 300.5279 | 0.053136 | 0 | 0 | 0.10627 | 308.9731 | 0.071454 | 0 | 0 | 0.14291 | 315.8827 | 0.086441 | 0 | 0 | 0.17288 | 316.1387 | 0.086996 | 0 | 0 | 0.17399 | 316.3093 | 0.087366 | 0 | 0 | 0.17473 | 316.5652 | 0.087921 | 0 | 0 | 0.17584 | 316.8211 | 0.088476 | 0 | 0 | 0.17695 | 317.077 | 0.089031 | 0 | 0 | 0.17806 | 317.4182 | 0.089771 | 0 | 0 | 0.17954 | 317.6741 | 0.090326 | 0 | 0 | 0.18065 | 317.8447 | 0.090696 | 0 | 0 | 0.18139 | 318.1007 | 0.091251 | 0 | 0 | 0.1825 | 318.2713 | 0.091621 | 0 | 0 | 0.18324 | 318.5272 | 0.092176 | 0 | 0 | 0.18435 | 318.7831 | 0.092731 | 0 | 0 | 0.18546 | 318.9537 | 0.093102 | 0 | 0 | 0.1862 | 319.2096 | 0.093657 | 0 | 0 | 0.18731 | 319.4655 | 0.094212 | 0 | 0 | 0.18842 | 319.5508 | 0.094397 | 0 | 0 | 0.18879 | 319.8067 | 0.094952 | 0 | 0 | 0.1899 | 320.0627 | 0.095507 | 0 | 0 | 0.19101 | 320.2333 | 0.095877 | 0 | 0 | 0.19175 | 320.4892 | 0.096432 | 0 | 0 | 0.19286 | 320.6598 | 0.096802 | 0 | 0 | 0.1936 | 320.8304 | 0.097172 | 0 | 0 | 0.19434
2017-04-28 01:00 | 283.5858 | 0.84526 |  | 297.7835 | 0.047183 | 0 | 0 | 0.094366 | 306.1515 | 0.065333 | 0 | 0 | 0.13067 | 312.998 | 0.080184 | 0 | 0 | 0.16037 | 313.2516 | 0.080734 | 0 | 0 | 0.16147 | 313.4207 | 0.0811 | 0 | 0 | 0.1622 | 313.6743 | 0.08165 | 0 | 0 | 0.1633 | 313.9278 | 0.0822 | 0 | 0 | 0.1644 | 314.1814 | 0.08275 | 0 | 0 | 0.1655 | 314.5195 | 0.083484 | 0 | 0 | 0.16697 | 314.7731 | 0.084034 | 0 | 0 | 0.16807 | 314.9421 | 0.0844 | 0 | 0 | 0.1688 | 315.1957 | 0.08495 | 0 | 0 | 0.1699 | 315.3648 | 0.085317 | 0 | 0 | 0.17063 | 315.6183 | 0.085867 | 0 | 0 | 0.17173 | 315.8719 | 0.086417 | 0 | 0 | 0.17283 | 316.041 | 0.086784 | 0 | 0 | 0.17357 | 316.2945 | 0.087334 | 0 | 0 | 0.17467 | 316.5481 | 0.087884 | 0 | 0 | 0.17577 | 316.6326 | 0.088067 | 0 | 0 | 0.17613 | 316.8862 | 0.088617 | 0 | 0 | 0.17723 | 317.1398 | 0.089167 | 0 | 0 | 0.17833 | 317.3089 | 0.089534 | 0 | 0 | 0.17907 | 317.5624 | 0.090084 | 0 | 0 | 0.18017 | 317.7315 | 0.090451 | 0 | 0 | 0.1809 | 317.9005 | 0.090817 | 0 | 0 | 0.18163
2017-04-28 02:00 | 262.445 | 0.78224 |  | 275.5843 | 0 | 0 | 0 | 0 | 283.3285 | 0.01583 | 0 | 0 | 0.031661 | 289.6646 | 0.029574 | 0 | 0 | 0.059147 | 289.8993 | 0.030083 | 0 | 0 | 0.060165 | 290.0558 | 0.030422 | 0 | 0 | 0.060844 | 290.2904 | 0.030931 | 0 | 0 | 0.061862 | 290.5251 | 0.03144 | 0 | 0 | 0.06288 | 290.7598 | 0.031949 | 0 | 0 | 0.063898 | 291.0727 | 0.032628 | 0 | 0 | 0.065255 | 291.3073 | 0.033137 | 0 | 0 | 0.066273 | 291.4638 | 0.033476 | 0 | 0 | 0.066952 | 291.6985 | 0.033985 | 0 | 0 | 0.06797 | 291.8549 | 0.034324 | 0 | 0 | 0.068648 | 292.0896 | 0.034833 | 0 | 0 | 0.069666 | 292.3243 | 0.035342 | 0 | 0 | 0.070684 | 292.4807 | 0.035682 | 0 | 0 | 0.071363 | 292.7154 | 0.036191 | 0 | 0 | 0.072381 | 292.9501 | 0.0367 | 0 | 0 | 0.073399 | 293.0283 | 0.036869 | 0 | 0 | 0.073739 | 293.263 | 0.037378 | 0 | 0 | 0.074757 | 293.4976 | 0.037887 | 0 | 0 | 0.075775 | 293.6541 | 0.038227 | 0 | 0 | 0.076453 | 293.8887 | 0.038736 | 0 | 0 | 0.077471 | 294.0452 | 0.039075 | 0 | 0 | 0.07815 | 294.2016 | 0.039414 | 0 | 0 | 0.078829
2017-04-28 03:00 | 264.8185 | 0.78932 |  | 278.0766 | 0.004439 | 0 | 0 | 0.008878 | 285.8908 | 0.021388 | 0 | 0 | 0.042776 | 292.2843 | 0.035256 | 0 | 0 | 0.070511 | 292.5211 | 0.035769 | 0 | 0 | 0.071538 | 292.6789 | 0.036112 | 0 | 0 | 0.072223 | 292.9157 | 0.036625 | 0 | 0 | 0.07325 | 293.1525 | 0.037139 | 0 | 0 | 0.074278 | 293.3893 | 0.037652 | 0 | 0 | 0.075305 | 293.7051 | 0.038337 | 0 | 0 | 0.076674 | 293.9418 | 0.038851 | 0 | 0 | 0.077702 | 294.0997 | 0.039193 | 0 | 0 | 0.078386 | 294.3365 | 0.039707 | 0 | 0 | 0.079414 | 294.4944 | 0.040049 | 0 | 0 | 0.080098 | 294.7312 | 0.040563 | 0 | 0 | 0.081126 | 294.968 | 0.041076 | 0 | 0 | 0.082153 | 295.1258 | 0.041419 | 0 | 0 | 0.082838 | 295.3626 | 0.041932 | 0 | 0 | 0.083865 | 295.5994 | 0.042446 | 0 | 0 | 0.084892 | 295.6783 | 0.042617 | 0 | 0 | 0.085235 | 295.9151 | 0.043131 | 0 | 0 | 0.086262 | 296.1519 | 0.043644 | 0 | 0 | 0.087289 | 296.3098 | 0.043987 | 0 | 0 | 0.087974 | 296.5466 | 0.0445 | 0 | 0 | 0.089001 | 296.7045 | 0.044843 | 0 | 0 | 0.089686 | 296.8623 | 0.045185 | 0 | 0 | 0.090371
2017-04-28 04:00 | 277.6134 | 0.82745 |  | 291.5121 | 0.033581 | 0 | 0 | 0.067161 | 299.7038 | 0.051349 | 0 | 0 | 0.1027 | 306.4062 | 0.065886 | 0 | 0 | 0.13177 | 306.6545 | 0.066424 | 0 | 0 | 0.13285 | 306.8199 | 0.066783 | 0 | 0 | 0.13357 | 307.0682 | 0.067322 | 0 | 0 | 0.13464 | 307.3164 | 0.06786 | 0 | 0 | 0.13572 | 307.5647 | 0.068399 | 0 | 0 | 0.1368 | 307.8956 | 0.069117 | 0 | 0 | 0.13823 | 308.1439 | 0.069655 | 0 | 0 | 0.13931 | 308.3094 | 0.070014 | 0 | 0 | 0.14003 | 308.5576 | 0.070552 | 0 | 0 | 0.1411 | 308.7231 | 0.070911 | 0 | 0 | 0.14182 | 308.9713 | 0.07145 | 0 | 0 | 0.1429 | 309.2196 | 0.071988 | 0 | 0 | 0.14398 | 309.3851 | 0.072347 | 0 | 0 | 0.14469 | 309.6333 | 0.072886 | 0 | 0 | 0.14577 | 309.8815 | 0.073424 | 0 | 0 | 0.14685 | 309.9643 | 0.073603 | 0 | 0 | 0.14721 | 310.2125 | 0.074142 | 0 | 0 | 0.14828 | 310.4607 | 0.07468 | 0 | 0 | 0.14936 | 310.6262 | 0.075039 | 0 | 0 | 0.15008 | 310.8745 | 0.075578 | 0 | 0 | 0.15116 | 311.04 | 0.075937 | 0 | 0 | 0.15187 | 311.2055 | 0.076296 | 0 | 0 | 0.15259
2017-04-28 05:00 | 278.4855 | 0.83005 |  | 292.4278 | 0.035567 | 0 | 0 | 0.071134 | 300.6453 | 0.053391 | 0 | 0 | 0.10678 | 307.3688 | 0.067974 | 0 | 0 | 0.13595 | 307.6178 | 0.068514 | 0 | 0 | 0.13703 | 307.7838 | 0.068874 | 0 | 0 | 0.13775 | 308.0328 | 0.069414 | 0 | 0 | 0.13883 | 308.2818 | 0.069954 | 0 | 0 | 0.13991 | 308.5308 | 0.070494 | 0 | 0 | 0.14099 | 308.8629 | 0.071214 | 0 | 0 | 0.14243 | 309.1119 | 0.071755 | 0 | 0 | 0.14351 | 309.2779 | 0.072115 | 0 | 0 | 0.14423 | 309.5269 | 0.072655 | 0 | 0 | 0.14531 | 309.6929 | 0.073015 | 0 | 0 | 0.14603 | 309.9419 | 0.073555 | 0 | 0 | 0.14711 | 310.1909 | 0.074095 | 0 | 0 | 0.14819 | 310.357 | 0.074455 | 0 | 0 | 0.14891 | 310.606 | 0.074995 | 0 | 0 | 0.14999 | 310.855 | 0.075535 | 0 | 0 | 0.15107 | 310.938 | 0.075715 | 0 | 0 | 0.15143 | 311.187 | 0.076256 | 0 | 0 | 0.15251 | 311.436 | 0.076796 | 0 | 0 | 0.15359 | 311.602 | 0.077156 | 0 | 0 | 0.15431 | 311.8511 | 0.077696 | 0 | 0 | 0.15539 | 312.0171 | 0.078056 | 0 | 0 | 0.15611 | 312.1831 | 0.078416 | 0 | 0 | 0.15683
2017-04-28 06:00 | 276.6232 | 0.8245 |  | 290.4722 | 0.031325 | 0 | 0 | 0.06265 | 298.6348 | 0.04903 | 0 | 0 | 0.09806 | 305.3133 | 0.063515 | 0 | 0 | 0.12703 | 305.5606 | 0.064052 | 0 | 0 | 0.1281 | 305.7255 | 0.06441 | 0 | 0 | 0.12882 | 305.9729 | 0.064946 | 0 | 0 | 0.12989 | 306.2202 | 0.065483 | 0 | 0 | 0.13097 | 306.4676 | 0.066019 | 0 | 0 | 0.13204 | 306.7974 | 0.066734 | 0 | 0 | 0.13347 | 307.0447 | 0.067271 | 0 | 0 | 0.13454 | 307.2096 | 0.067629 | 0 | 0 | 0.13526 | 307.457 | 0.068165 | 0 | 0 | 0.13633 | 307.6219 | 0.068523 | 0 | 0 | 0.13705 | 307.8692 | 0.069059 | 0 | 0 | 0.13812 | 308.1166 | 0.069596 | 0 | 0 | 0.13919 | 308.2815 | 0.069953 | 0 | 0 | 0.13991 | 308.5288 | 0.07049 | 0 | 0 | 0.14098 | 308.7762 | 0.071026 | 0 | 0 | 0.14205 | 308.8586 | 0.071205 | 0 | 0 | 0.14241 | 309.106 | 0.071742 | 0 | 0 | 0.14348 | 309.3533 | 0.072278 | 0 | 0 | 0.14456 | 309.5182 | 0.072636 | 0 | 0 | 0.14527 | 309.7656 | 0.073172 | 0 | 0 | 0.14634 | 309.9305 | 0.07353 | 0 | 0 | 0.14706 | 310.0954 | 0.073888 | 0 | 0 | 0.14778
2017-04-28 07:00 | 282.6819 | 0.84256 |  | 296.8343 | 0.045124 | 0 | 0 | 0.090249 | 305.1756 | 0.063217 | 0 | 0 | 0.12643 | 312.0004 | 0.07802 | 0 | 0 | 0.15604 | 312.2532 | 0.078568 | 0 | 0 | 0.15714 | 312.4217 | 0.078934 | 0 | 0 | 0.15787 | 312.6744 | 0.079482 | 0 | 0 | 0.15896 | 312.9272 | 0.08003 | 0 | 0 | 0.16006 | 313.18 | 0.080578 | 0 | 0 | 0.16116 | 313.517 | 0.081309 | 0 | 0 | 0.16262 | 313.7698 | 0.081858 | 0 | 0 | 0.16372 | 313.9383 | 0.082223 | 0 | 0 | 0.16445 | 314.191 | 0.082771 | 0 | 0 | 0.16554 | 314.3596 | 0.083137 | 0 | 0 | 0.16627 | 314.6123 | 0.083685 | 0 | 0 | 0.16737 | 314.8651 | 0.084233 | 0 | 0 | 0.16847 | 315.0336 | 0.084599 | 0 | 0 | 0.1692 | 315.2864 | 0.085147 | 0 | 0 | 0.17029 | 315.5391 | 0.085695 | 0 | 0 | 0.17139 | 315.6234 | 0.085878 | 0 | 0 | 0.17176 | 315.8762 | 0.086426 | 0 | 0 | 0.17285 | 316.1289 | 0.086975 | 0 | 0 | 0.17395 | 316.2974 | 0.08734 | 0 | 0 | 0.17468 | 316.5502 | 0.087888 | 0 | 0 | 0.17578 | 316.7187 | 0.088254 | 0 | 0 | 0.17651 | 316.8872 | 0.088619 | 0 | 0 | 0.17724
2017-04-28 08:00 | 282.2511 | 0.84128 |  | 296.3819 | 0.044143 | 0 | 0 | 0.088287 | 304.7106 | 0.062208 | 0 | 0 | 0.12442 | 311.5249 | 0.076988 | 0 | 0 | 0.15398 | 311.7773 | 0.077536 | 0 | 0 | 0.15507 | 311.9456 | 0.077901 | 0 | 0 | 0.1558 | 312.1979 | 0.078448 | 0 | 0 | 0.1569 | 312.4503 | 0.078996 | 0 | 0 | 0.15799 | 312.7027 | 0.079543 | 0 | 0 | 0.15909 | 313.0392 | 0.080273 | 0 | 0 | 0.16055 | 313.2916 | 0.08082 | 0 | 0 | 0.16164 | 313.4599 | 0.081185 | 0 | 0 | 0.16237 | 313.7122 | 0.081733 | 0 | 0 | 0.16347 | 313.8805 | 0.082098 | 0 | 0 | 0.1642 | 314.1329 | 0.082645 | 0 | 0 | 0.16529 | 314.3853 | 0.083193 | 0 | 0 | 0.16639 | 314.5535 | 0.083558 | 0 | 0 | 0.16712 | 314.8059 | 0.084105 | 0 | 0 | 0.16821 | 315.0583 | 0.084652 | 0 | 0 | 0.1693 | 315.1424 | 0.084835 | 0 | 0 | 0.16967 | 315.3948 | 0.085382 | 0 | 0 | 0.17076 | 315.6472 | 0.08593 | 0 | 0 | 0.17186 | 315.8154 | 0.086295 | 0 | 0 | 0.17259 | 316.0678 | 0.086842 | 0 | 0 | 0.17368 | 316.2361 | 0.087207 | 0 | 0 | 0.17441 | 316.4043 | 0.087572 | 0 | 0 | 0.17514
2017-04-28 09:00 | 282.5402 | 0.84214 |  | 296.6854 | 0.044802 | 0 | 0 | 0.089603 | 305.0226 | 0.062885 | 0 | 0 | 0.12577 | 311.8439 | 0.07768 | 0 | 0 | 0.15536 | 312.0966 | 0.078228 | 0 | 0 | 0.15646 | 312.265 | 0.078594 | 0 | 0 | 0.15719 | 312.5177 | 0.079142 | 0 | 0 | 0.15828 | 312.7703 | 0.07969 | 0 | 0 | 0.15938 | 313.0229 | 0.080238 | 0 | 0 | 0.16048 | 313.3598 | 0.080968 | 0 | 0 | 0.16194 | 313.6124 | 0.081516 | 0 | 0 | 0.16303 | 313.7809 | 0.081882 | 0 | 0 | 0.16376 | 314.0335 | 0.08243 | 0 | 0 | 0.16486 | 314.2019 | 0.082795 | 0 | 0 | 0.16559 | 314.4546 | 0.083343 | 0 | 0 | 0.16669 | 314.7072 | 0.083891 | 0 | 0 | 0.16778 | 314.8756 | 0.084256 | 0 | 0 | 0.16851 | 315.1283 | 0.084804 | 0 | 0 | 0.16961 | 315.3809 | 0.085352 | 0 | 0 | 0.1707 | 315.4651 | 0.085535 | 0 | 0 | 0.17107 | 315.7178 | 0.086083 | 0 | 0 | 0.17217 | 315.9704 | 0.086631 | 0 | 0 | 0.17326 | 316.1389 | 0.086996 | 0 | 0 | 0.17399 | 316.3915 | 0.087544 | 0 | 0 | 0.17509 | 316.5599 | 0.087909 | 0 | 0 | 0.17582 | 316.7283 | 0.088275 | 0 | 0 | 0.17655
2017-04-28 10:00 | 254.4863 | 0.75852 |  | 267.2271 | 0 | 0 | 0 | 0 | 274.7364 | 0 | 0 | 0 | 0 | 280.8805 | 0.010521 | 0 | 0 | 0.021041 | 281.108 | 0.011014 | 0 | 0 | 0.022028 | 281.2597 | 0.011343 | 0 | 0 | 0.022686 | 281.4873 | 0.011837 | 0 | 0 | 0.023674 | 281.7148 | 0.01233 | 0 | 0 | 0.024661 | 281.9424 | 0.012824 | 0 | 0 | 0.025648 | 282.2458 | 0.013482 | 0 | 0 | 0.026964 | 282.4733 | 0.013976 | 0 | 0 | 0.027951 | 282.6251 | 0.014305 | 0 | 0 | 0.028609 | 282.8526 | 0.014798 | 0 | 0 | 0.029596 | 283.0043 | 0.015127 | 0 | 0 | 0.030255 | 283.2319 | 0.015621 | 0 | 0 | 0.031242 | 283.4594 | 0.016114 | 0 | 0 | 0.032229 | 283.6111 | 0.016443 | 0 | 0 | 0.032887 | 283.8387 | 0.016937 | 0 | 0 | 0.033874 | 284.0662 | 0.017431 | 0 | 0 | 0.034861 | 284.1421 | 0.017595 | 0 | 0 | 0.03519 | 284.3697 | 0.018089 | 0 | 0 | 0.036177 | 284.5972 | 0.018582 | 0 | 0 | 0.037165 | 284.7489 | 0.018911 | 0 | 0 | 0.037823 | 284.9765 | 0.019405 | 0 | 0 | 0.03881 | 285.1282 | 0.019734 | 0 | 0 | 0.039468 | 285.2799 | 0.020063 | 0 | 0 | 0.040126
2017-04-28 11:00 | 227.3693 | 0.6777 |  | 238.7525 | 0 | 0 | 0 | 0 | 245.4617 | 0 | 0 | 0 | 0 | 250.951 | 0 | 0 | 0 | 0 | 251.1543 | 0 | 0 | 0 | 0 | 251.2899 | 0 | 0 | 0 | 0 | 251.4932 | 0 | 0 | 0 | 0 | 251.6965 | 0 | 0 | 0 | 0 | 251.8998 | 0 | 0 | 0 | 0 | 252.1709 | 0 | 0 | 0 | 0 | 252.3742 | 0 | 0 | 0 | 0 | 252.5097 | 0 | 0 | 0 | 0 | 252.713 | 0 | 0 | 0 | 0 | 252.8486 | 0 | 0 | 0 | 0 | 253.0519 | 0 | 0 | 0 | 0 | 253.2552 | 0 | 0 | 0 | 0 | 253.3907 | 0 | 0 | 0 | 0 | 253.594 | 0 | 0 | 0 | 0 | 253.7974 | 0 | 0 | 0 | 0 | 253.8651 | 0 | 0 | 0 | 0 | 254.0684 | 0 | 0 | 0 | 0 | 254.2717 | 0 | 0 | 0 | 0 | 254.4073 | 0 | 0 | 0 | 0 | 254.6106 | 0 | 0 | 0 | 0 | 254.7461 | 0 | 0 | 0 | 0 | 254.8817 | 0 | 0 | 0 | 0
2017-04-28 12:00 | 177.9658 | 0.53044 |  | 186.8757 | 0 | 0 | 0 | 0 | 192.1271 | 0 | 0 | 0 | 0 | 196.4237 | 0 | 0 | 0 | 0 | 196.5828 | 0 | 0 | 0 | 0 | 196.6889 | 0 | 0 | 0 | 0 | 196.848 | 0 | 0 | 0 | 0 | 197.0072 | 0 | 0 | 0 | 0 | 197.1663 | 0 | 0 | 0 | 0 | 197.3785 | 0 | 0 | 0 | 0 | 197.5376 | 0 | 0 | 0 | 0 | 197.6437 | 0 | 0 | 0 | 0 | 197.8028 | 0 | 0 | 0 | 0 | 197.9089 | 0 | 0 | 0 | 0 | 198.068 | 0 | 0 | 0 | 0 | 198.2272 | 0 | 0 | 0 | 0 | 198.3333 | 0 | 0 | 0 | 0 | 198.4924 | 0 | 0 | 0 | 0 | 198.6515 | 0 | 0 | 0 | 0 | 198.7046 | 0 | 0 | 0 | 0 | 198.8637 | 0 | 0 | 0 | 0 | 199.0228 | 0 | 0 | 0 | 0 | 199.1289 | 0 | 0 | 0 | 0 | 199.2881 | 0 | 0 | 0 | 0 | 199.3942 | 0 | 0 | 0 | 0 | 199.5002 | 0 | 0 | 0 | 0
2017-04-28 13:00 | 172.7913 | 0.51502 |  | 181.4421 | 0 | 0 | 0 | 0 | 186.5408 | 0 | 0 | 0 | 0 | 190.7125 | 0 | 0 | 0 | 0 | 190.867 | 0 | 0 | 0 | 0 | 190.97 | 0 | 0 | 0 | 0 | 191.1245 | 0 | 0 | 0 | 0 | 191.279 | 0 | 0 | 0 | 0 | 191.4335 | 0 | 0 | 0 | 0 | 191.6395 | 0 | 0 | 0 | 0 | 191.794 | 0 | 0 | 0 | 0 | 191.897 | 0 | 0 | 0 | 0 | 192.0515 | 0 | 0 | 0 | 0 | 192.1545 | 0 | 0 | 0 | 0 | 192.309 | 0 | 0 | 0 | 0 | 192.4635 | 0 | 0 | 0 | 0 | 192.5665 | 0 | 0 | 0 | 0 | 192.721 | 0 | 0 | 0 | 0 | 192.8756 | 0 | 0 | 0 | 0 | 192.9271 | 0 | 0 | 0 | 0 | 193.0816 | 0 | 0 | 0 | 0 | 193.2361 | 0 | 0 | 0 | 0 | 193.3391 | 0 | 0 | 0 | 0 | 193.4936 | 0 | 0 | 0 | 0 | 193.5966 | 0 | 0 | 0 | 0 | 193.6996 | 0 | 0 | 0 | 0
2017-04-28 14:00 | 181.2225 | 0.54015 |  | 190.2953 | 0 | 0 | 0 | 0 | 195.6428 | 0 | 0 | 0 | 0 | 200.018 | 0 | 0 | 0 | 0 | 200.1801 | 0 | 0 | 0 | 0 | 200.2881 | 0 | 0 | 0 | 0 | 200.4502 | 0 | 0 | 0 | 0 | 200.6122 | 0 | 0 | 0 | 0 | 200.7743 | 0 | 0 | 0 | 0 | 200.9903 | 0 | 0 | 0 | 0 | 201.1524 | 0 | 0 | 0 | 0 | 201.2604 | 0 | 0 | 0 | 0 | 201.4224 | 0 | 0 | 0 | 0 | 201.5305 | 0 | 0 | 0 | 0 | 201.6925 | 0 | 0 | 0 | 0 | 201.8546 | 0 | 0 | 0 | 0 | 201.9626 | 0 | 0 | 0 | 0 | 202.1246 | 0 | 0 | 0 | 0 | 202.2867 | 0 | 0 | 0 | 0 | 202.3407 | 0 | 0 | 0 | 0 | 202.5027 | 0 | 0 | 0 | 0 | 202.6648 | 0 | 0 | 0 | 0 | 202.7728 | 0 | 0 | 0 | 0 | 202.9349 | 0 | 0 | 0 | 0 | 203.0429 | 0 | 0 | 0 | 0 | 203.1509 | 0 | 0 | 0 | 0
2017-04-28 15:00 | 182.5948 | 0.54424 |  | 191.7364 | 0 | 0 | 0 | 0 | 197.1243 | 0 | 0 | 0 | 0 | 201.5327 | 0 | 0 | 0 | 0 | 201.696 | 0 | 0 | 0 | 0 | 201.8048 | 0 | 0 | 0 | 0 | 201.9681 | 0 | 0 | 0 | 0 | 202.1314 | 0 | 0 | 0 | 0 | 202.2946 | 0 | 0 | 0 | 0 | 202.5123 | 0 | 0 | 0 | 0 | 202.6756 | 0 | 0 | 0 | 0 | 202.7845 | 0 | 0 | 0 | 0 | 202.9477 | 0 | 0 | 0 | 0 | 203.0566 | 0 | 0 | 0 | 0 | 203.2199 | 0 | 0 | 0 | 0 | 203.3831 | 0 | 0 | 0 | 0 | 203.492 | 0 | 0 | 0 | 0 | 203.6552 | 0 | 0 | 0 | 0 | 203.8185 | 0 | 0 | 0 | 0 | 203.8729 | 0 | 0 | 0 | 0 | 204.0362 | 0 | 0 | 0 | 0 | 204.1995 | 0 | 0 | 0 | 0 | 204.3083 | 0 | 0 | 0 | 0 | 204.4716 | 0 | 0 | 0 | 0 | 204.5805 | 0 | 0 | 0 | 0 | 204.6893 | 0 | 0 | 0 | 0
2017-04-28 16:00 | 183.1948 | 0.54603 |  | 192.3664 | 0 | 0 | 0 | 0 | 197.7721 | 0 | 0 | 0 | 0 | 202.1949 | 0 | 0 | 0 | 0 | 202.3587 | 0 | 0 | 0 | 0 | 202.4679 | 0 | 0 | 0 | 0 | 202.6318 | 0 | 0 | 0 | 0 | 202.7956 | 0 | 0 | 0 | 0 | 202.9594 | 0 | 0 | 0 | 0 | 203.1778 | 0 | 0 | 0 | 0 | 203.3416 | 0 | 0 | 0 | 0 | 203.4508 | 0 | 0 | 0 | 0 | 203.6146 | 0 | 0 | 0 | 0 | 203.7238 | 0 | 0 | 0 | 0 | 203.8876 | 0 | 0 | 0 | 0 | 204.0514 | 0 | 0 | 0 | 0 | 204.1606 | 0 | 0 | 0 | 0 | 204.3244 | 0 | 0 | 0 | 0 | 204.4883 | 0 | 0 | 0 | 0 | 204.5429 | 0 | 0 | 0 | 0 | 204.7067 | 0 | 0 | 0 | 0 | 204.8705 | 0 | 0 | 0 | 0 | 204.9797 | 0 | 0 | 0 | 0 | 205.1435 | 0 | 0 | 0 | 0 | 205.2527 | 0 | 0 | 0 | 0 | 205.3619 | 0 | 0 | 0 | 0
2017-04-28 17:00 | 183.7811 | 0.54778 |  | 192.9821 | 0 | 0 | 0 | 0 | 198.4051 | 0 | 0 | 0 | 0 | 202.8421 | 0 | 0 | 0 | 0 | 203.0064 | 0 | 0 | 0 | 0 | 203.116 | 0 | 0 | 0 | 0 | 203.2803 | 0 | 0 | 0 | 0 | 203.4446 | 0 | 0 | 0 | 0 | 203.609 | 0 | 0 | 0 | 0 | 203.8281 | 0 | 0 | 0 | 0 | 203.9924 | 0 | 0 | 0 | 0 | 204.102 | 0 | 0 | 0 | 0 | 204.2663 | 0 | 0 | 0 | 0 | 204.3759 | 0 | 0 | 0 | 0 | 204.5402 | 0 | 0 | 0 | 0 | 204.7045 | 0 | 0 | 0 | 0 | 204.8141 | 0 | 0 | 0 | 0 | 204.9784 | 0 | 0 | 0 | 0 | 205.1427 | 0 | 0 | 0 | 0 | 205.1975 | 0 | 0 | 0 | 0 | 205.3619 | 0 | 0 | 0 | 0 | 205.5262 | 0 | 0 | 0 | 0 | 205.6357 | 0 | 0 | 0 | 0 | 205.8001 | 0 | 0 | 0 | 0 | 205.9096 | 0 | 0 | 0 | 0 | 206.0192 | 0 | 0 | 0 | 0
2017-04-28 18:00 | 182.8287 | 0.54494 |  | 191.982 | 0 | 0 | 0 | 0 | 197.3769 | 0 | 0 | 0 | 0 | 201.7909 | 0 | 0 | 0 | 0 | 201.9544 | 0 | 0 | 0 | 0 | 202.0634 | 0 | 0 | 0 | 0 | 202.2269 | 0 | 0 | 0 | 0 | 202.3903 | 0 | 0 | 0 | 0 | 202.5538 | 0 | 0 | 0 | 0 | 202.7718 | 0 | 0 | 0 | 0 | 202.9353 | 0 | 0 | 0 | 0 | 203.0443 | 0 | 0 | 0 | 0 | 203.2077 | 0 | 0 | 0 | 0 | 203.3167 | 0 | 0 | 0 | 0 | 203.4802 | 0 | 0 | 0 | 0 | 203.6437 | 0 | 0 | 0 | 0 | 203.7527 | 0 | 0 | 0 | 0 | 203.9162 | 0 | 0 | 0 | 0 | 204.0796 | 0 | 0 | 0 | 0 | 204.1341 | 0 | 0 | 0 | 0 | 204.2976 | 0 | 0 | 0 | 0 | 204.4611 | 0 | 0 | 0 | 0 | 204.5701 | 0 | 0 | 0 | 0 | 204.7336 | 0 | 0 | 0 | 0 | 204.8426 | 0 | 0 | 0 | 0 | 204.9515 | 0 | 0 | 0 | 0
2017-04-28 19:00 | 185.427 | 0.55268 |  | 194.7104 | 0 | 0 | 0 | 0 | 200.1819 | 0 | 0 | 0 | 0 | 204.6587 | 0 | 0 | 0 | 0 | 204.8245 | 0 | 0 | 0 | 0 | 204.935 | 0 | 0 | 0 | 0 | 205.1008 | 0 | 0 | 0 | 0 | 205.2666 | 0 | 0 | 0 | 0 | 205.4324 | 0 | 0 | 0 | 0 | 205.6535 | 0 | 0 | 0 | 0 | 205.8193 | 0 | 0 | 0 | 0 | 205.9298 | 0 | 0 | 0 | 0 | 206.0956 | 0 | 0 | 0 | 0 | 206.2062 | 0 | 0 | 0 | 0 | 206.372 | 0 | 0 | 0 | 0 | 206.5378 | 0 | 0 | 0 | 0 | 206.6483 | 0 | 0 | 0 | 0 | 206.8141 | 0 | 0 | 0 | 0 | 206.9799 | 0 | 0 | 0 | 0 | 207.0352 | 0 | 0 | 0 | 0 | 207.201 | 0 | 0 | 0 | 0 | 207.3668 | 0 | 0 | 0 | 0 | 207.4773 | 0 | 0 | 0 | 0 | 207.6431 | 0 | 0 | 0 | 0 | 207.7537 | 0 | 0 | 0 | 0 | 207.8642 | 0 | 0 | 0 | 0
2017-04-28 20:00 | 146.6425 | 0.43708 |  | 153.9842 | 0 | 0 | 0 | 0 | 158.3113 | 0 | 0 | 0 | 0 | 161.8516 | 0 | 0 | 0 | 0 | 161.9828 | 0 | 0 | 0 | 0 | 162.0702 | 0 | 0 | 0 | 0 | 162.2013 | 0 | 0 | 0 | 0 | 162.3324 | 0 | 0 | 0 | 0 | 162.4636 | 0 | 0 | 0 | 0 | 162.6384 | 0 | 0 | 0 | 0 | 162.7695 | 0 | 0 | 0 | 0 | 162.8569 | 0 | 0 | 0 | 0 | 162.988 | 0 | 0 | 0 | 0 | 163.0755 | 0 | 0 | 0 | 0 | 163.2066 | 0 | 0 | 0 | 0 | 163.3377 | 0 | 0 | 0 | 0 | 163.4251 | 0 | 0 | 0 | 0 | 163.5563 | 0 | 0 | 0 | 0 | 163.6874 | 0 | 0 | 0 | 0 | 163.7311 | 0 | 0 | 0 | 0 | 163.8622 | 0 | 0 | 0 | 0 | 163.9933 | 0 | 0 | 0 | 0 | 164.0808 | 0 | 0 | 0 | 0 | 164.2119 | 0 | 0 | 0 | 0 | 164.2993 | 0 | 0 | 0 | 0 | 164.3867 | 0 | 0 | 0 | 0
2017-04-28 21:00 | 159.3793 | 0.47505 |  | 167.3586 | 0 | 0 | 0 | 0 | 172.0616 | 0 | 0 | 0 | 0 | 175.9094 | 0 | 0 | 0 | 0 | 176.052 | 0 | 0 | 0 | 0 | 176.147 | 0 | 0 | 0 | 0 | 176.2895 | 0 | 0 | 0 | 0 | 176.432 | 0 | 0 | 0 | 0 | 176.5745 | 0 | 0 | 0 | 0 | 176.7645 | 0 | 0 | 0 | 0 | 176.907 | 0 | 0 | 0 | 0 | 177.0021 | 0 | 0 | 0 | 0 | 177.1446 | 0 | 0 | 0 | 0 | 177.2396 | 0 | 0 | 0 | 0 | 177.3821 | 0 | 0 | 0 | 0 | 177.5246 | 0 | 0 | 0 | 0 | 177.6196 | 0 | 0 | 0 | 0 | 177.7621 | 0 | 0 | 0 | 0 | 177.9046 | 0 | 0 | 0 | 0 | 177.9521 | 0 | 0 | 0 | 0 | 178.0947 | 0 | 0 | 0 | 0 | 178.2372 | 0 | 0 | 0 | 0 | 178.3322 | 0 | 0 | 0 | 0 | 178.4747 | 0 | 0 | 0 | 0 | 178.5697 | 0 | 0 | 0 | 0 | 178.6647 | 0 | 0 | 0 | 0
2017-04-28 22:00 | 184.6018 | 0.55022 |  | 193.8438 | 0 | 0 | 0 | 0 | 199.2911 | 0 | 0 | 0 | 0 | 203.7479 | 0 | 0 | 0 | 0 | 203.9129 | 0 | 0 | 0 | 0 | 204.023 | 0 | 0 | 0 | 0 | 204.188 | 0 | 0 | 0 | 0 | 204.3531 | 0 | 0 | 0 | 0 | 204.5182 | 0 | 0 | 0 | 0 | 204.7383 | 0 | 0 | 0 | 0 | 204.9033 | 0 | 0 | 0 | 0 | 205.0134 | 0 | 0 | 0 | 0 | 205.1784 | 0 | 0 | 0 | 0 | 205.2885 | 0 | 0 | 0 | 0 | 205.4536 | 0 | 0 | 0 | 0 | 205.6186 | 0 | 0 | 0 | 0 | 205.7287 | 0 | 0 | 0 | 0 | 205.8937 | 0 | 0 | 0 | 0 | 206.0588 | 0 | 0 | 0 | 0 | 206.1138 | 0 | 0 | 0 | 0 | 206.2789 | 0 | 0 | 0 | 0 | 206.444 | 0 | 0 | 0 | 0 | 206.554 | 0 | 0 | 0 | 0 | 206.7191 | 0 | 0 | 0 | 0 | 206.8291 | 0 | 0 | 0 | 0 | 206.9392 | 0 | 0 | 0 | 0
2017-04-28 23:00 | 210.9856 | 0.62886 |  | 221.5485 | 0 | 0 | 0 | 0 | 227.7742 | 0 | 0 | 0 | 0 | 232.868 | 0 | 0 | 0 | 0 | 233.0567 | 0 | 0 | 0 | 0 | 233.1825 | 0 | 0 | 0 | 0 | 233.3711 | 0 | 0 | 0 | 0 | 233.5598 | 0 | 0 | 0 | 0 | 233.7484 | 0 | 0 | 0 | 0 | 234 | 0 | 0 | 0 | 0 | 234.1886 | 0 | 0 | 0 | 0 | 234.3144 | 0 | 0 | 0 | 0 | 234.5031 | 0 | 0 | 0 | 0 | 234.6288 | 0 | 0 | 0 | 0 | 234.8175 | 0 | 0 | 0 | 0 | 235.0062 | 0 | 0 | 0 | 0 | 235.1319 | 0 | 0 | 0 | 0 | 235.3206 | 0 | 0 | 0 | 0 | 235.5093 | 0 | 0 | 0 | 0 | 235.5721 | 0 | 0 | 0 | 0 | 235.7608 | 0 | 0 | 0 | 0 | 235.9495 | 0 | 0 | 0 | 0 | 236.0752 | 0 | 0 | 0 | 0 | 236.2639 | 0 | 0 | 0 | 0 | 236.3897 | 0 | 0 | 0 | 0 | 236.5154 | 0 | 0 | 0 | 0
2017-04-29 | 228.1091 | 0.6799 |  | 239.5293 | 0 | 0 | 0 | 0 | 246.2603 | 0 | 0 | 0 | 0 | 251.7675 | 0 | 0 | 0 | 0 | 251.9715 | 0 | 0 | 0 | 0 | 252.1074 | 0 | 0 | 0 | 0 | 252.3114 | 0 | 0 | 0 | 0 | 252.5154 | 0 | 0 | 0 | 0 | 252.7194 | 0 | 0 | 0 | 0 | 252.9913 | 0 | 0 | 0 | 0 | 253.1953 | 0 | 0 | 0 | 0 | 253.3313 | 0 | 0 | 0 | 0 | 253.5352 | 0 | 0 | 0 | 0 | 253.6712 | 0 | 0 | 0 | 0 | 253.8752 | 0 | 0 | 0 | 0 | 254.0792 | 0 | 0 | 0 | 0 | 254.2151 | 0 | 0 | 0 | 0 | 254.4191 | 0 | 0 | 0 | 0 | 254.6231 | 0 | 0 | 0 | 0 | 254.6911 | 0 | 0 | 0 | 0 | 254.895 | 0 | 0 | 0 | 0 | 255.099 | 0 | 0 | 0 | 0 | 255.235 | 0 | 0 | 0 | 0 | 255.439 | 0 | 0 | 0 | 0 | 255.5749 | 0 | 0 | 0 | 0 | 255.7109 | 0 | 0 | 0 | 0
2017-04-29 01:00 | 224.8623 | 0.67022 |  | 236.1199 | 0 | 0 | 0 | 0 | 242.7551 | 0 | 0 | 0 | 0 | 248.184 | 0 | 0 | 0 | 0 | 248.385 | 0 | 0 | 0 | 0 | 248.5191 | 0 | 0 | 0 | 0 | 248.7201 | 0 | 0 | 0 | 0 | 248.9212 | 0 | 0 | 0 | 0 | 249.1223 | 0 | 0 | 0 | 0 | 249.3904 | 0 | 0 | 0 | 0 | 249.5914 | 0 | 0 | 0 | 0 | 249.7255 | 0 | 0 | 0 | 0 | 249.9265 | 0 | 0 | 0 | 0 | 250.0606 | 0 | 0 | 0 | 0 | 250.2617 | 0 | 0 | 0 | 0 | 250.4627 | 0 | 0 | 0 | 0 | 250.5968 | 0 | 0 | 0 | 0 | 250.7978 | 0 | 0 | 0 | 0 | 250.9989 | 0 | 0 | 0 | 0 | 251.0659 | 0 | 0 | 0 | 0 | 251.267 | 0 | 0 | 0 | 0 | 251.4681 | 0 | 0 | 0 | 0 | 251.6021 | 0 | 0 | 0 | 0 | 251.8032 | 0 | 0 | 0 | 0 | 251.9372 | 0 | 0 | 0 | 0 | 252.0713 | 0 | 0 | 0 | 0
2017-04-29 02:00 | 225.9403 | 0.67344 |  | 237.2519 | 0 | 0 | 0 | 0 | 243.919 | 0 | 0 | 0 | 0 | 249.3738 | 0 | 0 | 0 | 0 | 249.5758 | 0 | 0 | 0 | 0 | 249.7105 | 0 | 0 | 0 | 0 | 249.9126 | 0 | 0 | 0 | 0 | 250.1146 | 0 | 0 | 0 | 0 | 250.3166 | 0 | 0 | 0 | 0 | 250.586 | 0 | 0 | 0 | 0 | 250.788 | 0 | 0 | 0 | 0 | 250.9227 | 0 | 0 | 0 | 0 | 251.1247 | 0 | 0 | 0 | 0 | 251.2594 | 0 | 0 | 0 | 0 | 251.4615 | 0 | 0 | 0 | 0 | 251.6635 | 0 | 0 | 0 | 0 | 251.7982 | 0 | 0 | 0 | 0 | 252.0002 | 0 | 0 | 0 | 0 | 252.2022 | 0 | 0 | 0 | 0 | 252.2696 | 0 | 0 | 0 | 0 | 252.4716 | 0 | 0 | 0 | 0 | 252.6736 | 0 | 0 | 0 | 0 | 252.8083 | 0 | 0 | 0 | 0 | 253.0104 | 0 | 0 | 0 | 0 | 253.145 | 0 | 0 | 0 | 0 | 253.2797 | 0 | 0 | 0 | 0
2017-04-29 03:00 | 233.9032 | 0.69717 |  | 245.6135 | 0 | 0 | 0 | 0 | 252.5155 | 0 | 0 | 0 | 0 | 258.1626 | 0 | 0 | 0 | 0 | 258.3718 | 0 | 0 | 0 | 0 | 258.5112 | 0 | 0 | 0 | 0 | 258.7204 | 0 | 0 | 0 | 0 | 258.9295 | 0 | 0 | 0 | 0 | 259.1387 | 0 | 0 | 0 | 0 | 259.4175 | 0 | 0 | 0 | 0 | 259.6267 | 0 | 0 | 0 | 0 | 259.7661 | 0 | 0 | 0 | 0 | 259.9753 | 0 | 0 | 0 | 0 | 260.1147 | 0 | 0 | 0 | 0 | 260.3239 | 0 | 0 | 0 | 0 | 260.533 | 0 | 0 | 0 | 0 | 260.6724 | 0 | 0 | 0 | 0 | 260.8816 | 0 | 0 | 0 | 0 | 261.0908 | 0 | 0 | 0 | 0 | 261.1605 | 0 | 0 | 0 | 0 | 261.3696 | 0 | 0 | 0 | 0 | 261.5788 | 0 | 0 | 0 | 0 | 261.7182 | 0 | 0 | 0 | 0 | 261.9274 | 0 | 0 | 0 | 0 | 262.0668 | 0 | 0 | 0 | 0 | 262.2062 | 0 | 0 | 0 | 0
2017-04-29 04:00 | 248.9822 | 0.74212 |  | 261.4474 | 0 | 0 | 0 | 0 | 268.7944 | 0 | 0 | 0 | 0 | 274.8055 | 0 | 0 | 0 | 0 | 275.0282 | 0 | 0 | 0 | 0 | 275.1766 | 0 | 0 | 0 | 0 | 275.3992 | 0 | 0 | 0 | 0 | 275.6219 | 0 | 0 | 0 | 0 | 275.8445 | 0 | 0 | 0 | 0 | 276.1413 | 0.00024148 | 0 | 0 | 0.00048296 | 276.364 | 0.00072438 | 0 | 0 | 0.0014488 | 276.5124 | 0.0010463 | 0 | 0 | 0.0020926 | 276.735 | 0.0015292 | 0 | 0 | 0.0030584 | 276.8834 | 0.0018511 | 0 | 0 | 0.0037023 | 277.1061 | 0.002334 | 0 | 0 | 0.0046681 | 277.3287 | 0.0028169 | 0 | 0 | 0.0056338 | 277.4771 | 0.0031389 | 0 | 0 | 0.0062777 | 277.6998 | 0.0036217 | 0 | 0 | 0.0072435 | 277.9224 | 0.0041046 | 0 | 0 | 0.0082093 | 277.9966 | 0.0042656 | 0 | 0 | 0.0085312 | 278.2193 | 0.0047485 | 0 | 0 | 0.009497 | 278.4419 | 0.0052314 | 0 | 0 | 0.010463 | 278.5903 | 0.0055533 | 0 | 0 | 0.011107 | 278.813 | 0.0060362 | 0 | 0 | 0.012072 | 278.9614 | 0.0063581 | 0 | 0 | 0.012716 | 279.1098 | 0.0066801 | 0 | 0 | 0.01336
2017-04-29 05:00 | 257.4244 | 0.76728 |  | 270.3122 | 0 | 0 | 0 | 0 | 277.9083 | 0.004074 | 0 | 0 | 0.0081481 | 284.1233 | 0.017554 | 0 | 0 | 0.035109 | 284.3534 | 0.018054 | 0 | 0 | 0.036107 | 284.5069 | 0.018386 | 0 | 0 | 0.036773 | 284.7371 | 0.018886 | 0 | 0 | 0.037771 | 284.9673 | 0.019385 | 0 | 0 | 0.03877 | 285.1975 | 0.019884 | 0 | 0 | 0.039768 | 285.5044 | 0.02055 | 0 | 0 | 0.0411 | 285.7345 | 0.021049 | 0 | 0 | 0.042098 | 285.888 | 0.021382 | 0 | 0 | 0.042764 | 286.1182 | 0.021881 | 0 | 0 | 0.043763 | 286.2716 | 0.022214 | 0 | 0 | 0.044428 | 286.5018 | 0.022713 | 0 | 0 | 0.045427 | 286.732 | 0.023213 | 0 | 0 | 0.046425 | 286.8855 | 0.023546 | 0 | 0 | 0.047091 | 287.1156 | 0.024045 | 0 | 0 | 0.04809 | 287.3458 | 0.024544 | 0 | 0 | 0.049088 | 287.4226 | 0.02471 | 0 | 0 | 0.049421 | 287.6527 | 0.02521 | 0 | 0 | 0.050419 | 287.8829 | 0.025709 | 0 | 0 | 0.051418 | 288.0364 | 0.026042 | 0 | 0 | 0.052084 | 288.2666 | 0.026541 | 0 | 0 | 0.053082 | 288.42 | 0.026874 | 0 | 0 | 0.053748 | 288.5735 | 0.027207 | 0 | 0 | 0.054414
2017-04-29 06:00 | 260.4858 | 0.7764 |  | 273.527 | 0 | 0 | 0 | 0 | 281.2134 | 0.011243 | 0 | 0 | 0.022486 | 287.5023 | 0.024883 | 0 | 0 | 0.049767 | 287.7352 | 0.025389 | 0 | 0 | 0.050777 | 287.8905 | 0.025725 | 0 | 0 | 0.051451 | 288.1234 | 0.026231 | 0 | 0 | 0.052461 | 288.3563 | 0.026736 | 0 | 0 | 0.053471 | 288.5892 | 0.027241 | 0 | 0 | 0.054482 | 288.8998 | 0.027915 | 0 | 0 | 0.055829 | 289.1327 | 0.02842 | 0 | 0 | 0.05684 | 289.288 | 0.028757 | 0 | 0 | 0.057513 | 289.5209 | 0.029262 | 0 | 0 | 0.058524 | 289.6762 | 0.029599 | 0 | 0 | 0.059197 | 289.9091 | 0.030104 | 0 | 0 | 0.060208 | 290.142 | 0.030609 | 0 | 0 | 0.061218 | 290.2973 | 0.030946 | 0 | 0 | 0.061892 | 290.5302 | 0.031451 | 0 | 0 | 0.062902 | 290.7632 | 0.031956 | 0 | 0 | 0.063912 | 290.8408 | 0.032125 | 0 | 0 | 0.064249 | 291.0737 | 0.03263 | 0 | 0 | 0.06526 | 291.3066 | 0.033135 | 0 | 0 | 0.06627 | 291.4619 | 0.033472 | 0 | 0 | 0.066944 | 291.6948 | 0.033977 | 0 | 0 | 0.067954 | 291.8501 | 0.034314 | 0 | 0 | 0.068628 | 292.0054 | 0.034651 | 0 | 0 | 0.069301
2017-04-29 07:00 | 251.6724 | 0.75013 |  | 264.2723 | 0 | 0 | 0 | 0 | 271.6986 | 0 | 0 | 0 | 0 | 277.7747 | 0.0037842 | 0 | 0 | 0.0075684 | 277.9997 | 0.0042723 | 0 | 0 | 0.0085447 | 278.1497 | 0.0045977 | 0 | 0 | 0.0091955 | 278.3748 | 0.0050858 | 0 | 0 | 0.010172 | 278.5998 | 0.005574 | 0 | 0 | 0.011148 | 278.8249 | 0.0060621 | 0 | 0 | 0.012124 | 279.1249 | 0.0067129 | 0 | 0 | 0.013426 | 279.35 | 0.007201 | 0 | 0 | 0.014402 | 279.5 | 0.0075264 | 0 | 0 | 0.015053 | 279.725 | 0.0080145 | 0 | 0 | 0.016029 | 279.8751 | 0.0083399 | 0 | 0 | 0.01668 | 280.1001 | 0.008828 | 0 | 0 | 0.017656 | 280.3251 | 0.0093162 | 0 | 0 | 0.018632 | 280.4752 | 0.0096416 | 0 | 0 | 0.019283 | 280.7002 | 0.01013 | 0 | 0 | 0.020259 | 280.9252 | 0.010618 | 0 | 0 | 0.021236 | 281.0003 | 0.01078 | 0 | 0 | 0.021561 | 281.2253 | 0.011269 | 0 | 0 | 0.022537 | 281.4503 | 0.011757 | 0 | 0 | 0.023513 | 281.6004 | 0.012082 | 0 | 0 | 0.024164 | 281.8254 | 0.01257 | 0 | 0 | 0.02514 | 281.9754 | 0.012896 | 0 | 0 | 0.025791 | 282.1255 | 0.013221 | 0 | 0 | 0.026442
2017-04-29 08:00 | 258.3354 | 0.76999 |  | 271.2689 | 0 | 0 | 0 | 0 | 278.8918 | 0.0062072 | 0 | 0 | 0.012414 | 285.1287 | 0.019735 | 0 | 0 | 0.03947 | 285.3597 | 0.020236 | 0 | 0 | 0.040472 | 285.5137 | 0.02057 | 0 | 0 | 0.04114 | 285.7447 | 0.021071 | 0 | 0 | 0.042143 | 285.9757 | 0.021572 | 0 | 0 | 0.043145 | 286.2067 | 0.022073 | 0 | 0 | 0.044147 | 286.5147 | 0.022741 | 0 | 0 | 0.045483 | 286.7457 | 0.023242 | 0 | 0 | 0.046485 | 286.8997 | 0.023576 | 0 | 0 | 0.047153 | 287.1307 | 0.024077 | 0 | 0 | 0.048155 | 287.2847 | 0.024412 | 0 | 0 | 0.048823 | 287.5157 | 0.024913 | 0 | 0 | 0.049825 | 287.7467 | 0.025414 | 0 | 0 | 0.050827 | 287.9007 | 0.025748 | 0 | 0 | 0.051495 | 288.1317 | 0.026249 | 0 | 0 | 0.052497 | 288.3627 | 0.02675 | 0 | 0 | 0.053499 | 288.4397 | 0.026917 | 0 | 0 | 0.053833 | 288.6707 | 0.027418 | 0 | 0 | 0.054835 | 288.9017 | 0.027919 | 0 | 0 | 0.055838 | 289.0557 | 0.028253 | 0 | 0 | 0.056506 | 289.2867 | 0.028754 | 0 | 0 | 0.057508 | 289.4407 | 0.029088 | 0 | 0 | 0.058176 | 289.5947 | 0.029422 | 0 | 0 | 0.058844
2017-04-29 09:00 | 268.4415 | 0.80012 |  | 281.881 | 0.012691 | 0 | 0 | 0.025381 | 289.8021 | 0.029872 | 0 | 0 | 0.059743 | 296.283 | 0.043929 | 0 | 0 | 0.087858 | 296.5231 | 0.044449 | 0 | 0 | 0.088899 | 296.6831 | 0.044797 | 0 | 0 | 0.089593 | 296.9231 | 0.045317 | 0 | 0 | 0.090634 | 297.1632 | 0.045838 | 0 | 0 | 0.091676 | 297.4032 | 0.046358 | 0 | 0 | 0.092717 | 297.7233 | 0.047053 | 0 | 0 | 0.094105 | 297.9633 | 0.047573 | 0 | 0 | 0.095147 | 298.1233 | 0.04792 | 0 | 0 | 0.095841 | 298.3634 | 0.048441 | 0 | 0 | 0.096882 | 298.5234 | 0.048788 | 0 | 0 | 0.097576 | 298.7634 | 0.049309 | 0 | 0 | 0.098618 | 299.0034 | 0.049829 | 0 | 0 | 0.099659 | 299.1635 | 0.050176 | 0 | 0 | 0.10035 | 299.4035 | 0.050697 | 0 | 0 | 0.10139 | 299.6435 | 0.051218 | 0 | 0 | 0.10244 | 299.7235 | 0.051391 | 0 | 0 | 0.10278 | 299.9636 | 0.051912 | 0 | 0 | 0.10382 | 300.2036 | 0.052433 | 0 | 0 | 0.10487 | 300.3636 | 0.05278 | 0 | 0 | 0.10556 | 300.6037 | 0.0533 | 0 | 0 | 0.1066 | 300.7637 | 0.053647 | 0 | 0 | 0.10729 | 300.9237 | 0.053994 | 0 | 0 | 0.10799
2017-04-29 10:00 | 265.9994 | 0.79284 |  | 279.3165 | 0.0071285 | 0 | 0 | 0.014257 | 287.1656 | 0.024153 | 0 | 0 | 0.048306 | 293.5876 | 0.038082 | 0 | 0 | 0.076165 | 293.8255 | 0.038598 | 0 | 0 | 0.077197 | 293.984 | 0.038942 | 0 | 0 | 0.077885 | 294.2219 | 0.039458 | 0 | 0 | 0.078916 | 294.4597 | 0.039974 | 0 | 0 | 0.079948 | 294.6976 | 0.04049 | 0 | 0 | 0.08098 | 295.0147 | 0.041178 | 0 | 0 | 0.082356 | 295.2526 | 0.041694 | 0 | 0 | 0.083387 | 295.4111 | 0.042038 | 0 | 0 | 0.084075 | 295.649 | 0.042554 | 0 | 0 | 0.085107 | 295.8075 | 0.042898 | 0 | 0 | 0.085795 | 296.0454 | 0.043413 | 0 | 0 | 0.086827 | 296.2833 | 0.043929 | 0 | 0 | 0.087859 | 296.4418 | 0.044273 | 0 | 0 | 0.088546 | 296.6797 | 0.044789 | 0 | 0 | 0.089578 | 296.9175 | 0.045305 | 0 | 0 | 0.09061 | 296.9968 | 0.045477 | 0 | 0 | 0.090954 | 297.2347 | 0.045993 | 0 | 0 | 0.091986 | 297.4725 | 0.046509 | 0 | 0 | 0.093018 | 297.6311 | 0.046853 | 0 | 0 | 0.093705 | 297.8689 | 0.047369 | 0 | 0 | 0.094737 | 298.0275 | 0.047713 | 0 | 0 | 0.095425 | 298.1861 | 0.048056 | 0 | 0 | 0.096113
2017-04-29 11:00 | 264.7533 | 0.78912 |  | 278.0081 | 0.0042906 | 0 | 0 | 0.0085812 | 285.8205 | 0.021236 | 0 | 0 | 0.042471 | 292.2124 | 0.0351 | 0 | 0 | 0.070199 | 292.4491 | 0.035613 | 0 | 0 | 0.071226 | 292.6069 | 0.035955 | 0 | 0 | 0.071911 | 292.8437 | 0.036469 | 0 | 0 | 0.072938 | 293.0804 | 0.036982 | 0 | 0 | 0.073965 | 293.3171 | 0.037496 | 0 | 0 | 0.074992 | 293.6328 | 0.03818 | 0 | 0 | 0.076361 | 293.8695 | 0.038694 | 0 | 0 | 0.077388 | 294.0273 | 0.039036 | 0 | 0 | 0.078072 | 294.2641 | 0.03955 | 0 | 0 | 0.079099 | 294.4219 | 0.039892 | 0 | 0 | 0.079784 | 294.6586 | 0.040406 | 0 | 0 | 0.080811 | 294.8954 | 0.040919 | 0 | 0 | 0.081838 | 295.0532 | 0.041261 | 0 | 0 | 0.082523 | 295.2899 | 0.041775 | 0 | 0 | 0.08355 | 295.5267 | 0.042288 | 0 | 0 | 0.084577 | 295.6056 | 0.042459 | 0 | 0 | 0.084919 | 295.8423 | 0.042973 | 0 | 0 | 0.085946 | 296.0791 | 0.043486 | 0 | 0 | 0.086973 | 296.2369 | 0.043829 | 0 | 0 | 0.087657 | 296.4736 | 0.044342 | 0 | 0 | 0.088684 | 296.6314 | 0.044685 | 0 | 0 | 0.089369 | 296.7893 | 0.045027 | 0 | 0 | 0.090054
2017-04-29 12:00 | 265.0098 | 0.78989 |  | 278.2775 | 0.0048747 | 0 | 0 | 0.0097495 | 286.0973 | 0.021836 | 0 | 0 | 0.043672 | 292.4954 | 0.035714 | 0 | 0 | 0.071427 | 292.7324 | 0.036228 | 0 | 0 | 0.072455 | 292.8904 | 0.03657 | 0 | 0 | 0.07314 | 293.1273 | 0.037084 | 0 | 0 | 0.074168 | 293.3643 | 0.037598 | 0 | 0 | 0.075196 | 293.6013 | 0.038112 | 0 | 0 | 0.076224 | 293.9172 | 0.038797 | 0 | 0 | 0.077595 | 294.1542 | 0.039311 | 0 | 0 | 0.078623 | 294.3122 | 0.039654 | 0 | 0 | 0.079308 | 294.5491 | 0.040168 | 0 | 0 | 0.080336 | 294.7071 | 0.040511 | 0 | 0 | 0.081021 | 294.9441 | 0.041025 | 0 | 0 | 0.082049 | 295.1811 | 0.041539 | 0 | 0 | 0.083077 | 295.339 | 0.041881 | 0 | 0 | 0.083763 | 295.576 | 0.042395 | 0 | 0 | 0.084791 | 295.813 | 0.042909 | 0 | 0 | 0.085818 | 295.892 | 0.043081 | 0 | 0 | 0.086161 | 296.1289 | 0.043595 | 0 | 0 | 0.087189 | 296.3659 | 0.044109 | 0 | 0 | 0.088217 | 296.5239 | 0.044451 | 0 | 0 | 0.088902 | 296.7608 | 0.044965 | 0 | 0 | 0.08993 | 296.9188 | 0.045308 | 0 | 0 | 0.090616 | 297.0768 | 0.04565 | 0 | 0 | 0.091301
2017-04-29 13:00 | 263.2145 | 0.78454 |  | 276.3923 | 0.00078584 | 0 | 0 | 0.0015717 | 284.1592 | 0.017632 | 0 | 0 | 0.035265 | 290.514 | 0.031416 | 0 | 0 | 0.062831 | 290.7493 | 0.031926 | 0 | 0 | 0.063852 | 290.9062 | 0.032267 | 0 | 0 | 0.064533 | 291.1416 | 0.032777 | 0 | 0 | 0.065554 | 291.377 | 0.033288 | 0 | 0 | 0.066575 | 291.6123 | 0.033798 | 0 | 0 | 0.067596 | 291.9261 | 0.034479 | 0 | 0 | 0.068957 | 292.1615 | 0.034989 | 0 | 0 | 0.069978 | 292.3184 | 0.03533 | 0 | 0 | 0.070659 | 292.5538 | 0.03584 | 0 | 0 | 0.07168 | 292.7107 | 0.03618 | 0 | 0 | 0.072361 | 292.946 | 0.036691 | 0 | 0 | 0.073382 | 293.1814 | 0.037201 | 0 | 0 | 0.074403 | 293.3383 | 0.037542 | 0 | 0 | 0.075083 | 293.5737 | 0.038052 | 0 | 0 | 0.076104 | 293.809 | 0.038563 | 0 | 0 | 0.077125 | 293.8875 | 0.038733 | 0 | 0 | 0.077466 | 294.1228 | 0.039243 | 0 | 0 | 0.078487 | 294.3582 | 0.039754 | 0 | 0 | 0.079508 | 294.5151 | 0.040094 | 0 | 0 | 0.080188 | 294.7505 | 0.040605 | 0 | 0 | 0.081209 | 294.9074 | 0.040945 | 0 | 0 | 0.08189 | 295.0643 | 0.041285 | 0 | 0 | 0.082571
2017-04-29 14:00 | 259.405 | 0.77318 |  | 272.392 | 0 | 0 | 0 | 0 | 280.0465 | 0.0087119 | 0 | 0 | 0.017424 | 286.3093 | 0.022296 | 0 | 0 | 0.044592 | 286.5413 | 0.022799 | 0 | 0 | 0.045598 | 286.6959 | 0.023134 | 0 | 0 | 0.046269 | 286.9279 | 0.023637 | 0 | 0 | 0.047275 | 287.1598 | 0.024141 | 0 | 0 | 0.048281 | 287.3918 | 0.024644 | 0 | 0 | 0.049287 | 287.701 | 0.025314 | 0 | 0 | 0.050629 | 287.933 | 0.025818 | 0 | 0 | 0.051635 | 288.0876 | 0.026153 | 0 | 0 | 0.052306 | 288.3196 | 0.026656 | 0 | 0 | 0.053312 | 288.4742 | 0.026992 | 0 | 0 | 0.053983 | 288.7062 | 0.027495 | 0 | 0 | 0.054989 | 288.9381 | 0.027998 | 0 | 0 | 0.055995 | 289.0928 | 0.028333 | 0 | 0 | 0.056666 | 289.3247 | 0.028836 | 0 | 0 | 0.057673 | 289.5567 | 0.029339 | 0 | 0 | 0.058679 | 289.634 | 0.029507 | 0 | 0 | 0.059014 | 289.866 | 0.03001 | 0 | 0 | 0.06002 | 290.0979 | 0.030513 | 0 | 0 | 0.061027 | 290.2525 | 0.030849 | 0 | 0 | 0.061697 | 290.4845 | 0.031352 | 0 | 0 | 0.062704 | 290.6391 | 0.031687 | 0 | 0 | 0.063374 | 290.7938 | 0.032023 | 0 | 0 | 0.064045
2017-04-29 15:00 | 261.3091 | 0.77886 |  | 274.3915 | 0 | 0 | 0 | 0 | 282.1022 | 0.013171 | 0 | 0 | 0.026341 | 288.4109 | 0.026854 | 0 | 0 | 0.053708 | 288.6446 | 0.027361 | 0 | 0 | 0.054722 | 288.8003 | 0.027699 | 0 | 0 | 0.055398 | 289.034 | 0.028206 | 0 | 0 | 0.056411 | 289.2677 | 0.028712 | 0 | 0 | 0.057425 | 289.5013 | 0.029219 | 0 | 0 | 0.058439 | 289.8129 | 0.029895 | 0 | 0 | 0.05979 | 290.0465 | 0.030402 | 0 | 0 | 0.060804 | 290.2023 | 0.03074 | 0 | 0 | 0.061479 | 290.4359 | 0.031247 | 0 | 0 | 0.062493 | 290.5917 | 0.031584 | 0 | 0 | 0.063169 | 290.8254 | 0.032091 | 0 | 0 | 0.064182 | 291.059 | 0.032598 | 0 | 0 | 0.065196 | 291.2148 | 0.032936 | 0 | 0 | 0.065872 | 291.4485 | 0.033443 | 0 | 0 | 0.066885 | 291.6821 | 0.033949 | 0 | 0 | 0.067899 | 291.76 | 0.034118 | 0 | 0 | 0.068237 | 291.9937 | 0.034625 | 0 | 0 | 0.06925 | 292.2273 | 0.035132 | 0 | 0 | 0.070264 | 292.3831 | 0.03547 | 0 | 0 | 0.07094 | 292.6168 | 0.035977 | 0 | 0 | 0.071953 | 292.7725 | 0.036315 | 0 | 0 | 0.072629 | 292.9283 | 0.036652 | 0 | 0 | 0.073305
2017-04-29 16:00 | 254.922 | 0.75982 |  | 267.6846 | 0 | 0 | 0 | 0 | 275.2069 | 0 | 0 | 0 | 0 | 281.3614 | 0.011564 | 0 | 0 | 0.023128 | 281.5893 | 0.012058 | 0 | 0 | 0.024116 | 281.7413 | 0.012388 | 0 | 0 | 0.024776 | 281.9693 | 0.012882 | 0 | 0 | 0.025765 | 282.1972 | 0.013377 | 0 | 0 | 0.026753 | 282.4252 | 0.013871 | 0 | 0 | 0.027742 | 282.7291 | 0.01453 | 0 | 0 | 0.029061 | 282.957 | 0.015025 | 0 | 0 | 0.030049 | 283.109 | 0.015354 | 0 | 0 | 0.030709 | 283.3369 | 0.015849 | 0 | 0 | 0.031697 | 283.4889 | 0.016178 | 0 | 0 | 0.032357 | 283.7168 | 0.016673 | 0 | 0 | 0.033346 | 283.9448 | 0.017167 | 0 | 0 | 0.034334 | 284.0968 | 0.017497 | 0 | 0 | 0.034994 | 284.3247 | 0.017991 | 0 | 0 | 0.035982 | 284.5526 | 0.018486 | 0 | 0 | 0.036971 | 284.6286 | 0.01865 | 0 | 0 | 0.037301 | 284.8566 | 0.019145 | 0 | 0 | 0.03829 | 285.0845 | 0.019639 | 0 | 0 | 0.039279 | 285.2365 | 0.019969 | 0 | 0 | 0.039938 | 285.4644 | 0.020463 | 0 | 0 | 0.040927 | 285.6164 | 0.020793 | 0 | 0 | 0.041586 | 285.7684 | 0.021123 | 0 | 0 | 0.042245
2017-04-29 17:00 | 259.1975 | 0.77256 |  | 272.1742 | 0 | 0 | 0 | 0 | 279.8225 | 0.008226 | 0 | 0 | 0.016452 | 286.0803 | 0.021799 | 0 | 0 | 0.043598 | 286.3121 | 0.022302 | 0 | 0 | 0.044604 | 286.4666 | 0.022637 | 0 | 0 | 0.045274 | 286.6983 | 0.02314 | 0 | 0 | 0.046279 | 286.9301 | 0.023642 | 0 | 0 | 0.047285 | 287.1619 | 0.024145 | 0 | 0 | 0.04829 | 287.4709 | 0.024815 | 0 | 0 | 0.049631 | 287.7027 | 0.025318 | 0 | 0 | 0.050636 | 287.8572 | 0.025653 | 0 | 0 | 0.051306 | 288.089 | 0.026156 | 0 | 0 | 0.052312 | 288.2435 | 0.026491 | 0 | 0 | 0.052982 | 288.4752 | 0.026994 | 0 | 0 | 0.053987 | 288.707 | 0.027496 | 0 | 0 | 0.054993 | 288.8615 | 0.027832 | 0 | 0 | 0.055663 | 289.0933 | 0.028334 | 0 | 0 | 0.056669 | 289.3251 | 0.028837 | 0 | 0 | 0.057674 | 289.4023 | 0.029005 | 0 | 0 | 0.058009 | 289.6341 | 0.029507 | 0 | 0 | 0.059015 | 289.8659 | 0.03001 | 0 | 0 | 0.06002 | 290.0204 | 0.030345 | 0 | 0 | 0.06069 | 290.2521 | 0.030848 | 0 | 0 | 0.061696 | 290.4067 | 0.031183 | 0 | 0 | 0.062366 | 290.5612 | 0.031518 | 0 | 0 | 0.063036
2017-04-29 18:00 | 262.7446 | 0.78314 |  | 275.8989 | 0 | 0 | 0 | 0 | 283.6519 | 0.016532 | 0 | 0 | 0.033064 | 289.9953 | 0.030291 | 0 | 0 | 0.060582 | 290.2303 | 0.0308 | 0 | 0 | 0.061601 | 290.3869 | 0.03114 | 0 | 0 | 0.06228 | 290.6218 | 0.03165 | 0 | 0 | 0.063299 | 290.8568 | 0.032159 | 0 | 0 | 0.064319 | 291.0917 | 0.032669 | 0 | 0 | 0.065338 | 291.405 | 0.033348 | 0 | 0 | 0.066697 | 291.6399 | 0.033858 | 0 | 0 | 0.067716 | 291.7965 | 0.034198 | 0 | 0 | 0.068395 | 292.0315 | 0.034707 | 0 | 0 | 0.069414 | 292.1881 | 0.035047 | 0 | 0 | 0.070094 | 292.423 | 0.035557 | 0 | 0 | 0.071113 | 292.658 | 0.036066 | 0 | 0 | 0.072132 | 292.8146 | 0.036406 | 0 | 0 | 0.072812 | 293.0496 | 0.036915 | 0 | 0 | 0.073831 | 293.2845 | 0.037425 | 0 | 0 | 0.07485 | 293.3628 | 0.037595 | 0 | 0 | 0.07519 | 293.5978 | 0.038104 | 0 | 0 | 0.076209 | 293.8327 | 0.038614 | 0 | 0 | 0.077228 | 293.9893 | 0.038954 | 0 | 0 | 0.077908 | 294.2243 | 0.039463 | 0 | 0 | 0.078927 | 294.3809 | 0.039803 | 0 | 0 | 0.079606 | 294.5375 | 0.040143 | 0 | 0 | 0.080286
2017-04-29 19:00 | 264.6854 | 0.78892 |  | 277.9368 | 0.0041358 | 0 | 0 | 0.0082715 | 285.7471 | 0.021076 | 0 | 0 | 0.042153 | 292.1373 | 0.034937 | 0 | 0 | 0.069874 | 292.374 | 0.03545 | 0 | 0 | 0.0709 | 292.5318 | 0.035792 | 0 | 0 | 0.071585 | 292.7685 | 0.036306 | 0 | 0 | 0.072611 | 293.0051 | 0.036819 | 0 | 0 | 0.073638 | 293.2418 | 0.037332 | 0 | 0 | 0.074665 | 293.5574 | 0.038017 | 0 | 0 | 0.076034 | 293.7941 | 0.03853 | 0 | 0 | 0.077061 | 293.9519 | 0.038873 | 0 | 0 | 0.077745 | 294.1885 | 0.039386 | 0 | 0 | 0.078772 | 294.3463 | 0.039728 | 0 | 0 | 0.079456 | 294.583 | 0.040241 | 0 | 0 | 0.080483 | 294.8197 | 0.040755 | 0 | 0 | 0.08151 | 294.9775 | 0.041097 | 0 | 0 | 0.082194 | 295.2141 | 0.04161 | 0 | 0 | 0.083221 | 295.4508 | 0.042124 | 0 | 0 | 0.084247 | 295.5297 | 0.042295 | 0 | 0 | 0.08459 | 295.7664 | 0.042808 | 0 | 0 | 0.085616 | 296.003 | 0.043322 | 0 | 0 | 0.086643 | 296.1608 | 0.043664 | 0 | 0 | 0.087328 | 296.3975 | 0.044177 | 0 | 0 | 0.088354 | 296.5553 | 0.044519 | 0 | 0 | 0.089039 | 296.7131 | 0.044862 | 0 | 0 | 0.089723
2017-04-29 20:00 | 253.097 | 0.75438 |  | 265.7682 | 0 | 0 | 0 | 0 | 273.2366 | 0 | 0 | 0 | 0 | 279.3471 | 0.0071947 | 0 | 0 | 0.014389 | 279.5734 | 0.0076856 | 0 | 0 | 0.015371 | 279.7243 | 0.0080128 | 0 | 0 | 0.016026 | 279.9506 | 0.0085037 | 0 | 0 | 0.017007 | 280.1769 | 0.0089946 | 0 | 0 | 0.017989 | 280.4032 | 0.0094855 | 0 | 0 | 0.018971 | 280.7049 | 0.01014 | 0 | 0 | 0.02028 | 280.9313 | 0.010631 | 0 | 0 | 0.021262 | 281.0821 | 0.010958 | 0 | 0 | 0.021916 | 281.3085 | 0.011449 | 0 | 0 | 0.022898 | 281.4593 | 0.011776 | 0 | 0 | 0.023552 | 281.6856 | 0.012267 | 0 | 0 | 0.024534 | 281.912 | 0.012758 | 0 | 0 | 0.025516 | 282.0628 | 0.013085 | 0 | 0 | 0.02617 | 282.2891 | 0.013576 | 0 | 0 | 0.027152 | 282.5155 | 0.014067 | 0 | 0 | 0.028134 | 282.5909 | 0.014231 | 0 | 0 | 0.028461 | 282.8172 | 0.014721 | 0 | 0 | 0.029443 | 283.0435 | 0.015212 | 0 | 0 | 0.030425 | 283.1944 | 0.01554 | 0 | 0 | 0.031079 | 283.4207 | 0.01603 | 0 | 0 | 0.032061 | 283.5716 | 0.016358 | 0 | 0 | 0.032715 | 283.7225 | 0.016685 | 0 | 0 | 0.03337
2017-04-29 21:00 | 257.9508 | 0.76885 |  | 270.865 | 0 | 0 | 0 | 0 | 278.4766 | 0.0053067 | 0 | 0 | 0.010613 | 284.7043 | 0.018814 | 0 | 0 | 0.037629 | 284.9349 | 0.019315 | 0 | 0 | 0.03863 | 285.0887 | 0.019648 | 0 | 0 | 0.039297 | 285.3193 | 0.020149 | 0 | 0 | 0.040297 | 285.55 | 0.020649 | 0 | 0 | 0.041298 | 285.7807 | 0.021149 | 0 | 0 | 0.042298 | 286.0882 | 0.021816 | 0 | 0 | 0.043632 | 286.3189 | 0.022317 | 0 | 0 | 0.044633 | 286.4726 | 0.02265 | 0 | 0 | 0.0453 | 286.7033 | 0.02315 | 0 | 0 | 0.046301 | 286.857 | 0.023484 | 0 | 0 | 0.046968 | 287.0877 | 0.023984 | 0 | 0 | 0.047968 | 287.3184 | 0.024484 | 0 | 0 | 0.048969 | 287.4721 | 0.024818 | 0 | 0 | 0.049636 | 287.7028 | 0.025318 | 0 | 0 | 0.050637 | 287.9334 | 0.025819 | 0 | 0 | 0.051637 | 288.0103 | 0.025985 | 0 | 0 | 0.051971 | 288.241 | 0.026486 | 0 | 0 | 0.052971 | 288.4716 | 0.026986 | 0 | 0 | 0.053972 | 288.6254 | 0.027319 | 0 | 0 | 0.054639 | 288.856 | 0.02782 | 0 | 0 | 0.055639 | 289.0098 | 0.028153 | 0 | 0 | 0.056306 | 289.1636 | 0.028487 | 0 | 0 | 0.056974
2017-04-29 22:00 | 261.4926 | 0.7794 |  | 274.5842 | 0 | 0 | 0 | 0 | 282.3003 | 0.0136 | 0 | 0 | 0.027201 | 288.6135 | 0.027294 | 0 | 0 | 0.054587 | 288.8473 | 0.027801 | 0 | 0 | 0.055601 | 289.0032 | 0.028139 | 0 | 0 | 0.056278 | 289.237 | 0.028646 | 0 | 0 | 0.057292 | 289.4708 | 0.029153 | 0 | 0 | 0.058306 | 289.7046 | 0.02966 | 0 | 0 | 0.059321 | 290.0164 | 0.030336 | 0 | 0 | 0.060673 | 290.2502 | 0.030844 | 0 | 0 | 0.061687 | 290.4061 | 0.031182 | 0 | 0 | 0.062363 | 290.6399 | 0.031689 | 0 | 0 | 0.063378 | 290.7958 | 0.032027 | 0 | 0 | 0.064054 | 291.0296 | 0.032534 | 0 | 0 | 0.065068 | 291.2634 | 0.033041 | 0 | 0 | 0.066083 | 291.4193 | 0.033379 | 0 | 0 | 0.066759 | 291.6531 | 0.033887 | 0 | 0 | 0.067773 | 291.887 | 0.034394 | 0 | 0 | 0.068787 | 291.9649 | 0.034563 | 0 | 0 | 0.069126 | 292.1987 | 0.03507 | 0 | 0 | 0.07014 | 292.4325 | 0.035577 | 0 | 0 | 0.071154 | 292.5884 | 0.035915 | 0 | 0 | 0.07183 | 292.8222 | 0.036422 | 0 | 0 | 0.072845 | 292.9781 | 0.03676 | 0 | 0 | 0.073521 | 293.134 | 0.037099 | 0 | 0 | 0.074197
2017-04-29 23:00 | 272.0284 | 0.81081 |  | 285.6474 | 0.02086 | 0 | 0 | 0.04172 | 293.6744 | 0.038271 | 0 | 0 | 0.076541 | 300.2419 | 0.052516 | 0 | 0 | 0.10503 | 300.4852 | 0.053043 | 0 | 0 | 0.10609 | 300.6473 | 0.053395 | 0 | 0 | 0.10679 | 300.8906 | 0.053923 | 0 | 0 | 0.10785 | 301.1338 | 0.05445 | 0 | 0 | 0.1089 | 301.3771 | 0.054978 | 0 | 0 | 0.10996 | 301.7014 | 0.055681 | 0 | 0 | 0.11136 | 301.9446 | 0.056209 | 0 | 0 | 0.11242 | 302.1068 | 0.056561 | 0 | 0 | 0.11312 | 302.35 | 0.057088 | 0 | 0 | 0.11418 | 302.5122 | 0.05744 | 0 | 0 | 0.11488 | 302.7554 | 0.057967 | 0 | 0 | 0.11593 | 302.9987 | 0.058495 | 0 | 0 | 0.11699 | 303.1608 | 0.058847 | 0 | 0 | 0.11769 | 303.4041 | 0.059374 | 0 | 0 | 0.11875 | 303.6473 | 0.059902 | 0 | 0 | 0.1198 | 303.7284 | 0.060078 | 0 | 0 | 0.12016 | 303.9717 | 0.060605 | 0 | 0 | 0.12121 | 304.2149 | 0.061133 | 0 | 0 | 0.12227 | 304.3771 | 0.061485 | 0 | 0 | 0.12297 | 304.6203 | 0.062012 | 0 | 0 | 0.12402 | 304.7825 | 0.062364 | 0 | 0 | 0.12473 | 304.9446 | 0.062716 | 0 | 0 | 0.12543
2017-04-30 | 274.279 | 0.81752 |  | 288.0107 | 0.025986 | 0 | 0 | 0.051972 | 296.1041 | 0.043541 | 0 | 0 | 0.087081 | 302.7259 | 0.057903 | 0 | 0 | 0.11581 | 302.9712 | 0.058435 | 0 | 0 | 0.11687 | 303.1347 | 0.05879 | 0 | 0 | 0.11758 | 303.3799 | 0.059322 | 0 | 0 | 0.11864 | 303.6252 | 0.059854 | 0 | 0 | 0.11971 | 303.8705 | 0.060386 | 0 | 0 | 0.12077 | 304.1975 | 0.061095 | 0 | 0 | 0.12219 | 304.4427 | 0.061627 | 0 | 0 | 0.12325 | 304.6062 | 0.061982 | 0 | 0 | 0.12396 | 304.8515 | 0.062514 | 0 | 0 | 0.12503 | 305.015 | 0.062868 | 0 | 0 | 0.12574 | 305.2602 | 0.0634 | 0 | 0 | 0.1268 | 305.5055 | 0.063932 | 0 | 0 | 0.12786 | 305.669 | 0.064287 | 0 | 0 | 0.12857 | 305.9142 | 0.064819 | 0 | 0 | 0.12964 | 306.1595 | 0.065351 | 0 | 0 | 0.1307 | 306.2412 | 0.065528 | 0 | 0 | 0.13106 | 306.4865 | 0.06606 | 0 | 0 | 0.13212 | 306.7318 | 0.066592 | 0 | 0 | 0.13318 | 306.8953 | 0.066947 | 0 | 0 | 0.13389 | 307.1405 | 0.067479 | 0 | 0 | 0.13496 | 307.304 | 0.067833 | 0 | 0 | 0.13567 | 307.4675 | 0.068188 | 0 | 0 | 0.13638
2017-04-30 01:00 | 275.8085 | 0.82207 |  | 289.6167 | 0.02947 | 0 | 0 | 0.058939 | 297.7553 | 0.047122 | 0 | 0 | 0.094244 | 304.4141 | 0.061565 | 0 | 0 | 0.12313 | 304.6607 | 0.0621 | 0 | 0 | 0.1242 | 304.8251 | 0.062457 | 0 | 0 | 0.12491 | 305.0717 | 0.062992 | 0 | 0 | 0.12598 | 305.3184 | 0.063526 | 0 | 0 | 0.12705 | 305.565 | 0.064061 | 0 | 0 | 0.12812 | 305.8938 | 0.064775 | 0 | 0 | 0.12955 | 306.1404 | 0.06531 | 0 | 0 | 0.13062 | 306.3049 | 0.065666 | 0 | 0 | 0.13133 | 306.5515 | 0.066201 | 0 | 0 | 0.1324 | 306.7159 | 0.066558 | 0 | 0 | 0.13312 | 306.9625 | 0.067093 | 0 | 0 | 0.13419 | 307.2091 | 0.067628 | 0 | 0 | 0.13526 | 307.3736 | 0.067984 | 0 | 0 | 0.13597 | 307.6202 | 0.068519 | 0 | 0 | 0.13704 | 307.8668 | 0.069054 | 0 | 0 | 0.13811 | 307.949 | 0.069232 | 0 | 0 | 0.13846 | 308.1956 | 0.069767 | 0 | 0 | 0.13953 | 308.4422 | 0.070302 | 0 | 0 | 0.1406 | 308.6067 | 0.070659 | 0 | 0 | 0.14132 | 308.8533 | 0.071194 | 0 | 0 | 0.14239 | 309.0177 | 0.07155 | 0 | 0 | 0.1431 | 309.1821 | 0.071907 | 0 | 0 | 0.14381
2017-04-30 02:00 | 278.2252 | 0.82928 |  | 292.1544 | 0.034974 | 0 | 0 | 0.069948 | 300.3643 | 0.052781 | 0 | 0 | 0.10556 | 307.0814 | 0.067351 | 0 | 0 | 0.1347 | 307.3302 | 0.06789 | 0 | 0 | 0.13578 | 307.4961 | 0.06825 | 0 | 0 | 0.1365 | 307.7448 | 0.068789 | 0 | 0 | 0.13758 | 307.9936 | 0.069329 | 0 | 0 | 0.13866 | 308.2424 | 0.069869 | 0 | 0 | 0.13974 | 308.5741 | 0.070588 | 0 | 0 | 0.14118 | 308.8229 | 0.071128 | 0 | 0 | 0.14226 | 308.9888 | 0.071488 | 0 | 0 | 0.14298 | 309.2375 | 0.072027 | 0 | 0 | 0.14405 | 309.4034 | 0.072387 | 0 | 0 | 0.14477 | 309.6522 | 0.072927 | 0 | 0 | 0.14585 | 309.901 | 0.073466 | 0 | 0 | 0.14693 | 310.0668 | 0.073826 | 0 | 0 | 0.14765 | 310.3156 | 0.074365 | 0 | 0 | 0.14873 | 310.5644 | 0.074905 | 0 | 0 | 0.14981 | 310.6473 | 0.075085 | 0 | 0 | 0.15017 | 310.8961 | 0.075625 | 0 | 0 | 0.15125 | 311.1449 | 0.076164 | 0 | 0 | 0.15233 | 311.3107 | 0.076524 | 0 | 0 | 0.15305 | 311.5595 | 0.077064 | 0 | 0 | 0.15413 | 311.7254 | 0.077423 | 0 | 0 | 0.15485 | 311.8912 | 0.077783 | 0 | 0 | 0.15557
2017-04-30 03:00 | 271.8612 | 0.81031 |  | 285.4718 | 0.020479 | 0 | 0 | 0.040959 | 293.4939 | 0.037879 | 0 | 0 | 0.075758 | 300.0574 | 0.052115 | 0 | 0 | 0.10423 | 300.3005 | 0.052643 | 0 | 0 | 0.10529 | 300.4625 | 0.052994 | 0 | 0 | 0.10599 | 300.7056 | 0.053521 | 0 | 0 | 0.10704 | 300.9487 | 0.054049 | 0 | 0 | 0.1081 | 301.1918 | 0.054576 | 0 | 0 | 0.10915 | 301.5159 | 0.055279 | 0 | 0 | 0.11056 | 301.759 | 0.055806 | 0 | 0 | 0.11161 | 301.9211 | 0.056158 | 0 | 0 | 0.11232 | 302.1642 | 0.056685 | 0 | 0 | 0.11337 | 302.3262 | 0.057037 | 0 | 0 | 0.11407 | 302.5693 | 0.057564 | 0 | 0 | 0.11513 | 302.8124 | 0.058091 | 0 | 0 | 0.11618 | 302.9745 | 0.058443 | 0 | 0 | 0.11689 | 303.2176 | 0.05897 | 0 | 0 | 0.11794 | 303.4607 | 0.059497 | 0 | 0 | 0.11899 | 303.5417 | 0.059673 | 0 | 0 | 0.11935 | 303.7848 | 0.0602 | 0 | 0 | 0.1204 | 304.0279 | 0.060727 | 0 | 0 | 0.12145 | 304.19 | 0.061079 | 0 | 0 | 0.12216 | 304.4331 | 0.061606 | 0 | 0 | 0.12321 | 304.5951 | 0.061958 | 0 | 0 | 0.12392 | 304.7572 | 0.062309 | 0 | 0 | 0.12462
2017-04-30 04:00 | 273.7664 | 0.81599 |  | 287.4725 | 0.024819 | 0 | 0 | 0.049637 | 295.5507 | 0.04234 | 0 | 0 | 0.084681 | 302.1602 | 0.056676 | 0 | 0 | 0.11335 | 302.405 | 0.057207 | 0 | 0 | 0.11441 | 302.5682 | 0.057561 | 0 | 0 | 0.11512 | 302.813 | 0.058092 | 0 | 0 | 0.11618 | 303.0578 | 0.058623 | 0 | 0 | 0.11725 | 303.3026 | 0.059154 | 0 | 0 | 0.11831 | 303.629 | 0.059862 | 0 | 0 | 0.11972 | 303.8738 | 0.060393 | 0 | 0 | 0.12079 | 304.037 | 0.060747 | 0 | 0 | 0.12149 | 304.2818 | 0.061278 | 0 | 0 | 0.12256 | 304.445 | 0.061632 | 0 | 0 | 0.12326 | 304.6898 | 0.062163 | 0 | 0 | 0.12433 | 304.9346 | 0.062694 | 0 | 0 | 0.12539 | 305.0978 | 0.063048 | 0 | 0 | 0.1261 | 305.3426 | 0.063579 | 0 | 0 | 0.12716 | 305.5874 | 0.06411 | 0 | 0 | 0.12822 | 305.669 | 0.064287 | 0 | 0 | 0.12857 | 305.9138 | 0.064818 | 0 | 0 | 0.12964 | 306.1586 | 0.065349 | 0 | 0 | 0.1307 | 306.3218 | 0.065703 | 0 | 0 | 0.13141 | 306.5666 | 0.066234 | 0 | 0 | 0.13247 | 306.7298 | 0.066588 | 0 | 0 | 0.13318 | 306.893 | 0.066942 | 0 | 0 | 0.13388
2017-04-30 05:00 | 261.4406 | 0.77925 |  | 274.5295 | 0 | 0 | 0 | 0 | 282.2441 | 0.013478 | 0 | 0 | 0.026957 | 288.556 | 0.027169 | 0 | 0 | 0.054338 | 288.7898 | 0.027676 | 0 | 0 | 0.055352 | 288.9456 | 0.028014 | 0 | 0 | 0.056028 | 289.1794 | 0.028521 | 0 | 0 | 0.057042 | 289.4132 | 0.029028 | 0 | 0 | 0.058056 | 289.6469 | 0.029535 | 0 | 0 | 0.05907 | 289.9586 | 0.030211 | 0 | 0 | 0.060422 | 290.1924 | 0.030718 | 0 | 0 | 0.061437 | 290.3483 | 0.031056 | 0 | 0 | 0.062113 | 290.582 | 0.031563 | 0 | 0 | 0.063127 | 290.7379 | 0.031901 | 0 | 0 | 0.063803 | 290.9717 | 0.032408 | 0 | 0 | 0.064817 | 291.2054 | 0.032916 | 0 | 0 | 0.065831 | 291.3613 | 0.033254 | 0 | 0 | 0.066507 | 291.5951 | 0.033761 | 0 | 0 | 0.067521 | 291.8288 | 0.034268 | 0 | 0 | 0.068535 | 291.9068 | 0.034437 | 0 | 0 | 0.068873 | 292.1405 | 0.034944 | 0 | 0 | 0.069888 | 292.3743 | 0.035451 | 0 | 0 | 0.070902 | 292.5302 | 0.035789 | 0 | 0 | 0.071578 | 292.7639 | 0.036296 | 0 | 0 | 0.072592 | 292.9198 | 0.036634 | 0 | 0 | 0.073268 | 293.0756 | 0.036972 | 0 | 0 | 0.073944
2017-04-30 06:00 | 263.0967 | 0.78419 |  | 276.2686 | 0.00051743 | 0 | 0 | 0.0010349 | 284.032 | 0.017356 | 0 | 0 | 0.034713 | 290.3839 | 0.031134 | 0 | 0 | 0.062267 | 290.6191 | 0.031644 | 0 | 0 | 0.063288 | 290.776 | 0.031984 | 0 | 0 | 0.063968 | 291.0112 | 0.032494 | 0 | 0 | 0.064989 | 291.2465 | 0.033005 | 0 | 0 | 0.066009 | 291.4818 | 0.033515 | 0 | 0 | 0.06703 | 291.7954 | 0.034195 | 0 | 0 | 0.06839 | 292.0307 | 0.034705 | 0 | 0 | 0.069411 | 292.1875 | 0.035046 | 0 | 0 | 0.070091 | 292.4228 | 0.035556 | 0 | 0 | 0.071112 | 292.5796 | 0.035896 | 0 | 0 | 0.071792 | 292.8149 | 0.036406 | 0 | 0 | 0.072813 | 293.0501 | 0.036917 | 0 | 0 | 0.073833 | 293.207 | 0.037257 | 0 | 0 | 0.074514 | 293.4422 | 0.037767 | 0 | 0 | 0.075534 | 293.6775 | 0.038277 | 0 | 0 | 0.076555 | 293.7559 | 0.038447 | 0 | 0 | 0.076895 | 293.9911 | 0.038958 | 0 | 0 | 0.077915 | 294.2264 | 0.039468 | 0 | 0 | 0.078936 | 294.3832 | 0.039808 | 0 | 0 | 0.079616 | 294.6185 | 0.040318 | 0 | 0 | 0.080637 | 294.7753 | 0.040659 | 0 | 0 | 0.081317 | 294.9322 | 0.040999 | 0 | 0 | 0.081998
2017-04-30 07:00 | 265.4248 | 0.79112 |  | 278.7132 | 0.0058199 | 0 | 0 | 0.01164 | 286.5454 | 0.022808 | 0 | 0 | 0.045616 | 292.9535 | 0.036707 | 0 | 0 | 0.073414 | 293.1908 | 0.037222 | 0 | 0 | 0.074444 | 293.349 | 0.037565 | 0 | 0 | 0.07513 | 293.5864 | 0.03808 | 0 | 0 | 0.07616 | 293.8237 | 0.038595 | 0 | 0 | 0.077189 | 294.0611 | 0.039109 | 0 | 0 | 0.078219 | 294.3775 | 0.039796 | 0 | 0 | 0.079591 | 294.6148 | 0.040311 | 0 | 0 | 0.080621 | 294.7731 | 0.040654 | 0 | 0 | 0.081307 | 295.0104 | 0.041168 | 0 | 0 | 0.082337 | 295.1686 | 0.041512 | 0 | 0 | 0.083023 | 295.406 | 0.042026 | 0 | 0 | 0.084053 | 295.6433 | 0.042541 | 0 | 0 | 0.085083 | 295.8015 | 0.042884 | 0 | 0 | 0.085769 | 296.0389 | 0.043399 | 0 | 0 | 0.086798 | 296.2762 | 0.043914 | 0 | 0 | 0.087828 | 296.3553 | 0.044086 | 0 | 0 | 0.088171 | 296.5927 | 0.0446 | 0 | 0 | 0.089201 | 296.83 | 0.045115 | 0 | 0 | 0.09023 | 296.9882 | 0.045458 | 0 | 0 | 0.090917 | 297.2256 | 0.045973 | 0 | 0 | 0.091946 | 297.3838 | 0.046316 | 0 | 0 | 0.092633 | 297.542 | 0.04666 | 0 | 0 | 0.093319
2017-04-30 08:00 | 255.7401 | 0.76226 |  | 268.5436 | 0 | 0 | 0 | 0 | 276.09 | 0.00013014 | 0 | 0 | 0.00026028 | 282.2643 | 0.013522 | 0 | 0 | 0.027044 | 282.493 | 0.014018 | 0 | 0 | 0.028036 | 282.6454 | 0.014349 | 0 | 0 | 0.028698 | 282.8741 | 0.014845 | 0 | 0 | 0.02969 | 283.1028 | 0.015341 | 0 | 0 | 0.030682 | 283.3315 | 0.015837 | 0 | 0 | 0.031674 | 283.6364 | 0.016498 | 0 | 0 | 0.032996 | 283.865 | 0.016994 | 0 | 0 | 0.033988 | 284.0175 | 0.017325 | 0 | 0 | 0.03465 | 284.2462 | 0.017821 | 0 | 0 | 0.035642 | 284.3986 | 0.018152 | 0 | 0 | 0.036303 | 284.6273 | 0.018648 | 0 | 0 | 0.037295 | 284.856 | 0.019144 | 0 | 0 | 0.038287 | 285.0084 | 0.019474 | 0 | 0 | 0.038948 | 285.2371 | 0.01997 | 0 | 0 | 0.03994 | 285.4658 | 0.020466 | 0 | 0 | 0.040932 | 285.542 | 0.020632 | 0 | 0 | 0.041263 | 285.7707 | 0.021128 | 0 | 0 | 0.042255 | 285.9994 | 0.021624 | 0 | 0 | 0.043247 | 286.1518 | 0.021954 | 0 | 0 | 0.043908 | 286.3805 | 0.02245 | 0 | 0 | 0.0449 | 286.5329 | 0.022781 | 0 | 0 | 0.045562 | 286.6854 | 0.023112 | 0 | 0 | 0.046223
2017-04-30 09:00 | 259.8435 | 0.77449 |  | 272.8525 | 0 | 0 | 0 | 0 | 280.5199 | 0.0097386 | 0 | 0 | 0.019477 | 286.7933 | 0.023346 | 0 | 0 | 0.046691 | 287.0256 | 0.023849 | 0 | 0 | 0.047699 | 287.1805 | 0.024185 | 0 | 0 | 0.048371 | 287.4129 | 0.024689 | 0 | 0 | 0.049379 | 287.6452 | 0.025193 | 0 | 0 | 0.050387 | 287.8775 | 0.025697 | 0 | 0 | 0.051395 | 288.1873 | 0.026369 | 0 | 0 | 0.052739 | 288.4197 | 0.026873 | 0 | 0 | 0.053746 | 288.5746 | 0.027209 | 0 | 0 | 0.054418 | 288.8069 | 0.027713 | 0 | 0 | 0.055426 | 288.9618 | 0.028049 | 0 | 0 | 0.056098 | 289.1942 | 0.028553 | 0 | 0 | 0.057106 | 289.4265 | 0.029057 | 0 | 0 | 0.058114 | 289.5814 | 0.029393 | 0 | 0 | 0.058786 | 289.8138 | 0.029897 | 0 | 0 | 0.059794 | 290.0461 | 0.030401 | 0 | 0 | 0.060802 | 290.1236 | 0.030569 | 0 | 0 | 0.061138 | 290.3559 | 0.031073 | 0 | 0 | 0.062146 | 290.5883 | 0.031577 | 0 | 0 | 0.063154 | 290.7432 | 0.031913 | 0 | 0 | 0.063826 | 290.9755 | 0.032417 | 0 | 0 | 0.064834 | 291.1304 | 0.032753 | 0 | 0 | 0.065506 | 291.2853 | 0.033089 | 0 | 0 | 0.066177
2017-04-30 10:00 | 265.3247 | 0.79083 |  | 278.6082 | 0.005592 | 0 | 0 | 0.011184 | 286.4373 | 0.022574 | 0 | 0 | 0.045147 | 292.843 | 0.036467 | 0 | 0 | 0.072935 | 293.0803 | 0.036982 | 0 | 0 | 0.073964 | 293.2384 | 0.037325 | 0 | 0 | 0.07465 | 293.4757 | 0.03784 | 0 | 0 | 0.075679 | 293.7129 | 0.038354 | 0 | 0 | 0.076709 | 293.9502 | 0.038869 | 0 | 0 | 0.077738 | 294.2665 | 0.039555 | 0 | 0 | 0.07911 | 294.5038 | 0.04007 | 0 | 0 | 0.080139 | 294.6619 | 0.040413 | 0 | 0 | 0.080825 | 294.8992 | 0.040927 | 0 | 0 | 0.081855 | 295.0573 | 0.04127 | 0 | 0 | 0.082541 | 295.2946 | 0.041785 | 0 | 0 | 0.08357 | 295.5318 | 0.042299 | 0 | 0 | 0.084599 | 295.69 | 0.042643 | 0 | 0 | 0.085285 | 295.9273 | 0.043157 | 0 | 0 | 0.086314 | 296.1645 | 0.043672 | 0 | 0 | 0.087343 | 296.2436 | 0.043843 | 0 | 0 | 0.087687 | 296.4808 | 0.044358 | 0 | 0 | 0.088716 | 296.7181 | 0.044872 | 0 | 0 | 0.089745 | 296.8762 | 0.045216 | 0 | 0 | 0.090431 | 297.1135 | 0.04573 | 0 | 0 | 0.09146 | 297.2717 | 0.046073 | 0 | 0 | 0.092146 | 297.4298 | 0.046416 | 0 | 0 | 0.092832
2017-04-30 11:00 | 265.6335 | 0.79175 |  | 278.9324 | 0.0062952 | 0 | 0 | 0.01259 | 286.7707 | 0.023296 | 0 | 0 | 0.046593 | 293.1838 | 0.037207 | 0 | 0 | 0.074413 | 293.4213 | 0.037722 | 0 | 0 | 0.075444 | 293.5797 | 0.038065 | 0 | 0 | 0.07613 | 293.8172 | 0.03858 | 0 | 0 | 0.077161 | 294.0547 | 0.039096 | 0 | 0 | 0.078191 | 294.2922 | 0.039611 | 0 | 0 | 0.079222 | 294.6089 | 0.040298 | 0 | 0 | 0.080595 | 294.8465 | 0.040813 | 0 | 0 | 0.081626 | 295.0048 | 0.041156 | 0 | 0 | 0.082313 | 295.2423 | 0.041672 | 0 | 0 | 0.083343 | 295.4007 | 0.042015 | 0 | 0 | 0.08403 | 295.6382 | 0.04253 | 0 | 0 | 0.08506 | 295.8757 | 0.043045 | 0 | 0 | 0.086091 | 296.0341 | 0.043389 | 0 | 0 | 0.086778 | 296.2716 | 0.043904 | 0 | 0 | 0.087808 | 296.5091 | 0.044419 | 0 | 0 | 0.088838 | 296.5883 | 0.044591 | 0 | 0 | 0.089182 | 296.8258 | 0.045106 | 0 | 0 | 0.090212 | 297.0634 | 0.045621 | 0 | 0 | 0.091243 | 297.2217 | 0.045965 | 0 | 0 | 0.09193 | 297.4592 | 0.04648 | 0 | 0 | 0.09296 | 297.6176 | 0.046823 | 0 | 0 | 0.093647 | 297.7759 | 0.047167 | 0 | 0 | 0.094334
2017-04-30 12:00 | 262.6996 | 0.783 |  | 275.8516 | 0 | 0 | 0 | 0 | 283.6033 | 0.016426 | 0 | 0 | 0.032853 | 289.9456 | 0.030183 | 0 | 0 | 0.060366 | 290.1805 | 0.030692 | 0 | 0 | 0.061385 | 290.3371 | 0.031032 | 0 | 0 | 0.062064 | 290.572 | 0.031542 | 0 | 0 | 0.063083 | 290.8069 | 0.032051 | 0 | 0 | 0.064102 | 291.0418 | 0.032561 | 0 | 0 | 0.065121 | 291.355 | 0.03324 | 0 | 0 | 0.06648 | 291.5899 | 0.033749 | 0 | 0 | 0.067499 | 291.7465 | 0.034089 | 0 | 0 | 0.068178 | 291.9814 | 0.034599 | 0 | 0 | 0.069197 | 292.138 | 0.034938 | 0 | 0 | 0.069876 | 292.3729 | 0.035448 | 0 | 0 | 0.070895 | 292.6078 | 0.035957 | 0 | 0 | 0.071914 | 292.7644 | 0.036297 | 0 | 0 | 0.072594 | 292.9993 | 0.036806 | 0 | 0 | 0.073613 | 293.2342 | 0.037316 | 0 | 0 | 0.074632 | 293.3125 | 0.037486 | 0 | 0 | 0.074971 | 293.5474 | 0.037995 | 0 | 0 | 0.07599 | 293.7823 | 0.038505 | 0 | 0 | 0.077009 | 293.9389 | 0.038844 | 0 | 0 | 0.077689 | 294.1738 | 0.039354 | 0 | 0 | 0.078708 | 294.3304 | 0.039694 | 0 | 0 | 0.079387 | 294.487 | 0.040033 | 0 | 0 | 0.080066
2017-04-30 13:00 | 260.2071 | 0.77557 |  | 273.2343 | 0 | 0 | 0 | 0 | 280.9125 | 0.01059 | 0 | 0 | 0.02118 | 287.1946 | 0.024216 | 0 | 0 | 0.048432 | 287.4273 | 0.024721 | 0 | 0 | 0.049441 | 287.5824 | 0.025057 | 0 | 0 | 0.050114 | 287.8151 | 0.025562 | 0 | 0 | 0.051124 | 288.0477 | 0.026066 | 0 | 0 | 0.052133 | 288.2804 | 0.026571 | 0 | 0 | 0.053142 | 288.5906 | 0.027244 | 0 | 0 | 0.054488 | 288.8233 | 0.027749 | 0 | 0 | 0.055497 | 288.9784 | 0.028085 | 0 | 0 | 0.05617 | 289.2111 | 0.02859 | 0 | 0 | 0.05718 | 289.3662 | 0.028926 | 0 | 0 | 0.057852 | 289.5989 | 0.029431 | 0 | 0 | 0.058862 | 289.8316 | 0.029936 | 0 | 0 | 0.059871 | 289.9867 | 0.030272 | 0 | 0 | 0.060544 | 290.2193 | 0.030777 | 0 | 0 | 0.061553 | 290.452 | 0.031281 | 0 | 0 | 0.062563 | 290.5296 | 0.03145 | 0 | 0 | 0.062899 | 290.7622 | 0.031954 | 0 | 0 | 0.063908 | 290.9949 | 0.032459 | 0 | 0 | 0.064918 | 291.15 | 0.032795 | 0 | 0 | 0.065591 | 291.3827 | 0.0333 | 0 | 0 | 0.0666 | 291.5378 | 0.033636 | 0 | 0 | 0.067273 | 291.6929 | 0.033973 | 0 | 0 | 0.067946
2017-04-30 14:00 | 256.4972 | 0.76452 |  | 269.3387 | 0 | 0 | 0 | 0 | 276.9074 | 0.0019031 | 0 | 0 | 0.0038062 | 283.1 | 0.015335 | 0 | 0 | 0.03067 | 283.3293 | 0.015832 | 0 | 0 | 0.031665 | 283.4822 | 0.016164 | 0 | 0 | 0.032328 | 283.7116 | 0.016661 | 0 | 0 | 0.033323 | 283.9409 | 0.017159 | 0 | 0 | 0.034318 | 284.1703 | 0.017656 | 0 | 0 | 0.035313 | 284.4761 | 0.01832 | 0 | 0 | 0.036639 | 284.7055 | 0.018817 | 0 | 0 | 0.037634 | 284.8584 | 0.019149 | 0 | 0 | 0.038297 | 285.0877 | 0.019646 | 0 | 0 | 0.039292 | 285.2406 | 0.019978 | 0 | 0 | 0.039956 | 285.47 | 0.020475 | 0 | 0 | 0.040951 | 285.6993 | 0.020973 | 0 | 0 | 0.041946 | 285.8522 | 0.021304 | 0 | 0 | 0.042609 | 286.0816 | 0.021802 | 0 | 0 | 0.043604 | 286.3109 | 0.022299 | 0 | 0 | 0.044599 | 286.3874 | 0.022465 | 0 | 0 | 0.04493 | 286.6167 | 0.022963 | 0 | 0 | 0.045925 | 286.8461 | 0.02346 | 0 | 0 | 0.04692 | 286.999 | 0.023792 | 0 | 0 | 0.047584 | 287.2284 | 0.024289 | 0 | 0 | 0.048578 | 287.3813 | 0.024621 | 0 | 0 | 0.049242 | 287.5342 | 0.024953 | 0 | 0 | 0.049905
2017-04-30 15:00 | 256.7659 | 0.76532 |  | 269.6208 | 0 | 0 | 0 | 0 | 277.1974 | 0.0025322 | 0 | 0 | 0.0050643 | 283.3965 | 0.015978 | 0 | 0 | 0.031956 | 283.6261 | 0.016476 | 0 | 0 | 0.032952 | 283.7792 | 0.016808 | 0 | 0 | 0.033616 | 284.0087 | 0.017306 | 0 | 0 | 0.034612 | 284.2383 | 0.017804 | 0 | 0 | 0.035608 | 284.4679 | 0.018302 | 0 | 0 | 0.036604 | 284.7741 | 0.018966 | 0 | 0 | 0.037932 | 285.0037 | 0.019464 | 0 | 0 | 0.038928 | 285.1567 | 0.019796 | 0 | 0 | 0.039592 | 285.3863 | 0.020294 | 0 | 0 | 0.040588 | 285.5394 | 0.020626 | 0 | 0 | 0.041252 | 285.769 | 0.021124 | 0 | 0 | 0.042248 | 285.9986 | 0.021622 | 0 | 0 | 0.043244 | 286.1516 | 0.021954 | 0 | 0 | 0.043908 | 286.3812 | 0.022452 | 0 | 0 | 0.044904 | 286.6108 | 0.02295 | 0 | 0 | 0.0459 | 286.6874 | 0.023116 | 0 | 0 | 0.046232 | 286.9169 | 0.023614 | 0 | 0 | 0.047228 | 287.1465 | 0.024112 | 0 | 0 | 0.048224 | 287.2996 | 0.024444 | 0 | 0 | 0.048888 | 287.5292 | 0.024942 | 0 | 0 | 0.049884 | 287.6823 | 0.025274 | 0 | 0 | 0.050548 | 287.8353 | 0.025606 | 0 | 0 | 0.051212
2017-04-30 16:00 | 252.1126 | 0.75145 |  | 264.7346 | 0 | 0 | 0 | 0 | 272.1739 | 0 | 0 | 0 | 0 | 278.2606 | 0.0048382 | 0 | 0 | 0.0096763 | 278.486 | 0.0053271 | 0 | 0 | 0.010654 | 278.6363 | 0.0056531 | 0 | 0 | 0.011306 | 278.8618 | 0.0061421 | 0 | 0 | 0.012284 | 279.0872 | 0.0066311 | 0 | 0 | 0.013262 | 279.3126 | 0.00712 | 0 | 0 | 0.01424 | 279.6132 | 0.007772 | 0 | 0 | 0.015544 | 279.8386 | 0.0082609 | 0 | 0 | 0.016522 | 279.9889 | 0.0085869 | 0 | 0 | 0.017174 | 280.2144 | 0.0090759 | 0 | 0 | 0.018152 | 280.3647 | 0.0094019 | 0 | 0 | 0.018804 | 280.5901 | 0.0098908 | 0 | 0 | 0.019782 | 280.8155 | 0.01038 | 0 | 0 | 0.02076 | 280.9658 | 0.010706 | 0 | 0 | 0.021412 | 281.1912 | 0.011195 | 0 | 0 | 0.022389 | 281.4167 | 0.011684 | 0 | 0 | 0.023367 | 281.4918 | 0.011847 | 0 | 0 | 0.023693 | 281.7173 | 0.012336 | 0 | 0 | 0.024671 | 281.9427 | 0.012825 | 0 | 0 | 0.025649 | 282.093 | 0.013151 | 0 | 0 | 0.026301 | 282.3184 | 0.01364 | 0 | 0 | 0.027279 | 282.4687 | 0.013966 | 0 | 0 | 0.027931 | 282.619 | 0.014292 | 0 | 0 | 0.028583
2017-04-30 17:00 | 252.3571 | 0.75218 |  | 264.9913 | 0 | 0 | 0 | 0 | 272.4378 | 0 | 0 | 0 | 0 | 278.5304 | 0.0054234 | 0 | 0 | 0.010847 | 278.7561 | 0.0059129 | 0 | 0 | 0.011826 | 278.9065 | 0.0062392 | 0 | 0 | 0.012478 | 279.1322 | 0.0067286 | 0 | 0 | 0.013457 | 279.3578 | 0.007218 | 0 | 0 | 0.014436 | 279.5835 | 0.0077075 | 0 | 0 | 0.015415 | 279.8843 | 0.0083601 | 0 | 0 | 0.01672 | 280.11 | 0.0088495 | 0 | 0 | 0.017699 | 280.2604 | 0.0091758 | 0 | 0 | 0.018352 | 280.4861 | 0.0096652 | 0 | 0 | 0.01933 | 280.6365 | 0.0099915 | 0 | 0 | 0.019983 | 280.8622 | 0.010481 | 0 | 0 | 0.020962 | 281.0878 | 0.01097 | 0 | 0 | 0.021941 | 281.2383 | 0.011297 | 0 | 0 | 0.022593 | 281.4639 | 0.011786 | 0 | 0 | 0.023572 | 281.6896 | 0.012276 | 0 | 0 | 0.024551 | 281.7648 | 0.012439 | 0 | 0 | 0.024877 | 281.9904 | 0.012928 | 0 | 0 | 0.025856 | 282.2161 | 0.013418 | 0 | 0 | 0.026835 | 282.3665 | 0.013744 | 0 | 0 | 0.027488 | 282.5922 | 0.014233 | 0 | 0 | 0.028467 | 282.7426 | 0.01456 | 0 | 0 | 0.029119 | 282.893 | 0.014886 | 0 | 0 | 0.029772
2017-04-30 18:00 | 251.9808 | 0.75105 |  | 264.5962 | 0 | 0 | 0 | 0 | 272.0316 | 0 | 0 | 0 | 0 | 278.1152 | 0.0045227 | 0 | 0 | 0.0090454 | 278.3405 | 0.0050114 | 0 | 0 | 0.010023 | 278.4907 | 0.0053372 | 0 | 0 | 0.010674 | 278.716 | 0.0058259 | 0 | 0 | 0.011652 | 278.9413 | 0.0063147 | 0 | 0 | 0.012629 | 279.1666 | 0.0068034 | 0 | 0 | 0.013607 | 279.4671 | 0.007455 | 0 | 0 | 0.01491 | 279.6924 | 0.0079437 | 0 | 0 | 0.015887 | 279.8426 | 0.0082695 | 0 | 0 | 0.016539 | 280.0679 | 0.0087582 | 0 | 0 | 0.017516 | 280.2181 | 0.009084 | 0 | 0 | 0.018168 | 280.4434 | 0.0095727 | 0 | 0 | 0.019145 | 280.6687 | 0.010061 | 0 | 0 | 0.020123 | 280.819 | 0.010387 | 0 | 0 | 0.020774 | 281.0443 | 0.010876 | 0 | 0 | 0.021752 | 281.2696 | 0.011365 | 0 | 0 | 0.022729 | 281.3447 | 0.011528 | 0 | 0 | 0.023055 | 281.57 | 0.012016 | 0 | 0 | 0.024033 | 281.7953 | 0.012505 | 0 | 0 | 0.02501 | 281.9455 | 0.012831 | 0 | 0 | 0.025662 | 282.1708 | 0.01332 | 0 | 0 | 0.026639 | 282.3211 | 0.013645 | 0 | 0 | 0.027291 | 282.4713 | 0.013971 | 0 | 0 | 0.027942
2017-04-30 19:00 | 256.9133 | 0.76576 |  | 269.7756 | 0 | 0 | 0 | 0 | 277.3566 | 0.0028774 | 0 | 0 | 0.0057548 | 283.5592 | 0.016331 | 0 | 0 | 0.032662 | 283.7889 | 0.016829 | 0 | 0 | 0.033658 | 283.9421 | 0.017161 | 0 | 0 | 0.034323 | 284.1718 | 0.01766 | 0 | 0 | 0.035319 | 284.4015 | 0.018158 | 0 | 0 | 0.036316 | 284.6313 | 0.018656 | 0 | 0 | 0.037312 | 284.9376 | 0.019321 | 0 | 0 | 0.038641 | 285.1673 | 0.019819 | 0 | 0 | 0.039638 | 285.3205 | 0.020151 | 0 | 0 | 0.040302 | 285.5502 | 0.020649 | 0 | 0 | 0.041299 | 285.7033 | 0.020981 | 0 | 0 | 0.041963 | 285.9331 | 0.02148 | 0 | 0 | 0.042959 | 286.1628 | 0.021978 | 0 | 0 | 0.043956 | 286.3159 | 0.02231 | 0 | 0 | 0.04462 | 286.5457 | 0.022808 | 0 | 0 | 0.045617 | 286.7754 | 0.023307 | 0 | 0 | 0.046613 | 286.852 | 0.023473 | 0 | 0 | 0.046946 | 287.0817 | 0.023971 | 0 | 0 | 0.047942 | 287.3114 | 0.024469 | 0 | 0 | 0.048939 | 287.4646 | 0.024802 | 0 | 0 | 0.049603 | 287.6943 | 0.0253 | 0 | 0 | 0.0506 | 287.8474 | 0.025632 | 0 | 0 | 0.051264 | 288.0006 | 0.025964 | 0 | 0 | 0.051928
2017-04-30 20:00 | 247.4609 | 0.73758 |  | 259.85 | 0 | 0 | 0 | 0 | 267.152 | 0 | 0 | 0 | 0 | 273.1264 | 0 | 0 | 0 | 0 | 273.3477 | 0 | 0 | 0 | 0 | 273.4952 | 0 | 0 | 0 | 0 | 273.7165 | 0 | 0 | 0 | 0 | 273.9378 | 0 | 0 | 0 | 0 | 274.1591 | 0 | 0 | 0 | 0 | 274.4541 | 0 | 0 | 0 | 0 | 274.6754 | 0 | 0 | 0 | 0 | 274.8229 | 0 | 0 | 0 | 0 | 275.0442 | 0 | 0 | 0 | 0 | 275.1917 | 0 | 0 | 0 | 0 | 275.4129 | 0 | 0 | 0 | 0 | 275.6342 | 0 | 0 | 0 | 0 | 275.7817 | 0 | 0 | 0 | 0 | 276.003 | 0 | 0 | 0 | 0 | 276.2243 | 0.0004214 | 0 | 0 | 0.0008428 | 276.298 | 0.00058138 | 0 | 0 | 0.0011628 | 276.5193 | 0.0010613 | 0 | 0 | 0.0021227 | 276.7406 | 0.0015413 | 0 | 0 | 0.0030825 | 276.8881 | 0.0018612 | 0 | 0 | 0.0037225 | 277.1094 | 0.0023412 | 0 | 0 | 0.0046824 | 277.2569 | 0.0026611 | 0 | 0 | 0.0053223 | 277.4044 | 0.0029811 | 0 | 0 | 0.0059622
2017-04-30 21:00 | 239.741 | 0.71457 |  | 251.7436 | 0 | 0 | 0 | 0 | 258.8179 | 0 | 0 | 0 | 0 | 264.6059 | 0 | 0 | 0 | 0 | 264.8203 | 0 | 0 | 0 | 0 | 264.9632 | 0 | 0 | 0 | 0 | 265.1775 | 0 | 0 | 0 | 0 | 265.3919 | 0 | 0 | 0 | 0 | 265.6063 | 0 | 0 | 0 | 0 | 265.8921 | 0 | 0 | 0 | 0 | 266.1065 | 0 | 0 | 0 | 0 | 266.2494 | 0 | 0 | 0 | 0 | 266.4638 | 0 | 0 | 0 | 0 | 266.6067 | 0 | 0 | 0 | 0 | 266.8211 | 0 | 0 | 0 | 0 | 267.0354 | 0 | 0 | 0 | 0 | 267.1783 | 0 | 0 | 0 | 0 | 267.3927 | 0 | 0 | 0 | 0 | 267.6071 | 0 | 0 | 0 | 0 | 267.6785 | 0 | 0 | 0 | 0 | 267.8929 | 0 | 0 | 0 | 0 | 268.1073 | 0 | 0 | 0 | 0 | 268.2502 | 0 | 0 | 0 | 0 | 268.4646 | 0 | 0 | 0 | 0 | 268.6075 | 0 | 0 | 0 | 0 | 268.7504 | 0 | 0 | 0 | 0
2017-04-30 22:00 | 234.4894 | 0.69892 |  | 246.2291 | 0 | 0 | 0 | 0 | 253.1484 | 0 | 0 | 0 | 0 | 258.8096 | 0 | 0 | 0 | 0 | 259.0193 | 0 | 0 | 0 | 0 | 259.1591 | 0 | 0 | 0 | 0 | 259.3688 | 0 | 0 | 0 | 0 | 259.5784 | 0 | 0 | 0 | 0 | 259.7881 | 0 | 0 | 0 | 0 | 260.0677 | 0 | 0 | 0 | 0 | 260.2774 | 0 | 0 | 0 | 0 | 260.4171 | 0 | 0 | 0 | 0 | 260.6268 | 0 | 0 | 0 | 0 | 260.7666 | 0 | 0 | 0 | 0 | 260.9763 | 0 | 0 | 0 | 0 | 261.186 | 0 | 0 | 0 | 0 | 261.3257 | 0 | 0 | 0 | 0 | 261.5354 | 0 | 0 | 0 | 0 | 261.7451 | 0 | 0 | 0 | 0 | 261.815 | 0 | 0 | 0 | 0 | 262.0247 | 0 | 0 | 0 | 0 | 262.2343 | 0 | 0 | 0 | 0 | 262.3741 | 0 | 0 | 0 | 0 | 262.5838 | 0 | 0 | 0 | 0 | 262.7236 | 0 | 0 | 0 | 0 | 262.8634 | 0 | 0 | 0 | 0
2017-04-30 23:00 | 247.0392 | 0.73632 |  | 259.4071 | 0 | 0 | 0 | 0 | 266.6968 | 0 | 0 | 0 | 0 | 272.661 | 0 | 0 | 0 | 0 | 272.8819 | 0 | 0 | 0 | 0 | 273.0291 | 0 | 0 | 0 | 0 | 273.25 | 0 | 0 | 0 | 0 | 273.4709 | 0 | 0 | 0 | 0 | 273.6918 | 0 | 0 | 0 | 0 | 273.9864 | 0 | 0 | 0 | 0 | 274.2073 | 0 | 0 | 0 | 0 | 274.3545 | 0 | 0 | 0 | 0 | 274.5754 | 0 | 0 | 0 | 0 | 274.7227 | 0 | 0 | 0 | 0 | 274.9436 | 0 | 0 | 0 | 0 | 275.1645 | 0 | 0 | 0 | 0 | 275.3117 | 0 | 0 | 0 | 0 | 275.5326 | 0 | 0 | 0 | 0 | 275.7535 | 0 | 0 | 0 | 0 | 275.8272 | 0 | 0 | 0 | 0 | 276.0481 | 3.9199e-05 | 0 | 0 | 7.8397e-05 | 276.269 | 0.00051833 | 0 | 0 | 0.0010367 | 276.4162 | 0.00083774 | 0 | 0 | 0.0016755 | 276.6371 | 0.0013169 | 0 | 0 | 0.0026337 | 276.7844 | 0.0016363 | 0 | 0 | 0.0032726 | 276.9317 | 0.0019557 | 0 | 0 | 0.0039114
2017-05-01 | 245.7747 | 0.73256 |  | 258.0794 | 0.016136 | 0 | 0 | 0.032272 | 265.3317 | 0.031866 | 0 | 0 | 0.063733 | 271.2654 | 0.044736 | 0 | 0 | 0.089473 | 271.4851 | 0.045213 | 0 | 0 | 0.090426 | 271.6317 | 0.045531 | 0 | 0 | 0.091062 | 271.8514 | 0.046008 | 0 | 0 | 0.092015 | 272.0712 | 0.046484 | 0 | 0 | 0.092969 | 272.291 | 0.046961 | 0 | 0 | 0.093922 | 272.584 | 0.047596 | 0 | 0 | 0.095193 | 272.8037 | 0.048073 | 0 | 0 | 0.096146 | 272.9503 | 0.048391 | 0 | 0 | 0.096782 | 273.17 | 0.048868 | 0 | 0 | 0.097735 | 273.3165 | 0.049185 | 0 | 0 | 0.098371 | 273.5363 | 0.049662 | 0 | 0 | 0.099324 | 273.7561 | 0.050139 | 0 | 0 | 0.10028 | 273.9026 | 0.050457 | 0 | 0 | 0.10091 | 274.1223 | 0.050933 | 0 | 0 | 0.10187 | 274.3421 | 0.05141 | 0 | 0 | 0.10282 | 274.4154 | 0.051569 | 0 | 0 | 0.10314 | 274.6351 | 0.052045 | 0 | 0 | 0.10409 | 274.8549 | 0.052522 | 0 | 0 | 0.10504 | 275.0014 | 0.05284 | 0 | 0 | 0.10568 | 275.2212 | 0.053317 | 0 | 0 | 0.10663 | 275.3677 | 0.053634 | 0 | 0 | 0.10727 | 275.5142 | 0.053952 | 0 | 0 | 0.1079
2017-05-01 01:00 | 248.7054 | 0.74129 |  | 261.1568 | 0.022811 | 0 | 0 | 0.045622 | 268.4955 | 0.038729 | 0 | 0 | 0.077457 | 274.5 | 0.051752 | 0 | 0 | 0.1035 | 274.7224 | 0.052235 | 0 | 0 | 0.10447 | 274.8706 | 0.052556 | 0 | 0 | 0.10511 | 275.093 | 0.053039 | 0 | 0 | 0.10608 | 275.3154 | 0.053521 | 0 | 0 | 0.10704 | 275.5378 | 0.054003 | 0 | 0 | 0.10801 | 275.8343 | 0.054646 | 0 | 0 | 0.10929 | 276.0567 | 0.055129 | 0 | 0 | 0.11026 | 276.205 | 0.05545 | 0 | 0 | 0.1109 | 276.4273 | 0.055933 | 0 | 0 | 0.11187 | 276.5756 | 0.056254 | 0 | 0 | 0.11251 | 276.798 | 0.056737 | 0 | 0 | 0.11347 | 277.0204 | 0.057219 | 0 | 0 | 0.11444 | 277.1686 | 0.057541 | 0 | 0 | 0.11508 | 277.391 | 0.058023 | 0 | 0 | 0.11605 | 277.6134 | 0.058505 | 0 | 0 | 0.11701 | 277.6875 | 0.058666 | 0 | 0 | 0.11733 | 277.9099 | 0.059148 | 0 | 0 | 0.1183 | 278.1323 | 0.059631 | 0 | 0 | 0.11926 | 278.2806 | 0.059952 | 0 | 0 | 0.1199 | 278.503 | 0.060435 | 0 | 0 | 0.12087 | 278.6512 | 0.060756 | 0 | 0 | 0.12151 | 278.7995 | 0.061078 | 0 | 0 | 0.12216
2017-05-01 02:00 | 239.5639 | 0.71404 |  | 251.5576 | 0.0019902 | 0 | 0 | 0.0039805 | 258.6266 | 0.017323 | 0 | 0 | 0.034646 | 264.4104 | 0.029868 | 0 | 0 | 0.059736 | 264.6246 | 0.030333 | 0 | 0 | 0.060665 | 264.7674 | 0.030642 | 0 | 0 | 0.061285 | 264.9816 | 0.031107 | 0 | 0 | 0.062214 | 265.1958 | 0.031572 | 0 | 0 | 0.063143 | 265.41 | 0.032036 | 0 | 0 | 0.064072 | 265.6956 | 0.032656 | 0 | 0 | 0.065311 | 265.9099 | 0.03312 | 0 | 0 | 0.066241 | 266.0527 | 0.03343 | 0 | 0 | 0.06686 | 266.2669 | 0.033895 | 0 | 0 | 0.067789 | 266.4097 | 0.034204 | 0 | 0 | 0.068409 | 266.6239 | 0.034669 | 0 | 0 | 0.069338 | 266.8381 | 0.035134 | 0 | 0 | 0.070267 | 266.9809 | 0.035443 | 0 | 0 | 0.070887 | 267.1951 | 0.035908 | 0 | 0 | 0.071816 | 267.4094 | 0.036373 | 0 | 0 | 0.072745 | 267.4808 | 0.036528 | 0 | 0 | 0.073055 | 267.695 | 0.036992 | 0 | 0 | 0.073984 | 267.9092 | 0.037457 | 0 | 0 | 0.074914 | 268.052 | 0.037767 | 0 | 0 | 0.075533 | 268.2662 | 0.038231 | 0 | 0 | 0.076462 | 268.409 | 0.038541 | 0 | 0 | 0.077082 | 268.5518 | 0.038851 | 0 | 0 | 0.077701
2017-05-01 03:00 | 221.0957 | 0.659 |  | 232.1648 | 0 | 0 | 0 | 0 | 238.6889 | 0 | 0 | 0 | 0 | 244.0268 | 0 | 0 | 0 | 0 | 244.2245 | 0 | 0 | 0 | 0 | 244.3563 | 0 | 0 | 0 | 0 | 244.554 | 0 | 0 | 0 | 0 | 244.7517 | 0 | 0 | 0 | 0 | 244.9494 | 0 | 0 | 0 | 0 | 245.213 | 0 | 0 | 0 | 0 | 245.4107 | 0 | 0 | 0 | 0 | 245.5425 | 0 | 0 | 0 | 0 | 245.7402 | 0 | 0 | 0 | 0 | 245.8719 | 0 | 0 | 0 | 0 | 246.0696 | 0 | 0 | 0 | 0 | 246.2673 | 0 | 0 | 0 | 0 | 246.3991 | 0 | 0 | 0 | 0 | 246.5968 | 0 | 0 | 0 | 0 | 246.7945 | 0 | 0 | 0 | 0 | 246.8604 | 0 | 0 | 0 | 0 | 247.0581 | 0 | 0 | 0 | 0 | 247.2558 | 0 | 0 | 0 | 0 | 247.3876 | 0 | 0 | 0 | 0 | 247.5853 | 0 | 0 | 0 | 0 | 247.7171 | 0 | 0 | 0 | 0 | 247.8489 | 0 | 0 | 0 | 0
2017-05-01 04:00 | 240.1891 | 0.71591 |  | 252.2141 | 0.0034142 | 0 | 0 | 0.0068283 | 259.3015 | 0.018787 | 0 | 0 | 0.037574 | 265.1004 | 0.031365 | 0 | 0 | 0.062729 | 265.3152 | 0.03183 | 0 | 0 | 0.063661 | 265.4583 | 0.032141 | 0 | 0 | 0.064282 | 265.6731 | 0.032607 | 0 | 0 | 0.065214 | 265.8879 | 0.033073 | 0 | 0 | 0.066145 | 266.1027 | 0.033539 | 0 | 0 | 0.067077 | 266.389 | 0.03416 | 0 | 0 | 0.068319 | 266.6038 | 0.034625 | 0 | 0 | 0.069251 | 266.747 | 0.034936 | 0 | 0 | 0.069872 | 266.9618 | 0.035402 | 0 | 0 | 0.070804 | 267.1049 | 0.035712 | 0 | 0 | 0.071425 | 267.3197 | 0.036178 | 0 | 0 | 0.072357 | 267.5345 | 0.036644 | 0 | 0 | 0.073288 | 267.6777 | 0.036955 | 0 | 0 | 0.073909 | 267.8924 | 0.037421 | 0 | 0 | 0.074841 | 268.1072 | 0.037886 | 0 | 0 | 0.075773 | 268.1788 | 0.038042 | 0 | 0 | 0.076083 | 268.3936 | 0.038507 | 0 | 0 | 0.077015 | 268.6083 | 0.038973 | 0 | 0 | 0.077947 | 268.7515 | 0.039284 | 0 | 0 | 0.078568 | 268.9663 | 0.03975 | 0 | 0 | 0.079499 | 269.1095 | 0.04006 | 0 | 0 | 0.080121 | 269.2527 | 0.040371 | 0 | 0 | 0.080742
2017-05-01 05:00 | 248.1078 | 0.73951 |  | 260.5293 | 0.02145 | 0 | 0 | 0.0429 | 267.8504 | 0.037329 | 0 | 0 | 0.074659 | 273.8404 | 0.050322 | 0 | 0 | 0.10064 | 274.0623 | 0.050803 | 0 | 0 | 0.10161 | 274.2102 | 0.051124 | 0 | 0 | 0.10225 | 274.432 | 0.051605 | 0 | 0 | 0.10321 | 274.6539 | 0.052086 | 0 | 0 | 0.10417 | 274.8757 | 0.052567 | 0 | 0 | 0.10513 | 275.1716 | 0.053209 | 0 | 0 | 0.10642 | 275.3934 | 0.05369 | 0 | 0 | 0.10738 | 275.5413 | 0.054011 | 0 | 0 | 0.10802 | 275.7632 | 0.054492 | 0 | 0 | 0.10898 | 275.9111 | 0.054813 | 0 | 0 | 0.10963 | 276.1329 | 0.055294 | 0 | 0 | 0.11059 | 276.3548 | 0.055775 | 0 | 0 | 0.11155 | 276.5027 | 0.056096 | 0 | 0 | 0.11219 | 276.7245 | 0.056577 | 0 | 0 | 0.11315 | 276.9464 | 0.057059 | 0 | 0 | 0.11412 | 277.0203 | 0.057219 | 0 | 0 | 0.11444 | 277.2422 | 0.0577 | 0 | 0 | 0.1154 | 277.464 | 0.058181 | 0 | 0 | 0.11636 | 277.6119 | 0.058502 | 0 | 0 | 0.117 | 277.8338 | 0.058983 | 0 | 0 | 0.11797 | 277.9817 | 0.059304 | 0 | 0 | 0.11861 | 278.1296 | 0.059625 | 0 | 0 | 0.11925
2017-05-01 06:00 | 258.2956 | 0.76988 |  | 271.2271 | 0.044653 | 0 | 0 | 0.089307 | 278.8488 | 0.061185 | 0 | 0 | 0.12237 | 285.0848 | 0.074711 | 0 | 0 | 0.14942 | 285.3158 | 0.075212 | 0 | 0 | 0.15042 | 285.4698 | 0.075546 | 0 | 0 | 0.15109 | 285.7007 | 0.076047 | 0 | 0 | 0.15209 | 285.9317 | 0.076548 | 0 | 0 | 0.1531 | 286.1626 | 0.077049 | 0 | 0 | 0.1541 | 286.4706 | 0.077717 | 0 | 0 | 0.15543 | 286.7016 | 0.078218 | 0 | 0 | 0.15644 | 286.8555 | 0.078551 | 0 | 0 | 0.1571 | 287.0865 | 0.079052 | 0 | 0 | 0.1581 | 287.2405 | 0.079386 | 0 | 0 | 0.15877 | 287.4714 | 0.079887 | 0 | 0 | 0.15977 | 287.7024 | 0.080388 | 0 | 0 | 0.16078 | 287.8564 | 0.080722 | 0 | 0 | 0.16144 | 288.0873 | 0.081223 | 0 | 0 | 0.16245 | 288.3183 | 0.081724 | 0 | 0 | 0.16345 | 288.3953 | 0.081891 | 0 | 0 | 0.16378 | 288.6262 | 0.082392 | 0 | 0 | 0.16478 | 288.8572 | 0.082893 | 0 | 0 | 0.16579 | 289.0112 | 0.083227 | 0 | 0 | 0.16645 | 289.2421 | 0.083728 | 0 | 0 | 0.16746 | 289.3961 | 0.084062 | 0 | 0 | 0.16812 | 289.5501 | 0.084396 | 0 | 0 | 0.16879
2017-05-01 07:00 | 267.4636 | 0.7972 |  | 280.8541 | 0.065534 | 0 | 0 | 0.13107 | 288.7464 | 0.082653 | 0 | 0 | 0.16531 | 295.2037 | 0.096659 | 0 | 0 | 0.19332 | 295.4429 | 0.097177 | 0 | 0 | 0.19435 | 295.6023 | 0.097523 | 0 | 0 | 0.19505 | 295.8415 | 0.098042 | 0 | 0 | 0.19608 | 296.0806 | 0.098561 | 0 | 0 | 0.19712 | 296.3198 | 0.099079 | 0 | 0 | 0.19816 | 296.6387 | 0.099771 | 0 | 0 | 0.19954 | 296.8778 | 0.10029 | 0 | 0 | 0.20058 | 297.0373 | 0.10064 | 0 | 0 | 0.20127 | 297.2764 | 0.10115 | 0 | 0 | 0.20231 | 297.4359 | 0.1015 | 0 | 0 | 0.203 | 297.675 | 0.10202 | 0 | 0 | 0.20404 | 297.9142 | 0.10254 | 0 | 0 | 0.20508 | 298.0736 | 0.10288 | 0 | 0 | 0.20577 | 298.3128 | 0.1034 | 0 | 0 | 0.2068 | 298.552 | 0.10392 | 0 | 0 | 0.20784 | 298.6317 | 0.10409 | 0 | 0 | 0.20819 | 298.8708 | 0.10461 | 0 | 0 | 0.20923 | 299.11 | 0.10513 | 0 | 0 | 0.21026 | 299.2694 | 0.10548 | 0 | 0 | 0.21095 | 299.5086 | 0.106 | 0 | 0 | 0.21199 | 299.668 | 0.10634 | 0 | 0 | 0.21268 | 299.8275 | 0.10669 | 0 | 0 | 0.21338
2017-05-01 08:00 | 262.7887 | 0.78327 |  | 275.9452 | 0.054887 | 0 | 0 | 0.10977 | 283.6995 | 0.071706 | 0 | 0 | 0.14341 | 290.044 | 0.085467 | 0 | 0 | 0.17093 | 290.279 | 0.085977 | 0 | 0 | 0.17195 | 290.4356 | 0.086317 | 0 | 0 | 0.17263 | 290.6706 | 0.086826 | 0 | 0 | 0.17365 | 290.9056 | 0.087336 | 0 | 0 | 0.17467 | 291.1406 | 0.087846 | 0 | 0 | 0.17569 | 291.4539 | 0.088525 | 0 | 0 | 0.17705 | 291.6889 | 0.089035 | 0 | 0 | 0.17807 | 291.8455 | 0.089375 | 0 | 0 | 0.17875 | 292.0805 | 0.089884 | 0 | 0 | 0.17977 | 292.2372 | 0.090224 | 0 | 0 | 0.18045 | 292.4721 | 0.090734 | 0 | 0 | 0.18147 | 292.7071 | 0.091244 | 0 | 0 | 0.18249 | 292.8638 | 0.091583 | 0 | 0 | 0.18317 | 293.0988 | 0.092093 | 0 | 0 | 0.18419 | 293.3337 | 0.092603 | 0 | 0 | 0.18521 | 293.4121 | 0.092773 | 0 | 0 | 0.18555 | 293.647 | 0.093282 | 0 | 0 | 0.18656 | 293.882 | 0.093792 | 0 | 0 | 0.18758 | 294.0387 | 0.094132 | 0 | 0 | 0.18826 | 294.2737 | 0.094641 | 0 | 0 | 0.18928 | 294.4303 | 0.094981 | 0 | 0 | 0.18996 | 294.587 | 0.095321 | 0 | 0 | 0.19064
2017-05-01 09:00 | 257.7186 | 0.76816 |  | 270.6212 | 0.043339 | 0 | 0 | 0.086678 | 278.2259 | 0.059834 | 0 | 0 | 0.11967 | 284.448 | 0.07333 | 0 | 0 | 0.14666 | 284.6784 | 0.073829 | 0 | 0 | 0.14766 | 284.8321 | 0.074163 | 0 | 0 | 0.14833 | 285.0625 | 0.074662 | 0 | 0 | 0.14932 | 285.293 | 0.075162 | 0 | 0 | 0.15032 | 285.5234 | 0.075662 | 0 | 0 | 0.15132 | 285.8307 | 0.076329 | 0 | 0 | 0.15266 | 286.0611 | 0.076828 | 0 | 0 | 0.15366 | 286.2147 | 0.077162 | 0 | 0 | 0.15432 | 286.4452 | 0.077661 | 0 | 0 | 0.15532 | 286.5988 | 0.077995 | 0 | 0 | 0.15599 | 286.8293 | 0.078495 | 0 | 0 | 0.15699 | 287.0597 | 0.078994 | 0 | 0 | 0.15799 | 287.2133 | 0.079328 | 0 | 0 | 0.15866 | 287.4438 | 0.079827 | 0 | 0 | 0.15965 | 287.6742 | 0.080327 | 0 | 0 | 0.16065 | 287.7511 | 0.080494 | 0 | 0 | 0.16099 | 287.9815 | 0.080994 | 0 | 0 | 0.16199 | 288.2119 | 0.081494 | 0 | 0 | 0.16299 | 288.3656 | 0.081827 | 0 | 0 | 0.16365 | 288.596 | 0.082327 | 0 | 0 | 0.16465 | 288.7497 | 0.08266 | 0 | 0 | 0.16532 | 288.9033 | 0.082993 | 0 | 0 | 0.16599
2017-05-01 10:00 | 247.7581 | 0.73847 |  | 260.162 | 0.020653 | 0 | 0 | 0.041306 | 267.4728 | 0.03651 | 0 | 0 | 0.073021 | 273.4544 | 0.049484 | 0 | 0 | 0.098969 | 273.676 | 0.049965 | 0 | 0 | 0.09993 | 273.8237 | 0.050285 | 0 | 0 | 0.10057 | 274.0452 | 0.050766 | 0 | 0 | 0.10153 | 274.2667 | 0.051246 | 0 | 0 | 0.10249 | 274.4883 | 0.051727 | 0 | 0 | 0.10345 | 274.7837 | 0.052368 | 0 | 0 | 0.10474 | 275.0052 | 0.052848 | 0 | 0 | 0.1057 | 275.1529 | 0.053168 | 0 | 0 | 0.10634 | 275.3744 | 0.053649 | 0 | 0 | 0.1073 | 275.5221 | 0.053969 | 0 | 0 | 0.10794 | 275.7437 | 0.05445 | 0 | 0 | 0.1089 | 275.9652 | 0.05493 | 0 | 0 | 0.10986 | 276.1129 | 0.055251 | 0 | 0 | 0.1105 | 276.3344 | 0.055731 | 0 | 0 | 0.11146 | 276.556 | 0.056212 | 0 | 0 | 0.11242 | 276.6298 | 0.056372 | 0 | 0 | 0.11274 | 276.8514 | 0.056852 | 0 | 0 | 0.1137 | 277.0729 | 0.057333 | 0 | 0 | 0.11467 | 277.2206 | 0.057653 | 0 | 0 | 0.11531 | 277.4421 | 0.058134 | 0 | 0 | 0.11627 | 277.5898 | 0.058454 | 0 | 0 | 0.11691 | 277.7375 | 0.058775 | 0 | 0 | 0.11755
2017-05-01 11:00 | 246.8743 | 0.73583 |  | 259.234 | 0.01864 | 0 | 0 | 0.037281 | 266.5187 | 0.034441 | 0 | 0 | 0.068882 | 272.479 | 0.047369 | 0 | 0 | 0.094738 | 272.6997 | 0.047848 | 0 | 0 | 0.095695 | 272.8469 | 0.048167 | 0 | 0 | 0.096334 | 273.0677 | 0.048646 | 0 | 0 | 0.097291 | 273.2884 | 0.049124 | 0 | 0 | 0.098249 | 273.5092 | 0.049603 | 0 | 0 | 0.099206 | 273.8035 | 0.050242 | 0 | 0 | 0.10048 | 274.0242 | 0.05072 | 0 | 0 | 0.10144 | 274.1714 | 0.05104 | 0 | 0 | 0.10208 | 274.3922 | 0.051518 | 0 | 0 | 0.10304 | 274.5393 | 0.051838 | 0 | 0 | 0.10368 | 274.7601 | 0.052316 | 0 | 0 | 0.10463 | 274.9808 | 0.052795 | 0 | 0 | 0.10559 | 275.128 | 0.053114 | 0 | 0 | 0.10623 | 275.3487 | 0.053593 | 0 | 0 | 0.10719 | 275.5695 | 0.054072 | 0 | 0 | 0.10814 | 275.6431 | 0.054232 | 0 | 0 | 0.10846 | 275.8638 | 0.05471 | 0 | 0 | 0.10942 | 276.0846 | 0.055189 | 0 | 0 | 0.11038 | 276.2317 | 0.055508 | 0 | 0 | 0.11102 | 276.4525 | 0.055987 | 0 | 0 | 0.11197 | 276.5997 | 0.056306 | 0 | 0 | 0.11261 | 276.7468 | 0.056626 | 0 | 0 | 0.11325
2017-05-01 12:00 | 246.1041 | 0.73354 |  | 258.4252 | 0.016886 | 0 | 0 | 0.033772 | 265.6872 | 0.032637 | 0 | 0 | 0.065275 | 271.6289 | 0.045525 | 0 | 0 | 0.09105 | 271.8489 | 0.046002 | 0 | 0 | 0.092004 | 271.9956 | 0.04632 | 0 | 0 | 0.092641 | 272.2157 | 0.046798 | 0 | 0 | 0.093595 | 272.4358 | 0.047275 | 0 | 0 | 0.09455 | 272.6558 | 0.047752 | 0 | 0 | 0.095505 | 272.9492 | 0.048389 | 0 | 0 | 0.096778 | 273.1693 | 0.048866 | 0 | 0 | 0.097732 | 273.316 | 0.049184 | 0 | 0 | 0.098369 | 273.5361 | 0.049662 | 0 | 0 | 0.099323 | 273.6828 | 0.04998 | 0 | 0 | 0.09996 | 273.9028 | 0.050457 | 0 | 0 | 0.10091 | 274.1229 | 0.050934 | 0 | 0 | 0.10187 | 274.2696 | 0.051253 | 0 | 0 | 0.10251 | 274.4897 | 0.05173 | 0 | 0 | 0.10346 | 274.7097 | 0.052207 | 0 | 0 | 0.10441 | 274.7831 | 0.052366 | 0 | 0 | 0.10473 | 275.0031 | 0.052844 | 0 | 0 | 0.10569 | 275.2232 | 0.053321 | 0 | 0 | 0.10664 | 275.3699 | 0.053639 | 0 | 0 | 0.10728 | 275.59 | 0.054117 | 0 | 0 | 0.10823 | 275.7367 | 0.054435 | 0 | 0 | 0.10887 | 275.8834 | 0.054753 | 0 | 0 | 0.10951
2017-05-01 13:00 | 233.9013 | 0.69717 |  | 245.6115 | 0 | 0 | 0 | 0 | 252.5134 | 0.0040635 | 0 | 0 | 0.0081269 | 258.1605 | 0.016312 | 0 | 0 | 0.032624 | 258.3696 | 0.016766 | 0 | 0 | 0.033531 | 258.509 | 0.017068 | 0 | 0 | 0.034136 | 258.7182 | 0.017522 | 0 | 0 | 0.035043 | 258.9273 | 0.017975 | 0 | 0 | 0.035951 | 259.1365 | 0.018429 | 0 | 0 | 0.036858 | 259.4154 | 0.019034 | 0 | 0 | 0.038068 | 259.6245 | 0.019487 | 0 | 0 | 0.038975 | 259.7639 | 0.01979 | 0 | 0 | 0.03958 | 259.9731 | 0.020243 | 0 | 0 | 0.040487 | 260.1125 | 0.020546 | 0 | 0 | 0.041092 | 260.3217 | 0.021 | 0 | 0 | 0.041999 | 260.5308 | 0.021453 | 0 | 0 | 0.042906 | 260.6703 | 0.021756 | 0 | 0 | 0.043511 | 260.8794 | 0.022209 | 0 | 0 | 0.044419 | 261.0886 | 0.022663 | 0 | 0 | 0.045326 | 261.1583 | 0.022814 | 0 | 0 | 0.045628 | 261.3674 | 0.023268 | 0 | 0 | 0.046536 | 261.5766 | 0.023721 | 0 | 0 | 0.047443 | 261.716 | 0.024024 | 0 | 0 | 0.048048 | 261.9252 | 0.024478 | 0 | 0 | 0.048955 | 262.0646 | 0.02478 | 0 | 0 | 0.04956 | 262.204 | 0.025082 | 0 | 0 | 0.050165
2017-05-01 14:00 | 235.0757 | 0.70067 |  | 246.8447 | 0 | 0 | 0 | 0 | 253.7813 | 0.0068134 | 0 | 0 | 0.013627 | 259.4567 | 0.019123 | 0 | 0 | 0.038247 | 259.6669 | 0.019579 | 0 | 0 | 0.039159 | 259.807 | 0.019883 | 0 | 0 | 0.039766 | 260.0172 | 0.020339 | 0 | 0 | 0.040678 | 260.2274 | 0.020795 | 0 | 0 | 0.04159 | 260.4376 | 0.021251 | 0 | 0 | 0.042502 | 260.7179 | 0.021859 | 0 | 0 | 0.043718 | 260.9281 | 0.022315 | 0 | 0 | 0.04463 | 261.0682 | 0.022619 | 0 | 0 | 0.045237 | 261.2784 | 0.023075 | 0 | 0 | 0.046149 | 261.4185 | 0.023379 | 0 | 0 | 0.046757 | 261.6287 | 0.023835 | 0 | 0 | 0.047669 | 261.8389 | 0.02429 | 0 | 0 | 0.048581 | 261.9791 | 0.024594 | 0 | 0 | 0.049189 | 262.1893 | 0.02505 | 0 | 0 | 0.050101 | 262.3995 | 0.025506 | 0 | 0 | 0.051013 | 262.4695 | 0.025658 | 0 | 0 | 0.051316 | 262.6797 | 0.026114 | 0 | 0 | 0.052228 | 262.8899 | 0.02657 | 0 | 0 | 0.05314 | 263.0301 | 0.026874 | 0 | 0 | 0.053748 | 263.2403 | 0.02733 | 0 | 0 | 0.05466 | 263.3804 | 0.027634 | 0 | 0 | 0.055268 | 263.5205 | 0.027938 | 0 | 0 | 0.055876
2017-05-01 15:00 | 247.6288 | 0.73808 |  | 260.0263 | 0.020359 | 0 | 0 | 0.040718 | 267.3333 | 0.036208 | 0 | 0 | 0.072416 | 273.3118 | 0.049175 | 0 | 0 | 0.09835 | 273.5332 | 0.049655 | 0 | 0 | 0.099311 | 273.6808 | 0.049976 | 0 | 0 | 0.099951 | 273.9023 | 0.050456 | 0 | 0 | 0.10091 | 274.1237 | 0.050936 | 0 | 0 | 0.10187 | 274.3451 | 0.051416 | 0 | 0 | 0.10283 | 274.6403 | 0.052057 | 0 | 0 | 0.10411 | 274.8618 | 0.052537 | 0 | 0 | 0.10507 | 275.0094 | 0.052857 | 0 | 0 | 0.10571 | 275.2308 | 0.053337 | 0 | 0 | 0.10667 | 275.3784 | 0.053658 | 0 | 0 | 0.10732 | 275.5998 | 0.054138 | 0 | 0 | 0.10828 | 275.8213 | 0.054618 | 0 | 0 | 0.10924 | 275.9689 | 0.054938 | 0 | 0 | 0.10988 | 276.1903 | 0.055419 | 0 | 0 | 0.11084 | 276.4117 | 0.055899 | 0 | 0 | 0.1118 | 276.4855 | 0.056059 | 0 | 0 | 0.11212 | 276.707 | 0.056539 | 0 | 0 | 0.11308 | 276.9284 | 0.05702 | 0 | 0 | 0.11404 | 277.076 | 0.05734 | 0 | 0 | 0.11468 | 277.2974 | 0.05782 | 0 | 0 | 0.11564 | 277.445 | 0.05814 | 0 | 0 | 0.11628 | 277.5927 | 0.05846 | 0 | 0 | 0.11692
2017-05-01 16:00 | 252.8806 | 0.75374 |  | 265.541 | 0.03232 | 0 | 0 | 0.06464 | 273.0029 | 0.048505 | 0 | 0 | 0.09701 | 279.1082 | 0.061748 | 0 | 0 | 0.1235 | 279.3343 | 0.062238 | 0 | 0 | 0.12448 | 279.4851 | 0.062565 | 0 | 0 | 0.12513 | 279.7112 | 0.063055 | 0 | 0 | 0.12611 | 279.9373 | 0.063546 | 0 | 0 | 0.12709 | 280.1634 | 0.064036 | 0 | 0 | 0.12807 | 280.4649 | 0.06469 | 0 | 0 | 0.12938 | 280.691 | 0.065181 | 0 | 0 | 0.13036 | 280.8418 | 0.065508 | 0 | 0 | 0.13102 | 281.0679 | 0.065998 | 0 | 0 | 0.132 | 281.2187 | 0.066325 | 0 | 0 | 0.13265 | 281.4448 | 0.066816 | 0 | 0 | 0.13363 | 281.6709 | 0.067306 | 0 | 0 | 0.13461 | 281.8216 | 0.067633 | 0 | 0 | 0.13527 | 282.0478 | 0.068123 | 0 | 0 | 0.13625 | 282.2739 | 0.068614 | 0 | 0 | 0.13723 | 282.3493 | 0.068777 | 0 | 0 | 0.13755 | 282.5754 | 0.069268 | 0 | 0 | 0.13854 | 282.8015 | 0.069758 | 0 | 0 | 0.13952 | 282.9523 | 0.070085 | 0 | 0 | 0.14017 | 283.1784 | 0.070576 | 0 | 0 | 0.14115 | 283.3291 | 0.070903 | 0 | 0 | 0.14181 | 283.4799 | 0.07123 | 0 | 0 | 0.14246
2017-05-01 17:00 | 250.3102 | 0.74607 |  | 262.8419 | 0.026466 | 0 | 0 | 0.052932 | 270.2281 | 0.042487 | 0 | 0 | 0.084973 | 276.2713 | 0.055594 | 0 | 0 | 0.11119 | 276.4951 | 0.05608 | 0 | 0 | 0.11216 | 276.6443 | 0.056403 | 0 | 0 | 0.11281 | 276.8681 | 0.056889 | 0 | 0 | 0.11378 | 277.092 | 0.057374 | 0 | 0 | 0.11475 | 277.3158 | 0.05786 | 0 | 0 | 0.11572 | 277.6142 | 0.058507 | 0 | 0 | 0.11701 | 277.838 | 0.058993 | 0 | 0 | 0.11799 | 277.9872 | 0.059316 | 0 | 0 | 0.11863 | 278.2111 | 0.059802 | 0 | 0 | 0.1196 | 278.3603 | 0.060125 | 0 | 0 | 0.12025 | 278.5841 | 0.060611 | 0 | 0 | 0.12122 | 278.8079 | 0.061096 | 0 | 0 | 0.12219 | 278.9571 | 0.06142 | 0 | 0 | 0.12284 | 279.181 | 0.061905 | 0 | 0 | 0.12381 | 279.4048 | 0.062391 | 0 | 0 | 0.12478 | 279.4794 | 0.062553 | 0 | 0 | 0.12511 | 279.7032 | 0.063038 | 0 | 0 | 0.12608 | 279.927 | 0.063524 | 0 | 0 | 0.12705 | 280.0763 | 0.063847 | 0 | 0 | 0.12769 | 280.3001 | 0.064333 | 0 | 0 | 0.12867 | 280.4493 | 0.064656 | 0 | 0 | 0.12931 | 280.5985 | 0.06498 | 0 | 0 | 0.12996
2017-05-01 18:00 | 247.4487 | 0.73755 |  | 259.8371 | 0.019949 | 0 | 0 | 0.039897 | 267.1388 | 0.035786 | 0 | 0 | 0.071572 | 273.113 | 0.048744 | 0 | 0 | 0.097488 | 273.3342 | 0.049224 | 0 | 0 | 0.098448 | 273.4817 | 0.049544 | 0 | 0 | 0.099087 | 273.703 | 0.050024 | 0 | 0 | 0.10005 | 273.9243 | 0.050504 | 0 | 0 | 0.10101 | 274.1455 | 0.050983 | 0 | 0 | 0.10197 | 274.4405 | 0.051623 | 0 | 0 | 0.10325 | 274.6618 | 0.052103 | 0 | 0 | 0.10421 | 274.8093 | 0.052423 | 0 | 0 | 0.10485 | 275.0306 | 0.052903 | 0 | 0 | 0.10581 | 275.1781 | 0.053223 | 0 | 0 | 0.10645 | 275.3993 | 0.053703 | 0 | 0 | 0.10741 | 275.6206 | 0.054183 | 0 | 0 | 0.10837 | 275.7681 | 0.054503 | 0 | 0 | 0.10901 | 275.9894 | 0.054983 | 0 | 0 | 0.10997 | 276.2106 | 0.055463 | 0 | 0 | 0.11093 | 276.2844 | 0.055623 | 0 | 0 | 0.11125 | 276.5057 | 0.056103 | 0 | 0 | 0.11221 | 276.7269 | 0.056583 | 0 | 0 | 0.11317 | 276.8744 | 0.056902 | 0 | 0 | 0.1138 | 277.0957 | 0.057382 | 0 | 0 | 0.11476 | 277.2432 | 0.057702 | 0 | 0 | 0.1154 | 277.3907 | 0.058022 | 0 | 0 | 0.11604
2017-05-01 19:00 | 247.9971 | 0.73918 |  | 260.413 | 0.021198 | 0 | 0 | 0.042395 | 267.7308 | 0.03707 | 0 | 0 | 0.07414 | 273.7182 | 0.050057 | 0 | 0 | 0.10011 | 273.9399 | 0.050538 | 0 | 0 | 0.10108 | 274.0878 | 0.050858 | 0 | 0 | 0.10172 | 274.3095 | 0.051339 | 0 | 0 | 0.10268 | 274.5313 | 0.05182 | 0 | 0 | 0.10364 | 274.753 | 0.052301 | 0 | 0 | 0.1046 | 275.0487 | 0.052943 | 0 | 0 | 0.10589 | 275.2705 | 0.053423 | 0 | 0 | 0.10685 | 275.4183 | 0.053744 | 0 | 0 | 0.10749 | 275.6401 | 0.054225 | 0 | 0 | 0.10845 | 275.7879 | 0.054546 | 0 | 0 | 0.10909 | 276.0097 | 0.055027 | 0 | 0 | 0.11005 | 276.2314 | 0.055508 | 0 | 0 | 0.11102 | 276.3792 | 0.055828 | 0 | 0 | 0.11166 | 276.601 | 0.056309 | 0 | 0 | 0.11262 | 276.8228 | 0.05679 | 0 | 0 | 0.11358 | 276.8967 | 0.056951 | 0 | 0 | 0.1139 | 277.1184 | 0.057432 | 0 | 0 | 0.11486 | 277.3402 | 0.057913 | 0 | 0 | 0.11583 | 277.488 | 0.058233 | 0 | 0 | 0.11647 | 277.7098 | 0.058714 | 0 | 0 | 0.11743 | 277.8576 | 0.059035 | 0 | 0 | 0.11807 | 278.0054 | 0.059356 | 0 | 0 | 0.11871
2017-05-01 20:00 | 247.6063 | 0.73801 |  | 260.0027 | 0.020308 | 0 | 0 | 0.040615 | 267.309 | 0.036155 | 0 | 0 | 0.07231 | 273.2869 | 0.049121 | 0 | 0 | 0.098242 | 273.5083 | 0.049601 | 0 | 0 | 0.099203 | 273.6559 | 0.049922 | 0 | 0 | 0.099843 | 273.8773 | 0.050402 | 0 | 0 | 0.1008 | 274.0987 | 0.050882 | 0 | 0 | 0.10176 | 274.3201 | 0.051362 | 0 | 0 | 0.10272 | 274.6154 | 0.052003 | 0 | 0 | 0.10401 | 274.8368 | 0.052483 | 0 | 0 | 0.10497 | 274.9844 | 0.052803 | 0 | 0 | 0.10561 | 275.2058 | 0.053283 | 0 | 0 | 0.10657 | 275.3534 | 0.053603 | 0 | 0 | 0.10721 | 275.5748 | 0.054084 | 0 | 0 | 0.10817 | 275.7962 | 0.054564 | 0 | 0 | 0.10913 | 275.9438 | 0.054884 | 0 | 0 | 0.10977 | 276.1652 | 0.055364 | 0 | 0 | 0.11073 | 276.3866 | 0.055844 | 0 | 0 | 0.11169 | 276.4604 | 0.056004 | 0 | 0 | 0.11201 | 276.6818 | 0.056485 | 0 | 0 | 0.11297 | 276.9032 | 0.056965 | 0 | 0 | 0.11393 | 277.0508 | 0.057285 | 0 | 0 | 0.11457 | 277.2722 | 0.057765 | 0 | 0 | 0.11553 | 277.4198 | 0.058085 | 0 | 0 | 0.11617 | 277.5674 | 0.058406 | 0 | 0 | 0.11681
2017-05-01 21:00 | 249.7311 | 0.74435 |  | 262.2338 | 0.025147 | 0 | 0 | 0.050294 | 269.6028 | 0.04113 | 0 | 0 | 0.082261 | 275.632 | 0.054208 | 0 | 0 | 0.10842 | 275.8553 | 0.054692 | 0 | 0 | 0.10938 | 276.0042 | 0.055015 | 0 | 0 | 0.11003 | 276.2275 | 0.055499 | 0 | 0 | 0.111 | 276.4508 | 0.055984 | 0 | 0 | 0.11197 | 276.6741 | 0.056468 | 0 | 0 | 0.11294 | 276.9719 | 0.057114 | 0 | 0 | 0.11423 | 277.1952 | 0.057598 | 0 | 0 | 0.1152 | 277.344 | 0.057921 | 0 | 0 | 0.11584 | 277.5673 | 0.058405 | 0 | 0 | 0.11681 | 277.7162 | 0.058728 | 0 | 0 | 0.11746 | 277.9395 | 0.059213 | 0 | 0 | 0.11843 | 278.1628 | 0.059697 | 0 | 0 | 0.11939 | 278.3117 | 0.06002 | 0 | 0 | 0.12004 | 278.535 | 0.060504 | 0 | 0 | 0.12101 | 278.7583 | 0.060989 | 0 | 0 | 0.12198 | 278.8327 | 0.06115 | 0 | 0 | 0.1223 | 279.056 | 0.061634 | 0 | 0 | 0.12327 | 279.2793 | 0.062119 | 0 | 0 | 0.12424 | 279.4282 | 0.062442 | 0 | 0 | 0.12488 | 279.6515 | 0.062926 | 0 | 0 | 0.12585 | 279.8004 | 0.063249 | 0 | 0 | 0.1265 | 279.9493 | 0.063572 | 0 | 0 | 0.12714
2017-05-01 22:00 | 252.3696 | 0.75221 |  | 265.0045 | 0.031157 | 0 | 0 | 0.062313 | 272.4514 | 0.047309 | 0 | 0 | 0.094618 | 278.5443 | 0.060524 | 0 | 0 | 0.12105 | 278.77 | 0.061014 | 0 | 0 | 0.12203 | 278.9204 | 0.06134 | 0 | 0 | 0.12268 | 279.1461 | 0.06183 | 0 | 0 | 0.12366 | 279.3717 | 0.062319 | 0 | 0 | 0.12464 | 279.5974 | 0.062809 | 0 | 0 | 0.12562 | 279.8983 | 0.063461 | 0 | 0 | 0.12692 | 280.1239 | 0.063951 | 0 | 0 | 0.1279 | 280.2744 | 0.064277 | 0 | 0 | 0.12855 | 280.5 | 0.064766 | 0 | 0 | 0.12953 | 280.6505 | 0.065093 | 0 | 0 | 0.13019 | 280.8761 | 0.065582 | 0 | 0 | 0.13116 | 281.1018 | 0.066072 | 0 | 0 | 0.13214 | 281.2523 | 0.066398 | 0 | 0 | 0.1328 | 281.4779 | 0.066887 | 0 | 0 | 0.13377 | 281.7036 | 0.067377 | 0 | 0 | 0.13475 | 281.7788 | 0.06754 | 0 | 0 | 0.13508 | 282.0045 | 0.06803 | 0 | 0 | 0.13606 | 282.2301 | 0.068519 | 0 | 0 | 0.13704 | 282.3806 | 0.068845 | 0 | 0 | 0.13769 | 282.6062 | 0.069335 | 0 | 0 | 0.13867 | 282.7567 | 0.069661 | 0 | 0 | 0.13932 | 282.9071 | 0.069987 | 0 | 0 | 0.13997
2017-05-01 23:00 | 254.5677 | 0.75876 |  | 267.3126 | 0.036163 | 0 | 0 | 0.072326 | 274.8244 | 0.052456 | 0 | 0 | 0.10491 | 280.9704 | 0.065787 | 0 | 0 | 0.13157 | 281.198 | 0.06628 | 0 | 0 | 0.13256 | 281.3497 | 0.066609 | 0 | 0 | 0.13322 | 281.5774 | 0.067103 | 0 | 0 | 0.13421 | 281.805 | 0.067597 | 0 | 0 | 0.13519 | 282.0326 | 0.068091 | 0 | 0 | 0.13618 | 282.3361 | 0.068749 | 0 | 0 | 0.1375 | 282.5638 | 0.069243 | 0 | 0 | 0.13849 | 282.7155 | 0.069572 | 0 | 0 | 0.13914 | 282.9431 | 0.070066 | 0 | 0 | 0.14013 | 283.0949 | 0.070395 | 0 | 0 | 0.14079 | 283.3225 | 0.070888 | 0 | 0 | 0.14178 | 283.5502 | 0.071382 | 0 | 0 | 0.14276 | 283.7019 | 0.071711 | 0 | 0 | 0.14342 | 283.9295 | 0.072205 | 0 | 0 | 0.14441 | 284.1572 | 0.072699 | 0 | 0 | 0.1454 | 284.233 | 0.072863 | 0 | 0 | 0.14573 | 284.4607 | 0.073357 | 0 | 0 | 0.14671 | 284.6883 | 0.073851 | 0 | 0 | 0.1477 | 284.8401 | 0.07418 | 0 | 0 | 0.14836 | 285.0677 | 0.074674 | 0 | 0 | 0.14935 | 285.2194 | 0.075003 | 0 | 0 | 0.15001 | 285.3712 | 0.075332 | 0 | 0 | 0.15066
2017-05-02 | 251.871 | 0.75073 |  | 264.4809 | 0.030021 | 0 | 0 | 0.060042 | 271.9131 | 0.046141 | 0 | 0 | 0.092283 | 277.9939 | 0.059331 | 0 | 0 | 0.11866 | 278.2192 | 0.059819 | 0 | 0 | 0.11964 | 278.3693 | 0.060145 | 0 | 0 | 0.12029 | 278.5945 | 0.060633 | 0 | 0 | 0.12127 | 278.8197 | 0.061122 | 0 | 0 | 0.12224 | 279.045 | 0.06161 | 0 | 0 | 0.12322 | 279.3452 | 0.062262 | 0 | 0 | 0.12452 | 279.5705 | 0.06275 | 0 | 0 | 0.1255 | 279.7206 | 0.063076 | 0 | 0 | 0.12615 | 279.9458 | 0.063564 | 0 | 0 | 0.12713 | 280.096 | 0.06389 | 0 | 0 | 0.12778 | 280.3212 | 0.064378 | 0 | 0 | 0.12876 | 280.5464 | 0.064867 | 0 | 0 | 0.12973 | 280.6966 | 0.065193 | 0 | 0 | 0.13039 | 280.9218 | 0.065681 | 0 | 0 | 0.13136 | 281.147 | 0.06617 | 0 | 0 | 0.13234 | 281.2221 | 0.066332 | 0 | 0 | 0.13266 | 281.4473 | 0.066821 | 0 | 0 | 0.13364 | 281.6725 | 0.067309 | 0 | 0 | 0.13462 | 281.8226 | 0.067635 | 0 | 0 | 0.13527 | 282.0479 | 0.068124 | 0 | 0 | 0.13625 | 282.198 | 0.068449 | 0 | 0 | 0.1369 | 282.3481 | 0.068775 | 0 | 0 | 0.13755
2017-05-02 01:00 | 254.7933 | 0.75944 |  | 267.5494 | 0.036677 | 0 | 0 | 0.073353 | 275.0678 | 0.052984 | 0 | 0 | 0.10597 | 281.2193 | 0.066326 | 0 | 0 | 0.13265 | 281.4471 | 0.066821 | 0 | 0 | 0.13364 | 281.599 | 0.06715 | 0 | 0 | 0.1343 | 281.8268 | 0.067644 | 0 | 0 | 0.13529 | 282.0547 | 0.068138 | 0 | 0 | 0.13628 | 282.2825 | 0.068633 | 0 | 0 | 0.13727 | 282.5863 | 0.069291 | 0 | 0 | 0.13858 | 282.8141 | 0.069786 | 0 | 0 | 0.13957 | 282.966 | 0.070115 | 0 | 0 | 0.14023 | 283.1938 | 0.070609 | 0 | 0 | 0.14122 | 283.3457 | 0.070939 | 0 | 0 | 0.14188 | 283.5735 | 0.071433 | 0 | 0 | 0.14287 | 283.8014 | 0.071927 | 0 | 0 | 0.14385 | 283.9532 | 0.072256 | 0 | 0 | 0.14451 | 284.1811 | 0.072751 | 0 | 0 | 0.1455 | 284.4089 | 0.073245 | 0 | 0 | 0.14649 | 284.4849 | 0.073409 | 0 | 0 | 0.14682 | 284.7127 | 0.073904 | 0 | 0 | 0.14781 | 284.9405 | 0.074398 | 0 | 0 | 0.1488 | 285.0924 | 0.074727 | 0 | 0 | 0.14945 | 285.3202 | 0.075221 | 0 | 0 | 0.15044 | 285.4721 | 0.075551 | 0 | 0 | 0.1511 | 285.624 | 0.07588 | 0 | 0 | 0.15176
2017-05-02 02:00 | 258.2735 | 0.76981 |  | 271.2039 | 0.044603 | 0 | 0 | 0.089206 | 278.8251 | 0.061133 | 0 | 0 | 0.12227 | 285.0605 | 0.074658 | 0 | 0 | 0.14932 | 285.2915 | 0.075159 | 0 | 0 | 0.15032 | 285.4454 | 0.075493 | 0 | 0 | 0.15099 | 285.6764 | 0.075994 | 0 | 0 | 0.15199 | 285.9073 | 0.076495 | 0 | 0 | 0.15299 | 286.1382 | 0.076996 | 0 | 0 | 0.15399 | 286.4462 | 0.077664 | 0 | 0 | 0.15533 | 286.6771 | 0.078164 | 0 | 0 | 0.15633 | 286.8311 | 0.078498 | 0 | 0 | 0.157 | 287.062 | 0.078999 | 0 | 0 | 0.158 | 287.216 | 0.079333 | 0 | 0 | 0.15867 | 287.4469 | 0.079834 | 0 | 0 | 0.15967 | 287.6779 | 0.080335 | 0 | 0 | 0.16067 | 287.8318 | 0.080669 | 0 | 0 | 0.16134 | 288.0628 | 0.08117 | 0 | 0 | 0.16234 | 288.2937 | 0.081671 | 0 | 0 | 0.16334 | 288.3707 | 0.081838 | 0 | 0 | 0.16368 | 288.6016 | 0.082339 | 0 | 0 | 0.16468 | 288.8326 | 0.08284 | 0 | 0 | 0.16568 | 288.9865 | 0.083174 | 0 | 0 | 0.16635 | 289.2175 | 0.083675 | 0 | 0 | 0.16735 | 289.3714 | 0.084009 | 0 | 0 | 0.16802 | 289.5254 | 0.084342 | 0 | 0 | 0.16868
2017-05-02 03:00 | 261.7101 | 0.78005 |  | 274.8126 | 0.05243 | 0 | 0 | 0.10486 | 282.5351 | 0.069181 | 0 | 0 | 0.13836 | 288.8535 | 0.082885 | 0 | 0 | 0.16577 | 289.0876 | 0.083393 | 0 | 0 | 0.16679 | 289.2436 | 0.083731 | 0 | 0 | 0.16746 | 289.4776 | 0.084239 | 0 | 0 | 0.16848 | 289.7116 | 0.084746 | 0 | 0 | 0.16949 | 289.9456 | 0.085254 | 0 | 0 | 0.17051 | 290.2576 | 0.085931 | 0 | 0 | 0.17186 | 290.4917 | 0.086438 | 0 | 0 | 0.17288 | 290.6477 | 0.086777 | 0 | 0 | 0.17355 | 290.8817 | 0.087284 | 0 | 0 | 0.17457 | 291.0377 | 0.087623 | 0 | 0 | 0.17525 | 291.2717 | 0.08813 | 0 | 0 | 0.17626 | 291.5057 | 0.088638 | 0 | 0 | 0.17728 | 291.6617 | 0.088976 | 0 | 0 | 0.17795 | 291.8958 | 0.089484 | 0 | 0 | 0.17897 | 292.1298 | 0.089991 | 0 | 0 | 0.17998 | 292.2078 | 0.09016 | 0 | 0 | 0.18032 | 292.4418 | 0.090668 | 0 | 0 | 0.18134 | 292.6758 | 0.091176 | 0 | 0 | 0.18235 | 292.8318 | 0.091514 | 0 | 0 | 0.18303 | 293.0658 | 0.092022 | 0 | 0 | 0.18404 | 293.2218 | 0.09236 | 0 | 0 | 0.18472 | 293.3779 | 0.092698 | 0 | 0 | 0.1854
2017-05-02 04:00 | 262.5306 | 0.7825 |  | 275.6741 | 0.054299 | 0 | 0 | 0.1086 | 283.4208 | 0.071102 | 0 | 0 | 0.1422 | 289.7591 | 0.084849 | 0 | 0 | 0.1697 | 289.9938 | 0.085358 | 0 | 0 | 0.17072 | 290.1503 | 0.085698 | 0 | 0 | 0.1714 | 290.3851 | 0.086207 | 0 | 0 | 0.17241 | 290.6198 | 0.086716 | 0 | 0 | 0.17343 | 290.8546 | 0.087225 | 0 | 0 | 0.17445 | 291.1676 | 0.087904 | 0 | 0 | 0.17581 | 291.4023 | 0.088413 | 0 | 0 | 0.17683 | 291.5588 | 0.088753 | 0 | 0 | 0.17751 | 291.7936 | 0.089262 | 0 | 0 | 0.17852 | 291.9501 | 0.089602 | 0 | 0 | 0.1792 | 292.1848 | 0.090111 | 0 | 0 | 0.18022 | 292.4196 | 0.09062 | 0 | 0 | 0.18124 | 292.5761 | 0.090959 | 0 | 0 | 0.18192 | 292.8108 | 0.091468 | 0 | 0 | 0.18294 | 293.0456 | 0.091978 | 0 | 0 | 0.18396 | 293.1238 | 0.092147 | 0 | 0 | 0.18429 | 293.3586 | 0.092657 | 0 | 0 | 0.18531 | 293.5933 | 0.093166 | 0 | 0 | 0.18633 | 293.7498 | 0.093505 | 0 | 0 | 0.18701 | 293.9846 | 0.094014 | 0 | 0 | 0.18803 | 294.1411 | 0.094354 | 0 | 0 | 0.18871 | 294.2976 | 0.094693 | 0 | 0 | 0.18939
2017-05-02 05:00 | 269.3402 | 0.80279 |  | 282.8246 | 0.069808 | 0 | 0 | 0.13962 | 290.7723 | 0.087047 | 0 | 0 | 0.17409 | 297.275 | 0.10115 | 0 | 0 | 0.2023 | 297.5158 | 0.10167 | 0 | 0 | 0.20335 | 297.6764 | 0.10202 | 0 | 0 | 0.20404 | 297.9172 | 0.10254 | 0 | 0 | 0.20509 | 298.158 | 0.10307 | 0 | 0 | 0.20613 | 298.3989 | 0.10359 | 0 | 0 | 0.20718 | 298.72 | 0.10429 | 0 | 0 | 0.20857 | 298.9608 | 0.10481 | 0 | 0 | 0.20962 | 299.1214 | 0.10516 | 0 | 0 | 0.21031 | 299.3622 | 0.10568 | 0 | 0 | 0.21136 | 299.5228 | 0.10603 | 0 | 0 | 0.21205 | 299.7636 | 0.10655 | 0 | 0 | 0.2131 | 300.0045 | 0.10707 | 0 | 0 | 0.21414 | 300.165 | 0.10742 | 0 | 0 | 0.21484 | 300.4059 | 0.10794 | 0 | 0 | 0.21588 | 300.6467 | 0.10846 | 0 | 0 | 0.21693 | 300.727 | 0.10864 | 0 | 0 | 0.21728 | 300.9678 | 0.10916 | 0 | 0 | 0.21832 | 301.2086 | 0.10968 | 0 | 0 | 0.21937 | 301.3692 | 0.11003 | 0 | 0 | 0.22006 | 301.61 | 0.11055 | 0 | 0 | 0.22111 | 301.7706 | 0.1109 | 0 | 0 | 0.2218 | 301.9312 | 0.11125 | 0 | 0 | 0.2225
2017-05-02 06:00 | 270.1904 | 0.80533 |  | 283.7175 | 0.071745 | 0 | 0 | 0.14349 | 291.6902 | 0.089038 | 0 | 0 | 0.17808 | 298.2134 | 0.10319 | 0 | 0 | 0.20637 | 298.455 | 0.10371 | 0 | 0 | 0.20742 | 298.616 | 0.10406 | 0 | 0 | 0.20812 | 298.8576 | 0.10458 | 0 | 0 | 0.20917 | 299.0992 | 0.10511 | 0 | 0 | 0.21022 | 299.3408 | 0.10563 | 0 | 0 | 0.21126 | 299.663 | 0.10633 | 0 | 0 | 0.21266 | 299.9046 | 0.10685 | 0 | 0 | 0.21371 | 300.0656 | 0.1072 | 0 | 0 | 0.21441 | 300.3072 | 0.10773 | 0 | 0 | 0.21546 | 300.4683 | 0.10808 | 0 | 0 | 0.21616 | 300.7099 | 0.1086 | 0 | 0 | 0.2172 | 300.9515 | 0.10913 | 0 | 0 | 0.21825 | 301.1126 | 0.10947 | 0 | 0 | 0.21895 | 301.3542 | 0.11 | 0 | 0 | 0.22 | 301.5958 | 0.11052 | 0 | 0 | 0.22105 | 301.6763 | 0.1107 | 0 | 0 | 0.2214 | 301.9179 | 0.11122 | 0 | 0 | 0.22244 | 302.1595 | 0.11175 | 0 | 0 | 0.22349 | 302.3206 | 0.1121 | 0 | 0 | 0.22419 | 302.5622 | 0.11262 | 0 | 0 | 0.22524 | 302.7232 | 0.11297 | 0 | 0 | 0.22594 | 302.8843 | 0.11332 | 0 | 0 | 0.22664
2017-05-02 07:00 | 273.9131 | 0.81642 |  | 287.6265 | 0.080224 | 0 | 0 | 0.16045 | 295.7091 | 0.097755 | 0 | 0 | 0.19551 | 302.3221 | 0.1121 | 0 | 0 | 0.2242 | 302.567 | 0.11263 | 0 | 0 | 0.22526 | 302.7303 | 0.11298 | 0 | 0 | 0.22597 | 302.9752 | 0.11352 | 0 | 0 | 0.22703 | 303.2202 | 0.11405 | 0 | 0 | 0.22809 | 303.4651 | 0.11458 | 0 | 0 | 0.22916 | 303.7917 | 0.11529 | 0 | 0 | 0.23057 | 304.0366 | 0.11582 | 0 | 0 | 0.23163 | 304.1999 | 0.11617 | 0 | 0 | 0.23234 | 304.4448 | 0.1167 | 0 | 0 | 0.23341 | 304.6081 | 0.11706 | 0 | 0 | 0.23411 | 304.853 | 0.11759 | 0 | 0 | 0.23518 | 305.0979 | 0.11812 | 0 | 0 | 0.23624 | 305.2612 | 0.11847 | 0 | 0 | 0.23695 | 305.5062 | 0.119 | 0 | 0 | 0.23801 | 305.7511 | 0.11954 | 0 | 0 | 0.23907 | 305.8327 | 0.11971 | 0 | 0 | 0.23943 | 306.0777 | 0.12024 | 0 | 0 | 0.24049 | 306.3226 | 0.12078 | 0 | 0 | 0.24155 | 306.4859 | 0.12113 | 0 | 0 | 0.24226 | 306.7308 | 0.12166 | 0 | 0 | 0.24332 | 306.8941 | 0.12202 | 0 | 0 | 0.24403 | 307.0574 | 0.12237 | 0 | 0 | 0.24474
2017-05-02 08:00 | 265.5593 | 0.79153 |  | 278.8545 | 0.061197 | 0 | 0 | 0.12239 | 286.6906 | 0.078194 | 0 | 0 | 0.15639 | 293.1019 | 0.0921 | 0 | 0 | 0.1842 | 293.3394 | 0.092615 | 0 | 0 | 0.18523 | 293.4977 | 0.092958 | 0 | 0 | 0.18592 | 293.7351 | 0.093473 | 0 | 0 | 0.18695 | 293.9726 | 0.093988 | 0 | 0 | 0.18798 | 294.2101 | 0.094503 | 0 | 0 | 0.18901 | 294.5267 | 0.09519 | 0 | 0 | 0.19038 | 294.7641 | 0.095705 | 0 | 0 | 0.19141 | 294.9224 | 0.096049 | 0 | 0 | 0.1921 | 295.1599 | 0.096564 | 0 | 0 | 0.19313 | 295.3182 | 0.096907 | 0 | 0 | 0.19381 | 295.5557 | 0.097422 | 0 | 0 | 0.19484 | 295.7931 | 0.097937 | 0 | 0 | 0.19587 | 295.9514 | 0.09828 | 0 | 0 | 0.19656 | 296.1889 | 0.098796 | 0 | 0 | 0.19759 | 296.4263 | 0.099311 | 0 | 0 | 0.19862 | 296.5055 | 0.099482 | 0 | 0 | 0.19896 | 296.7429 | 0.099997 | 0 | 0 | 0.19999 | 296.9804 | 0.10051 | 0 | 0 | 0.20102 | 297.1387 | 0.10086 | 0 | 0 | 0.20171 | 297.3762 | 0.10137 | 0 | 0 | 0.20274 | 297.5345 | 0.10171 | 0 | 0 | 0.20343 | 297.6928 | 0.10206 | 0 | 0 | 0.20411
2017-05-02 09:00 | 268.6373 | 0.8007 |  | 282.0865 | 0.068207 | 0 | 0 | 0.13641 | 290.0134 | 0.085401 | 0 | 0 | 0.1708 | 296.4991 | 0.099468 | 0 | 0 | 0.19894 | 296.7393 | 0.099989 | 0 | 0 | 0.19998 | 296.8994 | 0.10034 | 0 | 0 | 0.20067 | 297.1397 | 0.10086 | 0 | 0 | 0.20172 | 297.3799 | 0.10138 | 0 | 0 | 0.20276 | 297.6201 | 0.1019 | 0 | 0 | 0.2038 | 297.9404 | 0.10259 | 0 | 0 | 0.20519 | 298.1806 | 0.10312 | 0 | 0 | 0.20623 | 298.3407 | 0.10346 | 0 | 0 | 0.20693 | 298.5809 | 0.10398 | 0 | 0 | 0.20797 | 298.7411 | 0.10433 | 0 | 0 | 0.20866 | 298.9813 | 0.10485 | 0 | 0 | 0.2097 | 299.2215 | 0.10537 | 0 | 0 | 0.21075 | 299.3816 | 0.10572 | 0 | 0 | 0.21144 | 299.6218 | 0.10624 | 0 | 0 | 0.21248 | 299.862 | 0.10676 | 0 | 0 | 0.21353 | 299.9421 | 0.10694 | 0 | 0 | 0.21387 | 300.1823 | 0.10746 | 0 | 0 | 0.21491 | 300.4225 | 0.10798 | 0 | 0 | 0.21596 | 300.5827 | 0.10833 | 0 | 0 | 0.21665 | 300.8229 | 0.10885 | 0 | 0 | 0.21769 | 300.983 | 0.10919 | 0 | 0 | 0.21839 | 301.1432 | 0.10954 | 0 | 0 | 0.21908
2017-05-02 10:00 | 265.1208 | 0.79022 |  | 278.3939 | 0.060198 | 0 | 0 | 0.1204 | 286.2171 | 0.077167 | 0 | 0 | 0.15433 | 292.6179 | 0.09105 | 0 | 0 | 0.1821 | 292.8549 | 0.091564 | 0 | 0 | 0.18313 | 293.013 | 0.091907 | 0 | 0 | 0.18381 | 293.2501 | 0.092421 | 0 | 0 | 0.18484 | 293.4871 | 0.092935 | 0 | 0 | 0.18587 | 293.7242 | 0.09345 | 0 | 0 | 0.1869 | 294.0403 | 0.094135 | 0 | 0 | 0.18827 | 294.2773 | 0.094649 | 0 | 0 | 0.1893 | 294.4354 | 0.094992 | 0 | 0 | 0.18998 | 294.6724 | 0.095506 | 0 | 0 | 0.19101 | 294.8305 | 0.095849 | 0 | 0 | 0.1917 | 295.0676 | 0.096363 | 0 | 0 | 0.19273 | 295.3046 | 0.096878 | 0 | 0 | 0.19376 | 295.4627 | 0.09722 | 0 | 0 | 0.19444 | 295.6997 | 0.097735 | 0 | 0 | 0.19547 | 295.9368 | 0.098249 | 0 | 0 | 0.1965 | 296.0158 | 0.09842 | 0 | 0 | 0.19684 | 296.2529 | 0.098934 | 0 | 0 | 0.19787 | 296.4899 | 0.099449 | 0 | 0 | 0.1989 | 296.648 | 0.099791 | 0 | 0 | 0.19958 | 296.8851 | 0.10031 | 0 | 0 | 0.20061 | 297.0431 | 0.10065 | 0 | 0 | 0.2013 | 297.2011 | 0.10099 | 0 | 0 | 0.20198
2017-05-02 11:00 | 263.2877 | 0.78475 |  | 276.4691 | 0.056023 | 0 | 0 | 0.11205 | 284.2382 | 0.072874 | 0 | 0 | 0.14575 | 290.5947 | 0.086662 | 0 | 0 | 0.17332 | 290.8301 | 0.087172 | 0 | 0 | 0.17434 | 290.9871 | 0.087513 | 0 | 0 | 0.17503 | 291.2225 | 0.088023 | 0 | 0 | 0.17605 | 291.4579 | 0.088534 | 0 | 0 | 0.17707 | 291.6934 | 0.089045 | 0 | 0 | 0.17809 | 292.0073 | 0.089726 | 0 | 0 | 0.17945 | 292.2427 | 0.090236 | 0 | 0 | 0.18047 | 292.3996 | 0.090577 | 0 | 0 | 0.18115 | 292.6351 | 0.091087 | 0 | 0 | 0.18217 | 292.792 | 0.091428 | 0 | 0 | 0.18286 | 293.0274 | 0.091938 | 0 | 0 | 0.18388 | 293.2629 | 0.092449 | 0 | 0 | 0.1849 | 293.4198 | 0.092789 | 0 | 0 | 0.18558 | 293.6553 | 0.0933 | 0 | 0 | 0.1866 | 293.8907 | 0.093811 | 0 | 0 | 0.18762 | 293.9692 | 0.093981 | 0 | 0 | 0.18796 | 294.2046 | 0.094492 | 0 | 0 | 0.18898 | 294.44 | 0.095002 | 0 | 0 | 0.19 | 294.597 | 0.095343 | 0 | 0 | 0.19069 | 294.8324 | 0.095853 | 0 | 0 | 0.19171 | 294.9893 | 0.096194 | 0 | 0 | 0.19239 | 295.1463 | 0.096534 | 0 | 0 | 0.19307
2017-05-02 12:00 | 261.2611 | 0.77871 |  | 274.341 | 0.051408 | 0 | 0 | 0.10282 | 282.0503 | 0.068129 | 0 | 0 | 0.13626 | 288.3579 | 0.08181 | 0 | 0 | 0.16362 | 288.5915 | 0.082317 | 0 | 0 | 0.16463 | 288.7472 | 0.082655 | 0 | 0 | 0.16531 | 288.9809 | 0.083161 | 0 | 0 | 0.16632 | 289.2145 | 0.083668 | 0 | 0 | 0.16734 | 289.4481 | 0.084175 | 0 | 0 | 0.16835 | 289.7596 | 0.08485 | 0 | 0 | 0.1697 | 289.9932 | 0.085357 | 0 | 0 | 0.17071 | 290.1489 | 0.085695 | 0 | 0 | 0.17139 | 290.3825 | 0.086202 | 0 | 0 | 0.1724 | 290.5383 | 0.086539 | 0 | 0 | 0.17308 | 290.7719 | 0.087046 | 0 | 0 | 0.17409 | 291.0055 | 0.087553 | 0 | 0 | 0.17511 | 291.1613 | 0.087891 | 0 | 0 | 0.17578 | 291.3949 | 0.088397 | 0 | 0 | 0.17679 | 291.6285 | 0.088904 | 0 | 0 | 0.17781 | 291.7064 | 0.089073 | 0 | 0 | 0.17815 | 291.94 | 0.08958 | 0 | 0 | 0.17916 | 292.1736 | 0.090086 | 0 | 0 | 0.18017 | 292.3293 | 0.090424 | 0 | 0 | 0.18085 | 292.5629 | 0.090931 | 0 | 0 | 0.18186 | 292.7187 | 0.091269 | 0 | 0 | 0.18254 | 292.8744 | 0.091606 | 0 | 0 | 0.18321
2017-05-02 13:00 | 258.378 | 0.77012 |  | 271.3136 | 0.044841 | 0 | 0 | 0.089682 | 278.9378 | 0.061378 | 0 | 0 | 0.12276 | 285.1758 | 0.074908 | 0 | 0 | 0.14982 | 285.4069 | 0.075409 | 0 | 0 | 0.15082 | 285.5609 | 0.075743 | 0 | 0 | 0.15149 | 285.7919 | 0.076244 | 0 | 0 | 0.15249 | 286.0229 | 0.076746 | 0 | 0 | 0.15349 | 286.254 | 0.077247 | 0 | 0 | 0.15449 | 286.562 | 0.077915 | 0 | 0 | 0.15583 | 286.7931 | 0.078416 | 0 | 0 | 0.15683 | 286.9471 | 0.07875 | 0 | 0 | 0.1575 | 287.1781 | 0.079251 | 0 | 0 | 0.1585 | 287.3322 | 0.079585 | 0 | 0 | 0.15917 | 287.5632 | 0.080086 | 0 | 0 | 0.16017 | 287.7942 | 0.080588 | 0 | 0 | 0.16118 | 287.9483 | 0.080922 | 0 | 0 | 0.16184 | 288.1793 | 0.081423 | 0 | 0 | 0.16285 | 288.4103 | 0.081924 | 0 | 0 | 0.16385 | 288.4873 | 0.082091 | 0 | 0 | 0.16418 | 288.7184 | 0.082592 | 0 | 0 | 0.16518 | 288.9494 | 0.083093 | 0 | 0 | 0.16619 | 289.1034 | 0.083427 | 0 | 0 | 0.16685 | 289.3345 | 0.083928 | 0 | 0 | 0.16786 | 289.4885 | 0.084262 | 0 | 0 | 0.16852 | 289.6425 | 0.084596 | 0 | 0 | 0.16919
2017-05-02 14:00 | 258.7076 | 0.7711 |  | 271.6597 | 0.045592 | 0 | 0 | 0.091183 | 279.2936 | 0.06215 | 0 | 0 | 0.1243 | 285.5395 | 0.075697 | 0 | 0 | 0.15139 | 285.7709 | 0.076199 | 0 | 0 | 0.1524 | 285.9251 | 0.076533 | 0 | 0 | 0.15307 | 286.1564 | 0.077035 | 0 | 0 | 0.15407 | 286.3877 | 0.077537 | 0 | 0 | 0.15507 | 286.6191 | 0.078039 | 0 | 0 | 0.15608 | 286.9275 | 0.078708 | 0 | 0 | 0.15742 | 287.1589 | 0.079209 | 0 | 0 | 0.15842 | 287.3131 | 0.079544 | 0 | 0 | 0.15909 | 287.5444 | 0.080046 | 0 | 0 | 0.16009 | 287.6986 | 0.08038 | 0 | 0 | 0.16076 | 287.93 | 0.080882 | 0 | 0 | 0.16176 | 288.1613 | 0.081384 | 0 | 0 | 0.16277 | 288.3155 | 0.081718 | 0 | 0 | 0.16344 | 288.5468 | 0.08222 | 0 | 0 | 0.16444 | 288.7782 | 0.082722 | 0 | 0 | 0.16544 | 288.8553 | 0.082889 | 0 | 0 | 0.16578 | 289.0866 | 0.083391 | 0 | 0 | 0.16678 | 289.3179 | 0.083892 | 0 | 0 | 0.16778 | 289.4722 | 0.084227 | 0 | 0 | 0.16845 | 289.7035 | 0.084729 | 0 | 0 | 0.16946 | 289.8577 | 0.085063 | 0 | 0 | 0.17013 | 290.0119 | 0.085398 | 0 | 0 | 0.1708
2017-05-02 15:00 | 261.0175 | 0.77799 |  | 274.0852 | 0.050853 | 0 | 0 | 0.10171 | 281.7873 | 0.067559 | 0 | 0 | 0.13512 | 288.089 | 0.081227 | 0 | 0 | 0.16245 | 288.3224 | 0.081733 | 0 | 0 | 0.16347 | 288.478 | 0.082071 | 0 | 0 | 0.16414 | 288.7114 | 0.082577 | 0 | 0 | 0.16515 | 288.9448 | 0.083083 | 0 | 0 | 0.16617 | 289.1782 | 0.083589 | 0 | 0 | 0.16718 | 289.4894 | 0.084264 | 0 | 0 | 0.16853 | 289.7228 | 0.084771 | 0 | 0 | 0.16954 | 289.8784 | 0.085108 | 0 | 0 | 0.17022 | 290.1118 | 0.085614 | 0 | 0 | 0.17123 | 290.2674 | 0.085952 | 0 | 0 | 0.1719 | 290.5008 | 0.086458 | 0 | 0 | 0.17292 | 290.7342 | 0.086964 | 0 | 0 | 0.17393 | 290.8898 | 0.087302 | 0 | 0 | 0.1746 | 291.1232 | 0.087808 | 0 | 0 | 0.17562 | 291.3566 | 0.088314 | 0 | 0 | 0.17663 | 291.4344 | 0.088483 | 0 | 0 | 0.17697 | 291.6678 | 0.088989 | 0 | 0 | 0.17798 | 291.9012 | 0.089495 | 0 | 0 | 0.17899 | 292.0568 | 0.089833 | 0 | 0 | 0.17967 | 292.2902 | 0.090339 | 0 | 0 | 0.18068 | 292.4458 | 0.090677 | 0 | 0 | 0.18135 | 292.6014 | 0.091014 | 0 | 0 | 0.18203
2017-05-02 16:00 | 262.8488 | 0.78345 |  | 276.0083 | 0.055024 | 0 | 0 | 0.11005 | 283.7644 | 0.071847 | 0 | 0 | 0.14369 | 290.1103 | 0.085611 | 0 | 0 | 0.17122 | 290.3453 | 0.086121 | 0 | 0 | 0.17224 | 290.502 | 0.086461 | 0 | 0 | 0.17292 | 290.7371 | 0.086971 | 0 | 0 | 0.17394 | 290.9721 | 0.08748 | 0 | 0 | 0.17496 | 291.2071 | 0.08799 | 0 | 0 | 0.17598 | 291.5205 | 0.08867 | 0 | 0 | 0.17734 | 291.7555 | 0.08918 | 0 | 0 | 0.17836 | 291.9122 | 0.089519 | 0 | 0 | 0.17904 | 292.1473 | 0.090029 | 0 | 0 | 0.18006 | 292.304 | 0.090369 | 0 | 0 | 0.18074 | 292.539 | 0.090879 | 0 | 0 | 0.18176 | 292.774 | 0.091389 | 0 | 0 | 0.18278 | 292.9307 | 0.091729 | 0 | 0 | 0.18346 | 293.1658 | 0.092238 | 0 | 0 | 0.18448 | 293.4008 | 0.092748 | 0 | 0 | 0.1855 | 293.4791 | 0.092918 | 0 | 0 | 0.18584 | 293.7142 | 0.093428 | 0 | 0 | 0.18686 | 293.9492 | 0.093938 | 0 | 0 | 0.18788 | 294.1059 | 0.094278 | 0 | 0 | 0.18856 | 294.3409 | 0.094787 | 0 | 0 | 0.18957 | 294.4976 | 0.095127 | 0 | 0 | 0.19025 | 294.6543 | 0.095467 | 0 | 0 | 0.19093
2017-05-02 17:00 | 257.6573 | 0.76797 |  | 270.5568 | 0.0432 | 0 | 0 | 0.086399 | 278.1598 | 0.05969 | 0 | 0 | 0.11938 | 284.3804 | 0.073183 | 0 | 0 | 0.14637 | 284.6107 | 0.073683 | 0 | 0 | 0.14737 | 284.7643 | 0.074016 | 0 | 0 | 0.14803 | 284.9947 | 0.074515 | 0 | 0 | 0.14903 | 285.2251 | 0.075015 | 0 | 0 | 0.15003 | 285.4555 | 0.075515 | 0 | 0 | 0.15103 | 285.7627 | 0.076181 | 0 | 0 | 0.15236 | 285.9931 | 0.076681 | 0 | 0 | 0.15336 | 286.1467 | 0.077014 | 0 | 0 | 0.15403 | 286.3771 | 0.077514 | 0 | 0 | 0.15503 | 286.5307 | 0.077847 | 0 | 0 | 0.15569 | 286.7611 | 0.078347 | 0 | 0 | 0.15669 | 286.9915 | 0.078846 | 0 | 0 | 0.15769 | 287.1451 | 0.079179 | 0 | 0 | 0.15836 | 287.3754 | 0.079679 | 0 | 0 | 0.15936 | 287.6058 | 0.080179 | 0 | 0 | 0.16036 | 287.6826 | 0.080345 | 0 | 0 | 0.16069 | 287.913 | 0.080845 | 0 | 0 | 0.16169 | 288.1434 | 0.081345 | 0 | 0 | 0.16269 | 288.297 | 0.081678 | 0 | 0 | 0.16336 | 288.5274 | 0.082178 | 0 | 0 | 0.16436 | 288.681 | 0.082511 | 0 | 0 | 0.16502 | 288.8346 | 0.082844 | 0 | 0 | 0.16569
2017-05-02 18:00 | 257.9362 | 0.7688 |  | 270.8497 | 0.043835 | 0 | 0 | 0.08767 | 278.4609 | 0.060343 | 0 | 0 | 0.12069 | 284.6882 | 0.073851 | 0 | 0 | 0.1477 | 284.9188 | 0.074351 | 0 | 0 | 0.1487 | 285.0726 | 0.074684 | 0 | 0 | 0.14937 | 285.3032 | 0.075185 | 0 | 0 | 0.15037 | 285.5339 | 0.075685 | 0 | 0 | 0.15137 | 285.7645 | 0.076185 | 0 | 0 | 0.15237 | 286.072 | 0.076852 | 0 | 0 | 0.1537 | 286.3027 | 0.077352 | 0 | 0 | 0.1547 | 286.4564 | 0.077686 | 0 | 0 | 0.15537 | 286.6871 | 0.078186 | 0 | 0 | 0.15637 | 286.8408 | 0.07852 | 0 | 0 | 0.15704 | 287.0715 | 0.07902 | 0 | 0 | 0.15804 | 287.3021 | 0.07952 | 0 | 0 | 0.15904 | 287.4559 | 0.079854 | 0 | 0 | 0.15971 | 287.6865 | 0.080354 | 0 | 0 | 0.16071 | 287.9172 | 0.080854 | 0 | 0 | 0.16171 | 287.994 | 0.081021 | 0 | 0 | 0.16204 | 288.2247 | 0.081521 | 0 | 0 | 0.16304 | 288.4553 | 0.082021 | 0 | 0 | 0.16404 | 288.6091 | 0.082355 | 0 | 0 | 0.16471 | 288.8397 | 0.082855 | 0 | 0 | 0.16571 | 288.9935 | 0.083189 | 0 | 0 | 0.16638 | 289.1472 | 0.083522 | 0 | 0 | 0.16704
2017-05-02 19:00 | 255.1539 | 0.76051 |  | 267.9281 | 0.037498 | 0 | 0 | 0.074996 | 275.4571 | 0.053828 | 0 | 0 | 0.10766 | 281.6173 | 0.06719 | 0 | 0 | 0.13438 | 281.8454 | 0.067685 | 0 | 0 | 0.13537 | 281.9975 | 0.068014 | 0 | 0 | 0.13603 | 282.2257 | 0.068509 | 0 | 0 | 0.13702 | 282.4538 | 0.069004 | 0 | 0 | 0.13801 | 282.682 | 0.069499 | 0 | 0 | 0.139 | 282.9862 | 0.070159 | 0 | 0 | 0.14032 | 283.2143 | 0.070654 | 0 | 0 | 0.14131 | 283.3664 | 0.070984 | 0 | 0 | 0.14197 | 283.5946 | 0.071478 | 0 | 0 | 0.14296 | 283.7467 | 0.071808 | 0 | 0 | 0.14362 | 283.9748 | 0.072303 | 0 | 0 | 0.14461 | 284.203 | 0.072798 | 0 | 0 | 0.1456 | 284.3551 | 0.073128 | 0 | 0 | 0.14626 | 284.5833 | 0.073623 | 0 | 0 | 0.14725 | 284.8114 | 0.074118 | 0 | 0 | 0.14824 | 284.8875 | 0.074283 | 0 | 0 | 0.14857 | 285.1156 | 0.074778 | 0 | 0 | 0.14956 | 285.3438 | 0.075272 | 0 | 0 | 0.15054 | 285.4959 | 0.075602 | 0 | 0 | 0.1512 | 285.724 | 0.076097 | 0 | 0 | 0.15219 | 285.8761 | 0.076427 | 0 | 0 | 0.15285 | 286.0282 | 0.076757 | 0 | 0 | 0.15351
2017-05-02 20:00 | 249.5847 | 0.74391 |  | 262.0801 | 0.024814 | 0 | 0 | 0.049627 | 269.4448 | 0.040788 | 0 | 0 | 0.081575 | 275.4705 | 0.053857 | 0 | 0 | 0.10771 | 275.6937 | 0.054341 | 0 | 0 | 0.10868 | 275.8424 | 0.054664 | 0 | 0 | 0.10933 | 276.0656 | 0.055148 | 0 | 0 | 0.1103 | 276.2888 | 0.055632 | 0 | 0 | 0.11126 | 276.512 | 0.056116 | 0 | 0 | 0.11223 | 276.8095 | 0.056762 | 0 | 0 | 0.11352 | 277.0327 | 0.057246 | 0 | 0 | 0.11449 | 277.1815 | 0.057568 | 0 | 0 | 0.11514 | 277.4047 | 0.058053 | 0 | 0 | 0.11611 | 277.5534 | 0.058375 | 0 | 0 | 0.11675 | 277.7766 | 0.058859 | 0 | 0 | 0.11772 | 277.9998 | 0.059343 | 0 | 0 | 0.11869 | 278.1486 | 0.059666 | 0 | 0 | 0.11933 | 278.3717 | 0.06015 | 0 | 0 | 0.1203 | 278.5949 | 0.060634 | 0 | 0 | 0.12127 | 278.6693 | 0.060796 | 0 | 0 | 0.12159 | 278.8925 | 0.06128 | 0 | 0 | 0.12256 | 279.1156 | 0.061764 | 0 | 0 | 0.12353 | 279.2644 | 0.062086 | 0 | 0 | 0.12417 | 279.4876 | 0.06257 | 0 | 0 | 0.12514 | 279.6364 | 0.062893 | 0 | 0 | 0.12579 | 279.7852 | 0.063216 | 0 | 0 | 0.12643
2017-05-02 21:00 | 258.6795 | 0.77102 |  | 271.6302 | 0.045528 | 0 | 0 | 0.091055 | 279.2633 | 0.062084 | 0 | 0 | 0.12417 | 285.5085 | 0.07563 | 0 | 0 | 0.15126 | 285.7398 | 0.076132 | 0 | 0 | 0.15226 | 285.894 | 0.076466 | 0 | 0 | 0.15293 | 286.1253 | 0.076968 | 0 | 0 | 0.15394 | 286.3567 | 0.077469 | 0 | 0 | 0.15494 | 286.588 | 0.077971 | 0 | 0 | 0.15594 | 286.8964 | 0.07864 | 0 | 0 | 0.15728 | 287.1277 | 0.079142 | 0 | 0 | 0.15828 | 287.2819 | 0.079476 | 0 | 0 | 0.15895 | 287.5132 | 0.079978 | 0 | 0 | 0.15996 | 287.6674 | 0.080312 | 0 | 0 | 0.16062 | 287.8987 | 0.080814 | 0 | 0 | 0.16163 | 288.13 | 0.081316 | 0 | 0 | 0.16263 | 288.2842 | 0.08165 | 0 | 0 | 0.1633 | 288.5155 | 0.082152 | 0 | 0 | 0.1643 | 288.7468 | 0.082654 | 0 | 0 | 0.16531 | 288.8239 | 0.082821 | 0 | 0 | 0.16564 | 289.0552 | 0.083323 | 0 | 0 | 0.16665 | 289.2865 | 0.083824 | 0 | 0 | 0.16765 | 289.4407 | 0.084159 | 0 | 0 | 0.16832 | 289.672 | 0.08466 | 0 | 0 | 0.16932 | 289.8262 | 0.084995 | 0 | 0 | 0.16999 | 289.9804 | 0.085329 | 0 | 0 | 0.17066
2017-05-02 22:00 | 257.3973 | 0.7672 |  | 270.2838 | 0.042607 | 0 | 0 | 0.085215 | 277.8791 | 0.059082 | 0 | 0 | 0.11816 | 284.0934 | 0.07256 | 0 | 0 | 0.14512 | 284.3235 | 0.07306 | 0 | 0 | 0.14612 | 284.477 | 0.073392 | 0 | 0 | 0.14678 | 284.7071 | 0.073892 | 0 | 0 | 0.14778 | 284.9373 | 0.074391 | 0 | 0 | 0.14878 | 285.1674 | 0.07489 | 0 | 0 | 0.14978 | 285.4743 | 0.075556 | 0 | 0 | 0.15111 | 285.7045 | 0.076055 | 0 | 0 | 0.15211 | 285.8579 | 0.076388 | 0 | 0 | 0.15278 | 286.0881 | 0.076887 | 0 | 0 | 0.15377 | 286.2415 | 0.07722 | 0 | 0 | 0.15444 | 286.4717 | 0.077719 | 0 | 0 | 0.15544 | 286.7018 | 0.078218 | 0 | 0 | 0.15644 | 286.8553 | 0.078551 | 0 | 0 | 0.1571 | 287.0854 | 0.07905 | 0 | 0 | 0.1581 | 287.3156 | 0.079549 | 0 | 0 | 0.1591 | 287.3923 | 0.079716 | 0 | 0 | 0.15943 | 287.6225 | 0.080215 | 0 | 0 | 0.16043 | 287.8526 | 0.080714 | 0 | 0 | 0.16143 | 288.0061 | 0.081047 | 0 | 0 | 0.16209 | 288.2362 | 0.081546 | 0 | 0 | 0.16309 | 288.3897 | 0.081879 | 0 | 0 | 0.16376 | 288.5431 | 0.082212 | 0 | 0 | 0.16442
2017-05-02 23:00 | 257.975 | 0.76892 |  | 270.8905 | 0.043923 | 0 | 0 | 0.087847 | 278.5028 | 0.060434 | 0 | 0 | 0.12087 | 284.731 | 0.073943 | 0 | 0 | 0.14789 | 284.9617 | 0.074444 | 0 | 0 | 0.14889 | 285.1155 | 0.074777 | 0 | 0 | 0.14955 | 285.3462 | 0.075278 | 0 | 0 | 0.15056 | 285.5768 | 0.075778 | 0 | 0 | 0.15156 | 285.8075 | 0.076278 | 0 | 0 | 0.15256 | 286.1151 | 0.076945 | 0 | 0 | 0.15389 | 286.3458 | 0.077446 | 0 | 0 | 0.15489 | 286.4996 | 0.077779 | 0 | 0 | 0.15556 | 286.7302 | 0.07828 | 0 | 0 | 0.15656 | 286.884 | 0.078613 | 0 | 0 | 0.15723 | 287.1147 | 0.079114 | 0 | 0 | 0.15823 | 287.3454 | 0.079614 | 0 | 0 | 0.15923 | 287.4991 | 0.079947 | 0 | 0 | 0.15989 | 287.7298 | 0.080448 | 0 | 0 | 0.1609 | 287.9605 | 0.080948 | 0 | 0 | 0.1619 | 288.0374 | 0.081115 | 0 | 0 | 0.16223 | 288.2681 | 0.081615 | 0 | 0 | 0.16323 | 288.4987 | 0.082116 | 0 | 0 | 0.16423 | 288.6525 | 0.082449 | 0 | 0 | 0.1649 | 288.8832 | 0.08295 | 0 | 0 | 0.1659 | 289.037 | 0.083283 | 0 | 0 | 0.16657 | 289.1908 | 0.083617 | 0 | 0 | 0.16723
2017-05-03 | 251.6039 | 0.74993 |  | 264.2004 | 0.029412 | 0 | 0 | 0.058825 | 271.6247 | 0.045516 | 0 | 0 | 0.091032 | 277.6991 | 0.058691 | 0 | 0 | 0.11738 | 277.9241 | 0.059179 | 0 | 0 | 0.11836 | 278.0741 | 0.059505 | 0 | 0 | 0.11901 | 278.2991 | 0.059993 | 0 | 0 | 0.11999 | 278.524 | 0.06048 | 0 | 0 | 0.12096 | 278.749 | 0.060968 | 0 | 0 | 0.12194 | 279.049 | 0.061619 | 0 | 0 | 0.12324 | 279.274 | 0.062107 | 0 | 0 | 0.12421 | 279.424 | 0.062432 | 0 | 0 | 0.12486 | 279.6489 | 0.06292 | 0 | 0 | 0.12584 | 279.7989 | 0.063246 | 0 | 0 | 0.12649 | 280.0239 | 0.063734 | 0 | 0 | 0.12747 | 280.2489 | 0.064222 | 0 | 0 | 0.12844 | 280.3989 | 0.064547 | 0 | 0 | 0.12909 | 280.6238 | 0.065035 | 0 | 0 | 0.13007 | 280.8488 | 0.065523 | 0 | 0 | 0.13105 | 280.9238 | 0.065686 | 0 | 0 | 0.13137 | 281.1488 | 0.066174 | 0 | 0 | 0.13235 | 281.3738 | 0.066662 | 0 | 0 | 0.13332 | 281.5238 | 0.066987 | 0 | 0 | 0.13397 | 281.7487 | 0.067475 | 0 | 0 | 0.13495 | 281.8987 | 0.0678 | 0 | 0 | 0.1356 | 282.0487 | 0.068125 | 0 | 0 | 0.13625
2017-05-03 01:00 | 248.4305 | 0.74047 |  | 260.8681 | 0.022185 | 0 | 0 | 0.04437 | 268.1988 | 0.038085 | 0 | 0 | 0.07617 | 274.1966 | 0.051094 | 0 | 0 | 0.10219 | 274.4188 | 0.051576 | 0 | 0 | 0.10315 | 274.5669 | 0.051897 | 0 | 0 | 0.10379 | 274.789 | 0.052379 | 0 | 0 | 0.10476 | 275.0112 | 0.052861 | 0 | 0 | 0.10572 | 275.2333 | 0.053343 | 0 | 0 | 0.10669 | 275.5295 | 0.053985 | 0 | 0 | 0.10797 | 275.7516 | 0.054467 | 0 | 0 | 0.10893 | 275.8997 | 0.054788 | 0 | 0 | 0.10958 | 276.1219 | 0.05527 | 0 | 0 | 0.11054 | 276.27 | 0.055591 | 0 | 0 | 0.11118 | 276.4921 | 0.056073 | 0 | 0 | 0.11215 | 276.7142 | 0.056555 | 0 | 0 | 0.11311 | 276.8623 | 0.056876 | 0 | 0 | 0.11375 | 277.0845 | 0.057358 | 0 | 0 | 0.11472 | 277.3066 | 0.05784 | 0 | 0 | 0.11568 | 277.3807 | 0.058 | 0 | 0 | 0.116 | 277.6028 | 0.058482 | 0 | 0 | 0.11696 | 277.8249 | 0.058964 | 0 | 0 | 0.11793 | 277.973 | 0.059285 | 0 | 0 | 0.11857 | 278.1952 | 0.059767 | 0 | 0 | 0.11953 | 278.3433 | 0.060088 | 0 | 0 | 0.12018 | 278.4914 | 0.06041 | 0 | 0 | 0.12082
2017-05-03 02:00 | 249.1103 | 0.7425 |  | 261.582 | 0.023733 | 0 | 0 | 0.047466 | 268.9327 | 0.039677 | 0 | 0 | 0.079354 | 274.9469 | 0.052722 | 0 | 0 | 0.10544 | 275.1697 | 0.053205 | 0 | 0 | 0.10641 | 275.3182 | 0.053527 | 0 | 0 | 0.10705 | 275.5409 | 0.05401 | 0 | 0 | 0.10802 | 275.7637 | 0.054493 | 0 | 0 | 0.10899 | 275.9864 | 0.054976 | 0 | 0 | 0.10995 | 276.2834 | 0.055621 | 0 | 0 | 0.11124 | 276.5062 | 0.056104 | 0 | 0 | 0.11221 | 276.6547 | 0.056426 | 0 | 0 | 0.11285 | 276.8774 | 0.056909 | 0 | 0 | 0.11382 | 277.0259 | 0.057231 | 0 | 0 | 0.11446 | 277.2487 | 0.057714 | 0 | 0 | 0.11543 | 277.4714 | 0.058197 | 0 | 0 | 0.11639 | 277.6199 | 0.058519 | 0 | 0 | 0.11704 | 277.8427 | 0.059003 | 0 | 0 | 0.11801 | 278.0654 | 0.059486 | 0 | 0 | 0.11897 | 278.1397 | 0.059647 | 0 | 0 | 0.11929 | 278.3624 | 0.06013 | 0 | 0 | 0.12026 | 278.5852 | 0.060613 | 0 | 0 | 0.12123 | 278.7337 | 0.060935 | 0 | 0 | 0.12187 | 278.9564 | 0.061418 | 0 | 0 | 0.12284 | 279.1049 | 0.06174 | 0 | 0 | 0.12348 | 279.2534 | 0.062062 | 0 | 0 | 0.12412
2017-05-03 03:00 | 252.4183 | 0.75236 |  | 265.0556 | 0.031267 | 0 | 0 | 0.062535 | 272.5039 | 0.047423 | 0 | 0 | 0.094846 | 278.598 | 0.060641 | 0 | 0 | 0.12128 | 278.8237 | 0.061131 | 0 | 0 | 0.12226 | 278.9742 | 0.061457 | 0 | 0 | 0.12291 | 279.1999 | 0.061946 | 0 | 0 | 0.12389 | 279.4256 | 0.062436 | 0 | 0 | 0.12487 | 279.6513 | 0.062926 | 0 | 0 | 0.12585 | 279.9523 | 0.063578 | 0 | 0 | 0.12716 | 280.178 | 0.064068 | 0 | 0 | 0.12814 | 280.3284 | 0.064394 | 0 | 0 | 0.12879 | 280.5542 | 0.064884 | 0 | 0 | 0.12977 | 280.7046 | 0.06521 | 0 | 0 | 0.13042 | 280.9303 | 0.0657 | 0 | 0 | 0.1314 | 281.156 | 0.066189 | 0 | 0 | 0.13238 | 281.3065 | 0.066516 | 0 | 0 | 0.13303 | 281.5322 | 0.067005 | 0 | 0 | 0.13401 | 281.7579 | 0.067495 | 0 | 0 | 0.13499 | 281.8332 | 0.067658 | 0 | 0 | 0.13532 | 282.0589 | 0.068148 | 0 | 0 | 0.1363 | 282.2846 | 0.068637 | 0 | 0 | 0.13727 | 282.4351 | 0.068963 | 0 | 0 | 0.13793 | 282.6608 | 0.069453 | 0 | 0 | 0.13891 | 282.8112 | 0.069779 | 0 | 0 | 0.13956 | 282.9617 | 0.070106 | 0 | 0 | 0.14021
2017-05-03 04:00 | 249.365 | 0.74326 |  | 261.8494 | 0.024313 | 0 | 0 | 0.048626 | 269.2076 | 0.040273 | 0 | 0 | 0.080546 | 275.228 | 0.053331 | 0 | 0 | 0.10666 | 275.451 | 0.053815 | 0 | 0 | 0.10763 | 275.5997 | 0.054137 | 0 | 0 | 0.10827 | 275.8226 | 0.054621 | 0 | 0 | 0.10924 | 276.0456 | 0.055105 | 0 | 0 | 0.11021 | 276.2686 | 0.055588 | 0 | 0 | 0.11118 | 276.5659 | 0.056233 | 0 | 0 | 0.11247 | 276.7889 | 0.056717 | 0 | 0 | 0.11343 | 276.9375 | 0.057039 | 0 | 0 | 0.11408 | 277.1605 | 0.057523 | 0 | 0 | 0.11505 | 277.3091 | 0.057845 | 0 | 0 | 0.11569 | 277.5321 | 0.058329 | 0 | 0 | 0.11666 | 277.7551 | 0.058813 | 0 | 0 | 0.11763 | 277.9037 | 0.059135 | 0 | 0 | 0.11827 | 278.1267 | 0.059619 | 0 | 0 | 0.11924 | 278.3497 | 0.060102 | 0 | 0 | 0.1202 | 278.424 | 0.060264 | 0 | 0 | 0.12053 | 278.647 | 0.060747 | 0 | 0 | 0.12149 | 278.87 | 0.061231 | 0 | 0 | 0.12246 | 279.0186 | 0.061553 | 0 | 0 | 0.12311 | 279.2416 | 0.062037 | 0 | 0 | 0.12407 | 279.3903 | 0.062359 | 0 | 0 | 0.12472 | 279.5389 | 0.062682 | 0 | 0 | 0.12536
2017-05-03 05:00 | 244.7493 | 0.7295 |  | 257.0026 | 0.013801 | 0 | 0 | 0.027601 | 264.2247 | 0.029465 | 0 | 0 | 0.05893 | 270.1336 | 0.042282 | 0 | 0 | 0.084563 | 270.3525 | 0.042756 | 0 | 0 | 0.085513 | 270.4984 | 0.043073 | 0 | 0 | 0.086146 | 270.7172 | 0.043548 | 0 | 0 | 0.087095 | 270.9361 | 0.044022 | 0 | 0 | 0.088044 | 271.1549 | 0.044497 | 0 | 0 | 0.088994 | 271.4467 | 0.04513 | 0 | 0 | 0.09026 | 271.6656 | 0.045604 | 0 | 0 | 0.091209 | 271.8115 | 0.045921 | 0 | 0 | 0.091842 | 272.0303 | 0.046396 | 0 | 0 | 0.092791 | 272.1762 | 0.046712 | 0 | 0 | 0.093424 | 272.3951 | 0.047187 | 0 | 0 | 0.094374 | 272.6139 | 0.047661 | 0 | 0 | 0.095323 | 272.7598 | 0.047978 | 0 | 0 | 0.095956 | 272.9787 | 0.048453 | 0 | 0 | 0.096905 | 273.1975 | 0.048927 | 0 | 0 | 0.097855 | 273.2705 | 0.049085 | 0 | 0 | 0.098171 | 273.4893 | 0.04956 | 0 | 0 | 0.09912 | 273.7082 | 0.050035 | 0 | 0 | 0.10007 | 273.8541 | 0.050351 | 0 | 0 | 0.1007 | 274.0729 | 0.050826 | 0 | 0 | 0.10165 | 274.2188 | 0.051142 | 0 | 0 | 0.10228 | 274.3647 | 0.051459 | 0 | 0 | 0.10292
2017-05-03 06:00 | 221.8858 | 0.66135 |  | 232.9945 | 0 | 0 | 0 | 0 | 239.5418 | 0 | 0 | 0 | 0 | 244.8988 | 0 | 0 | 0 | 0 | 245.0972 | 0 | 0 | 0 | 0 | 245.2295 | 0 | 0 | 0 | 0 | 245.4279 | 0 | 0 | 0 | 0 | 245.6263 | 0 | 0 | 0 | 0 | 245.8247 | 0 | 0 | 0 | 0 | 246.0892 | 0 | 0 | 0 | 0 | 246.2876 | 0 | 0 | 0 | 0 | 246.4199 | 0 | 0 | 0 | 0 | 246.6183 | 0 | 0 | 0 | 0 | 246.7506 | 0 | 0 | 0 | 0 | 246.949 | 0 | 0 | 0 | 0 | 247.1474 | 0 | 0 | 0 | 0 | 247.2797 | 0 | 0 | 0 | 0 | 247.4781 | 0 | 0 | 0 | 0 | 247.6765 | 0 | 0 | 0 | 0 | 247.7426 | 0 | 0 | 0 | 0 | 247.941 | 0 | 0 | 0 | 0 | 248.1394 | 0 | 0 | 0 | 0 | 248.2717 | 0 | 0 | 0 | 0 | 248.4701 | 0 | 0 | 0 | 0 | 248.6024 | 0 | 0 | 0 | 0 | 248.7346 | 0 | 0 | 0 | 0
2017-05-03 07:00 | 163.9945 | 0.4888 |  | 172.2048 | 0 | 0 | 0 | 0 | 177.044 | 0 | 0 | 0 | 0 | 181.0033 | 0 | 0 | 0 | 0 | 181.1499 | 0 | 0 | 0 | 0 | 181.2477 | 0 | 0 | 0 | 0 | 181.3943 | 0 | 0 | 0 | 0 | 181.5409 | 0 | 0 | 0 | 0 | 181.6876 | 0 | 0 | 0 | 0 | 181.8831 | 0 | 0 | 0 | 0 | 182.0297 | 0 | 0 | 0 | 0 | 182.1275 | 0 | 0 | 0 | 0 | 182.2741 | 0 | 0 | 0 | 0 | 182.3719 | 0 | 0 | 0 | 0 | 182.5185 | 0 | 0 | 0 | 0 | 182.6652 | 0 | 0 | 0 | 0 | 182.7629 | 0 | 0 | 0 | 0 | 182.9096 | 0 | 0 | 0 | 0 | 183.0562 | 0 | 0 | 0 | 0 | 183.1051 | 0 | 0 | 0 | 0 | 183.2517 | 0 | 0 | 0 | 0 | 183.3984 | 0 | 0 | 0 | 0 | 183.4961 | 0 | 0 | 0 | 0 | 183.6428 | 0 | 0 | 0 | 0 | 183.7405 | 0 | 0 | 0 | 0 | 183.8383 | 0 | 0 | 0 | 0
2017-05-03 08:00 | 160.9367 | 0.47969 |  | 168.9939 | 0 | 0 | 0 | 0 | 173.7429 | 0 | 0 | 0 | 0 | 177.6283 | 0 | 0 | 0 | 0 | 177.7722 | 0 | 0 | 0 | 0 | 177.8682 | 0 | 0 | 0 | 0 | 178.0121 | 0 | 0 | 0 | 0 | 178.156 | 0 | 0 | 0 | 0 | 178.2999 | 0 | 0 | 0 | 0 | 178.4918 | 0 | 0 | 0 | 0 | 178.6357 | 0 | 0 | 0 | 0 | 178.7316 | 0 | 0 | 0 | 0 | 178.8755 | 0 | 0 | 0 | 0 | 178.9714 | 0 | 0 | 0 | 0 | 179.1154 | 0 | 0 | 0 | 0 | 179.2593 | 0 | 0 | 0 | 0 | 179.3552 | 0 | 0 | 0 | 0 | 179.4991 | 0 | 0 | 0 | 0 | 179.643 | 0 | 0 | 0 | 0 | 179.691 | 0 | 0 | 0 | 0 | 179.8349 | 0 | 0 | 0 | 0 | 179.9788 | 0 | 0 | 0 | 0 | 180.0747 | 0 | 0 | 0 | 0 | 180.2186 | 0 | 0 | 0 | 0 | 180.3146 | 0 | 0 | 0 | 0 | 180.4105 | 0 | 0 | 0 | 0
2017-05-03 09:00 | 170.3712 | 0.50781 |  | 178.9008 | 0 | 0 | 0 | 0 | 183.9281 | 0 | 0 | 0 | 0 | 188.0413 | 0 | 0 | 0 | 0 | 188.1936 | 0 | 0 | 0 | 0 | 188.2952 | 0 | 0 | 0 | 0 | 188.4475 | 0 | 0 | 0 | 0 | 188.5999 | 0 | 0 | 0 | 0 | 188.7522 | 0 | 0 | 0 | 0 | 188.9554 | 0 | 0 | 0 | 0 | 189.1077 | 0 | 0 | 0 | 0 | 189.2093 | 0 | 0 | 0 | 0 | 189.3616 | 0 | 0 | 0 | 0 | 189.4632 | 0 | 0 | 0 | 0 | 189.6155 | 0 | 0 | 0 | 0 | 189.7678 | 0 | 0 | 0 | 0 | 189.8694 | 0 | 0 | 0 | 0 | 190.0218 | 0 | 0 | 0 | 0 | 190.1741 | 0 | 0 | 0 | 0 | 190.2249 | 0 | 0 | 0 | 0 | 190.3772 | 0 | 0 | 0 | 0 | 190.5296 | 0 | 0 | 0 | 0 | 190.6311 | 0 | 0 | 0 | 0 | 190.7835 | 0 | 0 | 0 | 0 | 190.885 | 0 | 0 | 0 | 0 | 190.9866 | 0 | 0 | 0 | 0
2017-05-03 10:00 | 179.6775 | 0.53555 |  | 188.6731 | 0 | 0 | 0 | 0 | 193.975 | 0 | 0 | 0 | 0 | 198.3129 | 0 | 0 | 0 | 0 | 198.4736 | 0 | 0 | 0 | 0 | 198.5807 | 0 | 0 | 0 | 0 | 198.7413 | 0 | 0 | 0 | 0 | 198.902 | 0 | 0 | 0 | 0 | 199.0627 | 0 | 0 | 0 | 0 | 199.2769 | 0 | 0 | 0 | 0 | 199.4375 | 0 | 0 | 0 | 0 | 199.5447 | 0 | 0 | 0 | 0 | 199.7053 | 0 | 0 | 0 | 0 | 199.8124 | 0 | 0 | 0 | 0 | 199.9731 | 0 | 0 | 0 | 0 | 200.1338 | 0 | 0 | 0 | 0 | 200.2409 | 0 | 0 | 0 | 0 | 200.4015 | 0 | 0 | 0 | 0 | 200.5622 | 0 | 0 | 0 | 0 | 200.6157 | 0 | 0 | 0 | 0 | 200.7764 | 0 | 0 | 0 | 0 | 200.9371 | 0 | 0 | 0 | 0 | 201.0442 | 0 | 0 | 0 | 0 | 201.2048 | 0 | 0 | 0 | 0 | 201.312 | 0 | 0 | 0 | 0 | 201.4191 | 0 | 0 | 0 | 0
2017-05-03 11:00 | 180.4819 | 0.53794 |  | 189.5177 | 0 | 0 | 0 | 0 | 194.8434 | 0 | 0 | 0 | 0 | 199.2007 | 0 | 0 | 0 | 0 | 199.3621 | 0 | 0 | 0 | 0 | 199.4697 | 0 | 0 | 0 | 0 | 199.6311 | 0 | 0 | 0 | 0 | 199.7925 | 0 | 0 | 0 | 0 | 199.9538 | 0 | 0 | 0 | 0 | 200.169 | 0 | 0 | 0 | 0 | 200.3304 | 0 | 0 | 0 | 0 | 200.438 | 0 | 0 | 0 | 0 | 200.5994 | 0 | 0 | 0 | 0 | 200.707 | 0 | 0 | 0 | 0 | 200.8683 | 0 | 0 | 0 | 0 | 201.0297 | 0 | 0 | 0 | 0 | 201.1373 | 0 | 0 | 0 | 0 | 201.2987 | 0 | 0 | 0 | 0 | 201.4601 | 0 | 0 | 0 | 0 | 201.5139 | 0 | 0 | 0 | 0 | 201.6753 | 0 | 0 | 0 | 0 | 201.8366 | 0 | 0 | 0 | 0 | 201.9442 | 0 | 0 | 0 | 0 | 202.1056 | 0 | 0 | 0 | 0 | 202.2132 | 0 | 0 | 0 | 0 | 202.3208 | 0 | 0 | 0 | 0
2017-05-03 12:00 | 183.8546 | 0.548 |  | 193.0593 | 0 | 0 | 0 | 0 | 198.4844 | 0 | 0 | 0 | 0 | 202.9232 | 0 | 0 | 0 | 0 | 203.0876 | 0 | 0 | 0 | 0 | 203.1972 | 0 | 0 | 0 | 0 | 203.3616 | 0 | 0 | 0 | 0 | 203.526 | 0 | 0 | 0 | 0 | 203.6904 | 0 | 0 | 0 | 0 | 203.9096 | 0 | 0 | 0 | 0 | 204.074 | 0 | 0 | 0 | 0 | 204.1836 | 0 | 0 | 0 | 0 | 204.348 | 0 | 0 | 0 | 0 | 204.4576 | 0 | 0 | 0 | 0 | 204.622 | 0 | 0 | 0 | 0 | 204.7864 | 0 | 0 | 0 | 0 | 204.896 | 0 | 0 | 0 | 0 | 205.0604 | 0 | 0 | 0 | 0 | 205.2248 | 0 | 0 | 0 | 0 | 205.2796 | 0 | 0 | 0 | 0 | 205.444 | 0 | 0 | 0 | 0 | 205.6084 | 0 | 0 | 0 | 0 | 205.718 | 0 | 0 | 0 | 0 | 205.8824 | 0 | 0 | 0 | 0 | 205.992 | 0 | 0 | 0 | 0 | 206.1016 | 0 | 0 | 0 | 0
2017-05-03 13:00 | 205.9941 | 0.61399 |  | 216.3071 | 0 | 0 | 0 | 0 | 222.3856 | 0 | 0 | 0 | 0 | 227.3589 | 0 | 0 | 0 | 0 | 227.5431 | 0 | 0 | 0 | 0 | 227.6659 | 0 | 0 | 0 | 0 | 227.8501 | 0 | 0 | 0 | 0 | 228.0343 | 0 | 0 | 0 | 0 | 228.2185 | 0 | 0 | 0 | 0 | 228.4641 | 0 | 0 | 0 | 0 | 228.6483 | 0 | 0 | 0 | 0 | 228.7711 | 0 | 0 | 0 | 0 | 228.9553 | 0 | 0 | 0 | 0 | 229.0781 | 0 | 0 | 0 | 0 | 229.2622 | 0 | 0 | 0 | 0 | 229.4464 | 0 | 0 | 0 | 0 | 229.5692 | 0 | 0 | 0 | 0 | 229.7534 | 0 | 0 | 0 | 0 | 229.9376 | 0 | 0 | 0 | 0 | 229.999 | 0 | 0 | 0 | 0 | 230.1832 | 0 | 0 | 0 | 0 | 230.3674 | 0 | 0 | 0 | 0 | 230.4902 | 0 | 0 | 0 | 0 | 230.6744 | 0 | 0 | 0 | 0 | 230.7972 | 0 | 0 | 0 | 0 | 230.92 | 0 | 0 | 0 | 0
2017-05-03 14:00 | 217.3425 | 0.64781 |  | 228.2237 | 0 | 0 | 0 | 0 | 234.637 | 0 | 0 | 0 | 0 | 239.8842 | 0 | 0 | 0 | 0 | 240.0786 | 0 | 0 | 0 | 0 | 240.2082 | 0 | 0 | 0 | 0 | 240.4025 | 0 | 0 | 0 | 0 | 240.5968 | 0 | 0 | 0 | 0 | 240.7912 | 0 | 0 | 0 | 0 | 241.0503 | 0 | 0 | 0 | 0 | 241.2446 | 0 | 0 | 0 | 0 | 241.3742 | 0 | 0 | 0 | 0 | 241.5686 | 0 | 0 | 0 | 0 | 241.6981 | 0 | 0 | 0 | 0 | 241.8925 | 0 | 0 | 0 | 0 | 242.0868 | 0 | 0 | 0 | 0 | 242.2164 | 0 | 0 | 0 | 0 | 242.4107 | 0 | 0 | 0 | 0 | 242.605 | 0 | 0 | 0 | 0 | 242.6698 | 0 | 0 | 0 | 0 | 242.8642 | 0 | 0 | 0 | 0 | 243.0585 | 0 | 0 | 0 | 0 | 243.1881 | 0 | 0 | 0 | 0 | 243.3824 | 0 | 0 | 0 | 0 | 243.512 | 0 | 0 | 0 | 0 | 243.6415 | 0 | 0 | 0 | 0
2017-05-03 15:00 | 218.8449 | 0.65229 |  | 229.8013 | 0 | 0 | 0 | 0 | 236.2589 | 0 | 0 | 0 | 0 | 241.5425 | 0 | 0 | 0 | 0 | 241.7382 | 0 | 0 | 0 | 0 | 241.8686 | 0 | 0 | 0 | 0 | 242.0643 | 0 | 0 | 0 | 0 | 242.26 | 0 | 0 | 0 | 0 | 242.4557 | 0 | 0 | 0 | 0 | 242.7166 | 0 | 0 | 0 | 0 | 242.9123 | 0 | 0 | 0 | 0 | 243.0427 | 0 | 0 | 0 | 0 | 243.2384 | 0 | 0 | 0 | 0 | 243.3689 | 0 | 0 | 0 | 0 | 243.5646 | 0 | 0 | 0 | 0 | 243.7603 | 0 | 0 | 0 | 0 | 243.8907 | 0 | 0 | 0 | 0 | 244.0864 | 0 | 0 | 0 | 0 | 244.2821 | 0 | 0 | 0 | 0 | 244.3473 | 0 | 0 | 0 | 0 | 244.543 | 0 | 0 | 0 | 0 | 244.7387 | 0 | 0 | 0 | 0 | 244.8691 | 0 | 0 | 0 | 0 | 245.0648 | 0 | 0 | 0 | 0 | 245.1953 | 0 | 0 | 0 | 0 | 245.3257 | 0 | 0 | 0 | 0
2017-05-03 16:00 | 231.1757 | 0.68904 |  | 242.7494 | 0 | 0 | 0 | 0 | 249.5709 | 0 | 0 | 0 | 0 | 255.1522 | 0.0097869 | 0 | 0 | 0.019574 | 255.3589 | 0.010235 | 0 | 0 | 0.020471 | 255.4967 | 0.010534 | 0 | 0 | 0.021068 | 255.7034 | 0.010983 | 0 | 0 | 0.021965 | 255.9101 | 0.011431 | 0 | 0 | 0.022862 | 256.1168 | 0.011879 | 0 | 0 | 0.023759 | 256.3925 | 0.012477 | 0 | 0 | 0.024954 | 256.5992 | 0.012925 | 0 | 0 | 0.025851 | 256.737 | 0.013224 | 0 | 0 | 0.026449 | 256.9437 | 0.013673 | 0 | 0 | 0.027345 | 257.0815 | 0.013972 | 0 | 0 | 0.027943 | 257.2882 | 0.01442 | 0 | 0 | 0.02884 | 257.4949 | 0.014868 | 0 | 0 | 0.029737 | 257.6327 | 0.015167 | 0 | 0 | 0.030334 | 257.8394 | 0.015616 | 0 | 0 | 0.031231 | 258.0462 | 0.016064 | 0 | 0 | 0.032128 | 258.1151 | 0.016213 | 0 | 0 | 0.032427 | 258.3218 | 0.016662 | 0 | 0 | 0.033324 | 258.5285 | 0.01711 | 0 | 0 | 0.03422 | 258.6663 | 0.017409 | 0 | 0 | 0.034818 | 258.873 | 0.017857 | 0 | 0 | 0.035715 | 259.0108 | 0.018156 | 0 | 0 | 0.036313 | 259.1486 | 0.018455 | 0 | 0 | 0.03691
2017-05-03 17:00 | 229.1535 | 0.68301 |  | 240.626 | 0 | 0 | 0 | 0 | 247.3878 | 0 | 0 | 0 | 0 | 252.9202 | 0.0049458 | 0 | 0 | 0.0098916 | 253.1251 | 0.0053902 | 0 | 0 | 0.01078 | 253.2617 | 0.0056865 | 0 | 0 | 0.011373 | 253.4666 | 0.006131 | 0 | 0 | 0.012262 | 253.6715 | 0.0065754 | 0 | 0 | 0.013151 | 253.8764 | 0.0070198 | 0 | 0 | 0.01404 | 254.1496 | 0.0076124 | 0 | 0 | 0.015225 | 254.3546 | 0.0080569 | 0 | 0 | 0.016114 | 254.4912 | 0.0083532 | 0 | 0 | 0.016706 | 254.6961 | 0.0087976 | 0 | 0 | 0.017595 | 254.8327 | 0.0090939 | 0 | 0 | 0.018188 | 255.0376 | 0.0095383 | 0 | 0 | 0.019077 | 255.2425 | 0.0099828 | 0 | 0 | 0.019966 | 255.3791 | 0.010279 | 0 | 0 | 0.020558 | 255.584 | 0.010723 | 0 | 0 | 0.021447 | 255.7889 | 0.011168 | 0 | 0 | 0.022336 | 255.8572 | 0.011316 | 0 | 0 | 0.022632 | 256.0621 | 0.011761 | 0 | 0 | 0.023521 | 256.267 | 0.012205 | 0 | 0 | 0.02441 | 256.4036 | 0.012501 | 0 | 0 | 0.025002 | 256.6085 | 0.012946 | 0 | 0 | 0.025891 | 256.7451 | 0.013242 | 0 | 0 | 0.026484 | 256.8817 | 0.013538 | 0 | 0 | 0.027077
2017-05-03 18:00 | 219.8828 | 0.65538 |  | 230.8912 | 0 | 0 | 0 | 0 | 237.3795 | 0 | 0 | 0 | 0 | 242.6881 | 0 | 0 | 0 | 0 | 242.8847 | 0 | 0 | 0 | 0 | 243.0158 | 0 | 0 | 0 | 0 | 243.2124 | 0 | 0 | 0 | 0 | 243.409 | 0 | 0 | 0 | 0 | 243.6056 | 0 | 0 | 0 | 0 | 243.8678 | 0 | 0 | 0 | 0 | 244.0644 | 0 | 0 | 0 | 0 | 244.1955 | 0 | 0 | 0 | 0 | 244.3921 | 0 | 0 | 0 | 0 | 244.5231 | 0 | 0 | 0 | 0 | 244.7198 | 0 | 0 | 0 | 0 | 244.9164 | 0 | 0 | 0 | 0 | 245.0475 | 0 | 0 | 0 | 0 | 245.2441 | 0 | 0 | 0 | 0 | 245.4407 | 0 | 0 | 0 | 0 | 245.5062 | 0 | 0 | 0 | 0 | 245.7028 | 0 | 0 | 0 | 0 | 245.8995 | 0 | 0 | 0 | 0 | 246.0305 | 0 | 0 | 0 | 0 | 246.2271 | 0 | 0 | 0 | 0 | 246.3582 | 0 | 0 | 0 | 0 | 246.4893 | 0 | 0 | 0 | 0
2017-05-03 19:00 | 221.1284 | 0.6591 |  | 232.1992 | 0 | 0 | 0 | 0 | 238.7242 | 0 | 0 | 0 | 0 | 244.0629 | 0 | 0 | 0 | 0 | 244.2606 | 0 | 0 | 0 | 0 | 244.3924 | 0 | 0 | 0 | 0 | 244.5902 | 0 | 0 | 0 | 0 | 244.7879 | 0 | 0 | 0 | 0 | 244.9856 | 0 | 0 | 0 | 0 | 245.2493 | 0 | 0 | 0 | 0 | 245.447 | 0 | 0 | 0 | 0 | 245.5788 | 0 | 0 | 0 | 0 | 245.7765 | 0 | 0 | 0 | 0 | 245.9084 | 0 | 0 | 0 | 0 | 246.1061 | 0 | 0 | 0 | 0 | 246.3038 | 0 | 0 | 0 | 0 | 246.4356 | 0 | 0 | 0 | 0 | 246.6334 | 0 | 0 | 0 | 0 | 246.8311 | 0 | 0 | 0 | 0 | 246.897 | 0 | 0 | 0 | 0 | 247.0947 | 0 | 0 | 0 | 0 | 247.2925 | 0 | 0 | 0 | 0 | 247.4243 | 0 | 0 | 0 | 0 | 247.622 | 0 | 0 | 0 | 0 | 247.7538 | 0 | 0 | 0 | 0 | 247.8856 | 0 | 0 | 0 | 0
2017-05-03 20:00 | 214.2645 | 0.63864 |  | 224.9916 | 0 | 0 | 0 | 0 | 231.3141 | 0 | 0 | 0 | 0 | 236.4871 | 0 | 0 | 0 | 0 | 236.6787 | 0 | 0 | 0 | 0 | 236.8064 | 0 | 0 | 0 | 0 | 236.998 | 0 | 0 | 0 | 0 | 237.1896 | 0 | 0 | 0 | 0 | 237.3812 | 0 | 0 | 0 | 0 | 237.6366 | 0 | 0 | 0 | 0 | 237.8282 | 0 | 0 | 0 | 0 | 237.9559 | 0 | 0 | 0 | 0 | 238.1475 | 0 | 0 | 0 | 0 | 238.2753 | 0 | 0 | 0 | 0 | 238.4669 | 0 | 0 | 0 | 0 | 238.6584 | 0 | 0 | 0 | 0 | 238.7862 | 0 | 0 | 0 | 0 | 238.9778 | 0 | 0 | 0 | 0 | 239.1694 | 0 | 0 | 0 | 0 | 239.2332 | 0 | 0 | 0 | 0 | 239.4248 | 0 | 0 | 0 | 0 | 239.6164 | 0 | 0 | 0 | 0 | 239.7441 | 0 | 0 | 0 | 0 | 239.9357 | 0 | 0 | 0 | 0 | 240.0634 | 0 | 0 | 0 | 0 | 240.1912 | 0 | 0 | 0 | 0
2017-05-03 21:00 | 225.8949 | 0.6733 |  | 237.2043 | 0 | 0 | 0 | 0 | 243.87 | 0 | 0 | 0 | 0 | 249.3237 | 0 | 0 | 0 | 0 | 249.5257 | 0 | 0 | 0 | 0 | 249.6604 | 0 | 0 | 0 | 0 | 249.8624 | 0 | 0 | 0 | 0 | 250.0644 | 0 | 0 | 0 | 0 | 250.2664 | 0 | 0 | 0 | 0 | 250.5357 | 0 | 0 | 0 | 0 | 250.7377 | 0.00021184 | 0 | 0 | 0.00042367 | 250.8723 | 0.00050392 | 0 | 0 | 0.0010078 | 251.0743 | 0.00094203 | 0 | 0 | 0.0018841 | 251.209 | 0.0012341 | 0 | 0 | 0.0024682 | 251.411 | 0.0016722 | 0 | 0 | 0.0033445 | 251.613 | 0.0021103 | 0 | 0 | 0.0042207 | 251.7476 | 0.0024024 | 0 | 0 | 0.0048049 | 251.9496 | 0.0028405 | 0 | 0 | 0.0056811 | 252.1516 | 0.0032787 | 0 | 0 | 0.0065573 | 252.2189 | 0.0034247 | 0 | 0 | 0.0068494 | 252.4209 | 0.0038628 | 0 | 0 | 0.0077256 | 252.6229 | 0.0043009 | 0 | 0 | 0.0086019 | 252.7576 | 0.004593 | 0 | 0 | 0.009186 | 252.9596 | 0.0050311 | 0 | 0 | 0.010062 | 253.0942 | 0.0053232 | 0 | 0 | 0.010646 | 253.2289 | 0.0056153 | 0 | 0 | 0.011231
2017-05-03 22:00 | 230.7034 | 0.68763 |  | 242.2536 | 0 | 0 | 0 | 0 | 249.0611 | 0 | 0 | 0 | 0 | 254.631 | 0.0086564 | 0 | 0 | 0.017313 | 254.8373 | 0.0091039 | 0 | 0 | 0.018208 | 254.9748 | 0.0094021 | 0 | 0 | 0.018804 | 255.1811 | 0.0098496 | 0 | 0 | 0.019699 | 255.3874 | 0.010297 | 0 | 0 | 0.020594 | 255.5937 | 0.010744 | 0 | 0 | 0.021489 | 255.8687 | 0.011341 | 0 | 0 | 0.022682 | 256.075 | 0.011789 | 0 | 0 | 0.023577 | 256.2125 | 0.012087 | 0 | 0 | 0.024174 | 256.4188 | 0.012534 | 0 | 0 | 0.025069 | 256.5563 | 0.012833 | 0 | 0 | 0.025665 | 256.7626 | 0.01328 | 0 | 0 | 0.02656 | 256.9689 | 0.013727 | 0 | 0 | 0.027455 | 257.1065 | 0.014026 | 0 | 0 | 0.028051 | 257.3127 | 0.014473 | 0 | 0 | 0.028946 | 257.519 | 0.014921 | 0 | 0 | 0.029841 | 257.5878 | 0.01507 | 0 | 0 | 0.03014 | 257.7941 | 0.015517 | 0 | 0 | 0.031034 | 258.0004 | 0.015965 | 0 | 0 | 0.031929 | 258.1379 | 0.016263 | 0 | 0 | 0.032526 | 258.3442 | 0.01671 | 0 | 0 | 0.033421 | 258.4817 | 0.017009 | 0 | 0 | 0.034017 | 258.6192 | 0.017307 | 0 | 0 | 0.034614
2017-05-03 23:00 | 237.421 | 0.70766 |  | 249.3074 | 0 | 0 | 0 | 0 | 256.3132 | 0.012305 | 0 | 0 | 0.024611 | 262.0453 | 0.024738 | 0 | 0 | 0.049476 | 262.2576 | 0.025198 | 0 | 0 | 0.050397 | 262.3991 | 0.025505 | 0 | 0 | 0.051011 | 262.6114 | 0.025966 | 0 | 0 | 0.051932 | 262.8237 | 0.026426 | 0 | 0 | 0.052853 | 263.036 | 0.026887 | 0 | 0 | 0.053774 | 263.319 | 0.027501 | 0 | 0 | 0.055002 | 263.5313 | 0.027961 | 0 | 0 | 0.055923 | 263.6729 | 0.028268 | 0 | 0 | 0.056537 | 263.8852 | 0.028729 | 0 | 0 | 0.057458 | 264.0267 | 0.029036 | 0 | 0 | 0.058072 | 264.239 | 0.029496 | 0 | 0 | 0.058992 | 264.4513 | 0.029957 | 0 | 0 | 0.059913 | 264.5928 | 0.030264 | 0 | 0 | 0.060527 | 264.8051 | 0.030724 | 0 | 0 | 0.061448 | 265.0174 | 0.031185 | 0 | 0 | 0.062369 | 265.0882 | 0.031338 | 0 | 0 | 0.062676 | 265.3005 | 0.031799 | 0 | 0 | 0.063597 | 265.5128 | 0.032259 | 0 | 0 | 0.064518 | 265.6543 | 0.032566 | 0 | 0 | 0.065132 | 265.8666 | 0.033027 | 0 | 0 | 0.066053 | 266.0081 | 0.033333 | 0 | 0 | 0.066667 | 266.1497 | 0.03364 | 0 | 0 | 0.067281
2017-05-04 | 236.3362 | 0.70442 |  | 248.1683 | 0 | 0 | 0 | 0 | 255.1421 | 0.0097651 | 0 | 0 | 0.01953 | 260.848 | 0.022141 | 0 | 0 | 0.044282 | 261.0593 | 0.022599 | 0 | 0 | 0.045199 | 261.2002 | 0.022905 | 0 | 0 | 0.04581 | 261.4115 | 0.023363 | 0 | 0 | 0.046727 | 261.6228 | 0.023822 | 0 | 0 | 0.047643 | 261.8342 | 0.02428 | 0 | 0 | 0.04856 | 262.1159 | 0.024891 | 0 | 0 | 0.049783 | 262.3272 | 0.02535 | 0 | 0 | 0.050699 | 262.4681 | 0.025655 | 0 | 0 | 0.05131 | 262.6795 | 0.026114 | 0 | 0 | 0.052227 | 262.8203 | 0.026419 | 0 | 0 | 0.052838 | 263.0317 | 0.026878 | 0 | 0 | 0.053755 | 263.243 | 0.027336 | 0 | 0 | 0.054672 | 263.3839 | 0.027641 | 0 | 0 | 0.055283 | 263.5952 | 0.0281 | 0 | 0 | 0.0562 | 263.8065 | 0.028558 | 0 | 0 | 0.057116 | 263.877 | 0.028711 | 0 | 0 | 0.057422 | 264.0883 | 0.029169 | 0 | 0 | 0.058339 | 264.2996 | 0.029628 | 0 | 0 | 0.059255 | 264.4405 | 0.029933 | 0 | 0 | 0.059867 | 264.6518 | 0.030392 | 0 | 0 | 0.060783 | 264.7927 | 0.030697 | 0 | 0 | 0.061395 | 264.9336 | 0.031003 | 0 | 0 | 0.062006
2017-05-04 01:00 | 234.1687 | 0.69796 |  | 245.8923 | 0 | 0 | 0 | 0 | 252.8021 | 0.0046896 | 0 | 0 | 0.0093793 | 258.4556 | 0.016952 | 0 | 0 | 0.033904 | 258.665 | 0.017406 | 0 | 0 | 0.034812 | 258.8046 | 0.017709 | 0 | 0 | 0.035418 | 259.014 | 0.018163 | 0 | 0 | 0.036326 | 259.2234 | 0.018617 | 0 | 0 | 0.037235 | 259.4328 | 0.019072 | 0 | 0 | 0.038143 | 259.7119 | 0.019677 | 0 | 0 | 0.039354 | 259.9213 | 0.020131 | 0 | 0 | 0.040262 | 260.0609 | 0.020434 | 0 | 0 | 0.040868 | 260.2703 | 0.020888 | 0 | 0 | 0.041776 | 260.4099 | 0.021191 | 0 | 0 | 0.042382 | 260.6193 | 0.021645 | 0 | 0 | 0.04329 | 260.8287 | 0.022099 | 0 | 0 | 0.044199 | 260.9683 | 0.022402 | 0 | 0 | 0.044804 | 261.1777 | 0.022856 | 0 | 0 | 0.045712 | 261.3871 | 0.02331 | 0 | 0 | 0.046621 | 261.4569 | 0.023462 | 0 | 0 | 0.046924 | 261.6662 | 0.023916 | 0 | 0 | 0.047832 | 261.8756 | 0.02437 | 0 | 0 | 0.04874 | 262.0152 | 0.024673 | 0 | 0 | 0.049346 | 262.2246 | 0.025127 | 0 | 0 | 0.050254 | 262.3642 | 0.02543 | 0 | 0 | 0.05086 | 262.5038 | 0.025733 | 0 | 0 | 0.051465
2017-05-04 02:00 | 236.9627 | 0.70629 |  | 248.8262 | 0 | 0 | 0 | 0 | 255.8185 | 0.011232 | 0 | 0 | 0.022464 | 261.5394 | 0.023641 | 0 | 0 | 0.047282 | 261.7513 | 0.0241 | 0 | 0 | 0.048201 | 261.8926 | 0.024407 | 0 | 0 | 0.048814 | 262.1045 | 0.024866 | 0 | 0 | 0.049733 | 262.3163 | 0.025326 | 0 | 0 | 0.050652 | 262.5282 | 0.025786 | 0 | 0 | 0.051571 | 262.8108 | 0.026398 | 0 | 0 | 0.052797 | 263.0226 | 0.026858 | 0 | 0 | 0.053716 | 263.1639 | 0.027164 | 0 | 0 | 0.054329 | 263.3758 | 0.027624 | 0 | 0 | 0.055248 | 263.517 | 0.02793 | 0 | 0 | 0.055861 | 263.7289 | 0.02839 | 0 | 0 | 0.05678 | 263.9408 | 0.028849 | 0 | 0 | 0.057699 | 264.0821 | 0.029156 | 0 | 0 | 0.058312 | 264.294 | 0.029615 | 0 | 0 | 0.059231 | 264.5058 | 0.030075 | 0 | 0 | 0.06015 | 264.5765 | 0.030228 | 0 | 0 | 0.060456 | 264.7884 | 0.030688 | 0 | 0 | 0.061376 | 265.0003 | 0.031147 | 0 | 0 | 0.062295 | 265.1415 | 0.031454 | 0 | 0 | 0.062908 | 265.3534 | 0.031913 | 0 | 0 | 0.063827 | 265.4947 | 0.03222 | 0 | 0 | 0.064439 | 265.6359 | 0.032526 | 0 | 0 | 0.065052
2017-05-04 03:00 | 240.303 | 0.71625 |  | 252.3337 | 0.0036736 | 0 | 0 | 0.0073472 | 259.4245 | 0.019054 | 0 | 0 | 0.038107 | 265.2261 | 0.031637 | 0 | 0 | 0.063275 | 265.441 | 0.032103 | 0 | 0 | 0.064207 | 265.5842 | 0.032414 | 0 | 0 | 0.064828 | 265.7991 | 0.03288 | 0 | 0 | 0.06576 | 266.014 | 0.033346 | 0 | 0 | 0.066692 | 266.2289 | 0.033812 | 0 | 0 | 0.067624 | 266.5154 | 0.034434 | 0 | 0 | 0.068867 | 266.7302 | 0.0349 | 0 | 0 | 0.069799 | 266.8735 | 0.03521 | 0 | 0 | 0.070421 | 267.0884 | 0.035676 | 0 | 0 | 0.071353 | 267.2316 | 0.035987 | 0 | 0 | 0.071974 | 267.4465 | 0.036453 | 0 | 0 | 0.072907 | 267.6614 | 0.036919 | 0 | 0 | 0.073839 | 267.8046 | 0.03723 | 0 | 0 | 0.07446 | 268.0195 | 0.037696 | 0 | 0 | 0.075392 | 268.2344 | 0.038162 | 0 | 0 | 0.076324 | 268.306 | 0.038318 | 0 | 0 | 0.076635 | 268.5209 | 0.038784 | 0 | 0 | 0.077567 | 268.7357 | 0.03925 | 0 | 0 | 0.078499 | 268.879 | 0.03956 | 0 | 0 | 0.079121 | 269.0939 | 0.040026 | 0 | 0 | 0.080053 | 269.2371 | 0.040337 | 0 | 0 | 0.080674 | 269.3804 | 0.040648 | 0 | 0 | 0.081296
2017-05-04 04:00 | 247.7704 | 0.7385 |  | 260.175 | 0.020681 | 0 | 0 | 0.041363 | 267.4861 | 0.036539 | 0 | 0 | 0.073079 | 273.468 | 0.049514 | 0 | 0 | 0.099028 | 273.6896 | 0.049995 | 0 | 0 | 0.099989 | 273.8373 | 0.050315 | 0 | 0 | 0.10063 | 274.0588 | 0.050795 | 0 | 0 | 0.10159 | 274.2804 | 0.051276 | 0 | 0 | 0.10255 | 274.5019 | 0.051757 | 0 | 0 | 0.10351 | 274.7973 | 0.052397 | 0 | 0 | 0.10479 | 275.0189 | 0.052878 | 0 | 0 | 0.10576 | 275.1666 | 0.053198 | 0 | 0 | 0.1064 | 275.3881 | 0.053679 | 0 | 0 | 0.10736 | 275.5358 | 0.053999 | 0 | 0 | 0.108 | 275.7574 | 0.05448 | 0 | 0 | 0.10896 | 275.9789 | 0.05496 | 0 | 0 | 0.10992 | 276.1266 | 0.055281 | 0 | 0 | 0.11056 | 276.3482 | 0.055761 | 0 | 0 | 0.11152 | 276.5697 | 0.056242 | 0 | 0 | 0.11248 | 276.6436 | 0.056402 | 0 | 0 | 0.1128 | 276.8651 | 0.056882 | 0 | 0 | 0.11376 | 277.0867 | 0.057363 | 0 | 0 | 0.11473 | 277.2344 | 0.057683 | 0 | 0 | 0.11537 | 277.4559 | 0.058164 | 0 | 0 | 0.11633 | 277.6036 | 0.058484 | 0 | 0 | 0.11697 | 277.7513 | 0.058805 | 0 | 0 | 0.11761
2017-05-04 05:00 | 244.2111 | 0.7279 |  | 256.4375 | 0.012575 | 0 | 0 | 0.025149 | 263.6436 | 0.028205 | 0 | 0 | 0.05641 | 269.5396 | 0.040993 | 0 | 0 | 0.081986 | 269.7579 | 0.041467 | 0 | 0 | 0.082934 | 269.9035 | 0.041783 | 0 | 0 | 0.083565 | 270.1219 | 0.042256 | 0 | 0 | 0.084512 | 270.3403 | 0.04273 | 0 | 0 | 0.08546 | 270.5586 | 0.043204 | 0 | 0 | 0.086407 | 270.8498 | 0.043835 | 0 | 0 | 0.08767 | 271.0682 | 0.044309 | 0 | 0 | 0.088617 | 271.2137 | 0.044624 | 0 | 0 | 0.089249 | 271.4321 | 0.045098 | 0 | 0 | 0.090196 | 271.5777 | 0.045414 | 0 | 0 | 0.090828 | 271.7961 | 0.045887 | 0 | 0 | 0.091775 | 272.0144 | 0.046361 | 0 | 0 | 0.092722 | 272.16 | 0.046677 | 0 | 0 | 0.093354 | 272.3784 | 0.047151 | 0 | 0 | 0.094301 | 272.5967 | 0.047624 | 0 | 0 | 0.095248 | 272.6695 | 0.047782 | 0 | 0 | 0.095564 | 272.8879 | 0.048256 | 0 | 0 | 0.096511 | 273.1063 | 0.048729 | 0 | 0 | 0.097459 | 273.2518 | 0.049045 | 0 | 0 | 0.09809 | 273.4702 | 0.049519 | 0 | 0 | 0.099037 | 273.6158 | 0.049834 | 0 | 0 | 0.099669 | 273.7614 | 0.05015 | 0 | 0 | 0.1003
2017-05-04 06:00 | 254.4316 | 0.75836 |  | 267.1697 | 0.035853 | 0 | 0 | 0.071706 | 274.6774 | 0.052137 | 0 | 0 | 0.10427 | 280.8201 | 0.065461 | 0 | 0 | 0.13092 | 281.0476 | 0.065954 | 0 | 0 | 0.13191 | 281.1993 | 0.066283 | 0 | 0 | 0.13257 | 281.4268 | 0.066777 | 0 | 0 | 0.13355 | 281.6543 | 0.06727 | 0 | 0 | 0.13454 | 281.8818 | 0.067764 | 0 | 0 | 0.13553 | 282.1852 | 0.068421 | 0 | 0 | 0.13684 | 282.4127 | 0.068915 | 0 | 0 | 0.13783 | 282.5644 | 0.069244 | 0 | 0 | 0.13849 | 282.7919 | 0.069737 | 0 | 0 | 0.13947 | 282.9435 | 0.070066 | 0 | 0 | 0.14013 | 283.171 | 0.07056 | 0 | 0 | 0.14112 | 283.3986 | 0.071053 | 0 | 0 | 0.14211 | 283.5502 | 0.071382 | 0 | 0 | 0.14276 | 283.7777 | 0.071876 | 0 | 0 | 0.14375 | 284.0052 | 0.072369 | 0 | 0 | 0.14474 | 284.0811 | 0.072534 | 0 | 0 | 0.14507 | 284.3086 | 0.073027 | 0 | 0 | 0.14605 | 284.5361 | 0.073521 | 0 | 0 | 0.14704 | 284.6878 | 0.07385 | 0 | 0 | 0.1477 | 284.9153 | 0.074343 | 0 | 0 | 0.14869 | 285.0669 | 0.074672 | 0 | 0 | 0.14934 | 285.2186 | 0.075001 | 0 | 0 | 0.15
2017-05-04 07:00 | 254.7131 | 0.7592 |  | 267.4653 | 0.036494 | 0 | 0 | 0.072988 | 274.9813 | 0.052796 | 0 | 0 | 0.10559 | 281.1308 | 0.066135 | 0 | 0 | 0.13227 | 281.3586 | 0.066629 | 0 | 0 | 0.13326 | 281.5104 | 0.066958 | 0 | 0 | 0.13392 | 281.7382 | 0.067452 | 0 | 0 | 0.1349 | 281.9659 | 0.067946 | 0 | 0 | 0.13589 | 282.1937 | 0.06844 | 0 | 0 | 0.13688 | 282.4974 | 0.069099 | 0 | 0 | 0.1382 | 282.7251 | 0.069593 | 0 | 0 | 0.13919 | 282.877 | 0.069922 | 0 | 0 | 0.13984 | 283.1047 | 0.070416 | 0 | 0 | 0.14083 | 283.2566 | 0.070745 | 0 | 0 | 0.14149 | 283.4843 | 0.071239 | 0 | 0 | 0.14248 | 283.7121 | 0.071733 | 0 | 0 | 0.14347 | 283.8639 | 0.072063 | 0 | 0 | 0.14413 | 284.0917 | 0.072557 | 0 | 0 | 0.14511 | 284.3195 | 0.073051 | 0 | 0 | 0.1461 | 284.3954 | 0.073215 | 0 | 0 | 0.14643 | 284.6231 | 0.073709 | 0 | 0 | 0.14742 | 284.8509 | 0.074203 | 0 | 0 | 0.14841 | 285.0027 | 0.074533 | 0 | 0 | 0.14907 | 285.2305 | 0.075027 | 0 | 0 | 0.15005 | 285.3823 | 0.075356 | 0 | 0 | 0.15071 | 285.5342 | 0.075685 | 0 | 0 | 0.15137
2017-05-04 08:00 | 245.4664 | 0.73164 |  | 257.7556 | 0.015434 | 0 | 0 | 0.030868 | 264.9988 | 0.031144 | 0 | 0 | 0.062289 | 270.9251 | 0.043998 | 0 | 0 | 0.087997 | 271.1446 | 0.044474 | 0 | 0 | 0.088949 | 271.2909 | 0.044792 | 0 | 0 | 0.089584 | 271.5104 | 0.045268 | 0 | 0 | 0.090536 | 271.7299 | 0.045744 | 0 | 0 | 0.091488 | 271.9494 | 0.04622 | 0 | 0 | 0.09244 | 272.242 | 0.046855 | 0 | 0 | 0.09371 | 272.4615 | 0.047331 | 0 | 0 | 0.094662 | 272.6079 | 0.047648 | 0 | 0 | 0.095297 | 272.8274 | 0.048124 | 0 | 0 | 0.096249 | 272.9737 | 0.048442 | 0 | 0 | 0.096884 | 273.1932 | 0.048918 | 0 | 0 | 0.097836 | 273.4127 | 0.049394 | 0 | 0 | 0.098788 | 273.559 | 0.049711 | 0 | 0 | 0.099423 | 273.7785 | 0.050187 | 0 | 0 | 0.10037 | 273.998 | 0.050663 | 0 | 0 | 0.10133 | 274.0711 | 0.050822 | 0 | 0 | 0.10164 | 274.2906 | 0.051298 | 0 | 0 | 0.1026 | 274.5101 | 0.051774 | 0 | 0 | 0.10355 | 274.6564 | 0.052092 | 0 | 0 | 0.10418 | 274.8759 | 0.052568 | 0 | 0 | 0.10514 | 275.0223 | 0.052885 | 0 | 0 | 0.10577 | 275.1686 | 0.053203 | 0 | 0 | 0.10641
2017-05-04 09:00 | 245.6277 | 0.73212 |  | 257.925 | 0.015801 | 0 | 0 | 0.031602 | 265.173 | 0.031522 | 0 | 0 | 0.063044 | 271.1031 | 0.044385 | 0 | 0 | 0.088769 | 271.3228 | 0.044861 | 0 | 0 | 0.089722 | 271.4692 | 0.045178 | 0 | 0 | 0.090357 | 271.6888 | 0.045655 | 0 | 0 | 0.09131 | 271.9085 | 0.046131 | 0 | 0 | 0.092263 | 272.1281 | 0.046608 | 0 | 0 | 0.093215 | 272.4209 | 0.047243 | 0 | 0 | 0.094486 | 272.6406 | 0.047719 | 0 | 0 | 0.095438 | 272.787 | 0.048037 | 0 | 0 | 0.096074 | 273.0066 | 0.048513 | 0 | 0 | 0.097026 | 273.1531 | 0.048831 | 0 | 0 | 0.097662 | 273.3727 | 0.049307 | 0 | 0 | 0.098614 | 273.5923 | 0.049784 | 0 | 0 | 0.099567 | 273.7387 | 0.050101 | 0 | 0 | 0.1002 | 273.9584 | 0.050578 | 0 | 0 | 0.10116 | 274.178 | 0.051054 | 0 | 0 | 0.10211 | 274.2512 | 0.051213 | 0 | 0 | 0.10243 | 274.4709 | 0.051689 | 0 | 0 | 0.10338 | 274.6905 | 0.052166 | 0 | 0 | 0.10433 | 274.8369 | 0.052483 | 0 | 0 | 0.10497 | 275.0566 | 0.05296 | 0 | 0 | 0.10592 | 275.203 | 0.053277 | 0 | 0 | 0.10655 | 275.3494 | 0.053595 | 0 | 0 | 0.10719
2017-05-04 10:00 | 231.8759 | 0.69113 |  | 243.4847 | 0 | 0 | 0 | 0 | 250.3269 | 0 | 0 | 0 | 0 | 255.925 | 0.011463 | 0 | 0 | 0.022926 | 256.1324 | 0.011913 | 0 | 0 | 0.023826 | 256.2706 | 0.012213 | 0 | 0 | 0.024425 | 256.4779 | 0.012662 | 0 | 0 | 0.025325 | 256.6853 | 0.013112 | 0 | 0 | 0.026224 | 256.8926 | 0.013562 | 0 | 0 | 0.027124 | 257.169 | 0.014162 | 0 | 0 | 0.028323 | 257.3764 | 0.014611 | 0 | 0 | 0.029222 | 257.5146 | 0.014911 | 0 | 0 | 0.029822 | 257.7219 | 0.015361 | 0 | 0 | 0.030721 | 257.8602 | 0.015661 | 0 | 0 | 0.031321 | 258.0675 | 0.01611 | 0 | 0 | 0.032221 | 258.2749 | 0.01656 | 0 | 0 | 0.03312 | 258.4131 | 0.01686 | 0 | 0 | 0.03372 | 258.6204 | 0.01731 | 0 | 0 | 0.034619 | 258.8278 | 0.017759 | 0 | 0 | 0.035518 | 258.8969 | 0.017909 | 0 | 0 | 0.035818 | 259.1042 | 0.018359 | 0 | 0 | 0.036718 | 259.3115 | 0.018809 | 0 | 0 | 0.037617 | 259.4498 | 0.019108 | 0 | 0 | 0.038217 | 259.6571 | 0.019558 | 0 | 0 | 0.039116 | 259.7953 | 0.019858 | 0 | 0 | 0.039716 | 259.9336 | 0.020158 | 0 | 0 | 0.040315
2017-05-04 11:00 | 226.565 | 0.6753 |  | 237.908 | 0 | 0 | 0 | 0 | 244.5934 | 0 | 0 | 0 | 0 | 250.0633 | 0 | 0 | 0 | 0 | 250.2659 | 0 | 0 | 0 | 0 | 250.401 | 0 | 0 | 0 | 0 | 250.6036 | 0 | 0 | 0 | 0 | 250.8062 | 0.00036044 | 0 | 0 | 0.00072088 | 251.0088 | 0.00079986 | 0 | 0 | 0.0015997 | 251.2789 | 0.0013857 | 0 | 0 | 0.0027715 | 251.4815 | 0.0018252 | 0 | 0 | 0.0036503 | 251.6165 | 0.0021181 | 0 | 0 | 0.0042362 | 251.8191 | 0.0025575 | 0 | 0 | 0.0051151 | 251.9542 | 0.0028505 | 0 | 0 | 0.0057009 | 252.1568 | 0.0032899 | 0 | 0 | 0.0065798 | 252.3594 | 0.0037293 | 0 | 0 | 0.0074586 | 252.4944 | 0.0040223 | 0 | 0 | 0.0080445 | 252.697 | 0.0044617 | 0 | 0 | 0.0089233 | 252.8996 | 0.0049011 | 0 | 0 | 0.0098022 | 252.9671 | 0.0050476 | 0 | 0 | 0.010095 | 253.1697 | 0.005487 | 0 | 0 | 0.010974 | 253.3723 | 0.0059264 | 0 | 0 | 0.011853 | 253.5074 | 0.0062193 | 0 | 0 | 0.012439 | 253.71 | 0.0066588 | 0 | 0 | 0.013318 | 253.845 | 0.0069517 | 0 | 0 | 0.013903 | 253.9801 | 0.0072446 | 0 | 0 | 0.014489
2017-05-04 12:00 | 230.4471 | 0.68687 |  | 241.9844 | 0 | 0 | 0 | 0 | 248.7844 | 0 | 0 | 0 | 0 | 254.348 | 0.0080427 | 0 | 0 | 0.016085 | 254.5541 | 0.0084896 | 0 | 0 | 0.016979 | 254.6915 | 0.0087876 | 0 | 0 | 0.017575 | 254.8975 | 0.0092346 | 0 | 0 | 0.018469 | 255.1036 | 0.0096815 | 0 | 0 | 0.019363 | 255.3096 | 0.010128 | 0 | 0 | 0.020257 | 255.5844 | 0.010724 | 0 | 0 | 0.021449 | 255.7905 | 0.011171 | 0 | 0 | 0.022343 | 255.9278 | 0.011469 | 0 | 0 | 0.022939 | 256.1339 | 0.011916 | 0 | 0 | 0.023832 | 256.2713 | 0.012214 | 0 | 0 | 0.024428 | 256.4773 | 0.012661 | 0 | 0 | 0.025322 | 256.6834 | 0.013108 | 0 | 0 | 0.026216 | 256.8208 | 0.013406 | 0 | 0 | 0.026812 | 257.0268 | 0.013853 | 0 | 0 | 0.027706 | 257.2329 | 0.0143 | 0 | 0 | 0.0286 | 257.3016 | 0.014449 | 0 | 0 | 0.028898 | 257.5076 | 0.014896 | 0 | 0 | 0.029792 | 257.7137 | 0.015343 | 0 | 0 | 0.030686 | 257.8511 | 0.015641 | 0 | 0 | 0.031282 | 258.0571 | 0.016088 | 0 | 0 | 0.032175 | 258.1945 | 0.016386 | 0 | 0 | 0.032771 | 258.3319 | 0.016684 | 0 | 0 | 0.033367
2017-05-04 13:00 | 228.0412 | 0.6797 |  | 239.458 | 0 | 0 | 0 | 0 | 246.187 | 0 | 0 | 0 | 0 | 251.6926 | 0.0022831 | 0 | 0 | 0.0045662 | 251.8965 | 0.0027254 | 0 | 0 | 0.0054507 | 252.0324 | 0.0030202 | 0 | 0 | 0.0060404 | 252.2364 | 0.0034625 | 0 | 0 | 0.006925 | 252.4403 | 0.0039048 | 0 | 0 | 0.0078096 | 252.6442 | 0.0043471 | 0 | 0 | 0.0086941 | 252.9161 | 0.0049368 | 0 | 0 | 0.0098735 | 253.12 | 0.0053791 | 0 | 0 | 0.010758 | 253.2559 | 0.0056739 | 0 | 0 | 0.011348 | 253.4598 | 0.0061162 | 0 | 0 | 0.012232 | 253.5958 | 0.006411 | 0 | 0 | 0.012822 | 253.7997 | 0.0068533 | 0 | 0 | 0.013707 | 254.0036 | 0.0072956 | 0 | 0 | 0.014591 | 254.1395 | 0.0075905 | 0 | 0 | 0.015181 | 254.3434 | 0.0080327 | 0 | 0 | 0.016065 | 254.5473 | 0.008475 | 0 | 0 | 0.01695 | 254.6153 | 0.0086224 | 0 | 0 | 0.017245 | 254.8192 | 0.0090647 | 0 | 0 | 0.018129 | 255.0231 | 0.009507 | 0 | 0 | 0.019014 | 255.1591 | 0.0098019 | 0 | 0 | 0.019604 | 255.363 | 0.010244 | 0 | 0 | 0.020488 | 255.4989 | 0.010539 | 0 | 0 | 0.021078 | 255.6349 | 0.010834 | 0 | 0 | 0.021668
2017-05-04 14:00 | 220.53 | 0.65731 |  | 231.5708 | 0 | 0 | 0 | 0 | 238.0781 | 0 | 0 | 0 | 0 | 243.4024 | 0 | 0 | 0 | 0 | 243.5996 | 0 | 0 | 0 | 0 | 243.731 | 0 | 0 | 0 | 0 | 243.9282 | 0 | 0 | 0 | 0 | 244.1254 | 0 | 0 | 0 | 0 | 244.3226 | 0 | 0 | 0 | 0 | 244.5855 | 0 | 0 | 0 | 0 | 244.7827 | 0 | 0 | 0 | 0 | 244.9142 | 0 | 0 | 0 | 0 | 245.1114 | 0 | 0 | 0 | 0 | 245.2428 | 0 | 0 | 0 | 0 | 245.44 | 0 | 0 | 0 | 0 | 245.6372 | 0 | 0 | 0 | 0 | 245.7687 | 0 | 0 | 0 | 0 | 245.9659 | 0 | 0 | 0 | 0 | 246.1631 | 0 | 0 | 0 | 0 | 246.2288 | 0 | 0 | 0 | 0 | 246.426 | 0 | 0 | 0 | 0 | 246.6232 | 0 | 0 | 0 | 0 | 246.7547 | 0 | 0 | 0 | 0 | 246.9518 | 0 | 0 | 0 | 0 | 247.0833 | 0 | 0 | 0 | 0 | 247.2148 | 0 | 0 | 0 | 0
2017-05-04 15:00 | 217.0513 | 0.64694 |  | 227.9179 | 0 | 0 | 0 | 0 | 234.3226 | 0 | 0 | 0 | 0 | 239.5628 | 0 | 0 | 0 | 0 | 239.7569 | 0 | 0 | 0 | 0 | 239.8863 | 0 | 0 | 0 | 0 | 240.0804 | 0 | 0 | 0 | 0 | 240.2745 | 0 | 0 | 0 | 0 | 240.4686 | 0 | 0 | 0 | 0 | 240.7273 | 0 | 0 | 0 | 0 | 240.9214 | 0 | 0 | 0 | 0 | 241.0508 | 0 | 0 | 0 | 0 | 241.2449 | 0 | 0 | 0 | 0 | 241.3743 | 0 | 0 | 0 | 0 | 241.5684 | 0 | 0 | 0 | 0 | 241.7624 | 0 | 0 | 0 | 0 | 241.8918 | 0 | 0 | 0 | 0 | 242.0859 | 0 | 0 | 0 | 0 | 242.28 | 0 | 0 | 0 | 0 | 242.3447 | 0 | 0 | 0 | 0 | 242.5388 | 0 | 0 | 0 | 0 | 242.7329 | 0 | 0 | 0 | 0 | 242.8622 | 0 | 0 | 0 | 0 | 243.0563 | 0 | 0 | 0 | 0 | 243.1857 | 0 | 0 | 0 | 0 | 243.3151 | 0 | 0 | 0 | 0
2017-05-04 16:00 | 223.9741 | 0.66758 |  | 235.1873 | 0 | 0 | 0 | 0 | 241.7963 | 0 | 0 | 0 | 0 | 247.2037 | 0 | 0 | 0 | 0 | 247.404 | 0 | 0 | 0 | 0 | 247.5375 | 0 | 0 | 0 | 0 | 247.7378 | 0 | 0 | 0 | 0 | 247.938 | 0 | 0 | 0 | 0 | 248.1383 | 0 | 0 | 0 | 0 | 248.4053 | 0 | 0 | 0 | 0 | 248.6056 | 0 | 0 | 0 | 0 | 248.7391 | 0 | 0 | 0 | 0 | 248.9394 | 0 | 0 | 0 | 0 | 249.0729 | 0 | 0 | 0 | 0 | 249.2732 | 0 | 0 | 0 | 0 | 249.4735 | 0 | 0 | 0 | 0 | 249.607 | 0 | 0 | 0 | 0 | 249.8072 | 0 | 0 | 0 | 0 | 250.0075 | 0 | 0 | 0 | 0 | 250.0743 | 0 | 0 | 0 | 0 | 250.2745 | 0 | 0 | 0 | 0 | 250.4748 | 0 | 0 | 0 | 0 | 250.6083 | 0 | 0 | 0 | 0 | 250.8086 | 0.0003657 | 0 | 0 | 0.00073141 | 250.9421 | 0.0006553 | 0 | 0 | 0.0013106 | 251.0756 | 0.00094489 | 0 | 0 | 0.0018898
2017-05-04 17:00 | 225.2156 | 0.67128 |  | 236.4909 | 0 | 0 | 0 | 0 | 243.1366 | 0 | 0 | 0 | 0 | 248.5739 | 0 | 0 | 0 | 0 | 248.7753 | 0 | 0 | 0 | 0 | 248.9095 | 0 | 0 | 0 | 0 | 249.1109 | 0 | 0 | 0 | 0 | 249.3123 | 0 | 0 | 0 | 0 | 249.5137 | 0 | 0 | 0 | 0 | 249.7822 | 0 | 0 | 0 | 0 | 249.9836 | 0 | 0 | 0 | 0 | 250.1178 | 0 | 0 | 0 | 0 | 250.3192 | 0 | 0 | 0 | 0 | 250.4535 | 0 | 0 | 0 | 0 | 250.6549 | 3.2228e-05 | 0 | 0 | 6.4455e-05 | 250.8562 | 0.00046903 | 0 | 0 | 0.00093806 | 250.9905 | 0.00076023 | 0 | 0 | 0.0015205 | 251.1919 | 0.001197 | 0 | 0 | 0.0023941 | 251.3933 | 0.0016338 | 0 | 0 | 0.0032677 | 251.4604 | 0.0017794 | 0 | 0 | 0.0035589 | 251.6618 | 0.0022162 | 0 | 0 | 0.0044325 | 251.8632 | 0.002653 | 0 | 0 | 0.0053061 | 251.9974 | 0.0029442 | 0 | 0 | 0.0058885 | 252.1988 | 0.003381 | 0 | 0 | 0.0067621 | 252.3331 | 0.0036722 | 0 | 0 | 0.0073445 | 252.4673 | 0.0039634 | 0 | 0 | 0.0079269
2017-05-04 18:00 | 226.7956 | 0.67599 |  | 238.15 | 0 | 0 | 0 | 0 | 244.8423 | 0 | 0 | 0 | 0 | 250.3178 | 0 | 0 | 0 | 0 | 250.5206 | 0 | 0 | 0 | 0 | 250.6558 | 3.4268e-05 | 0 | 0 | 6.8535e-05 | 250.8586 | 0.00047413 | 0 | 0 | 0.00094826 | 251.0614 | 0.000914 | 0 | 0 | 0.001828 | 251.2642 | 0.0013539 | 0 | 0 | 0.0027077 | 251.5346 | 0.0019403 | 0 | 0 | 0.0038807 | 251.7374 | 0.0023802 | 0 | 0 | 0.0047604 | 251.8726 | 0.0026735 | 0 | 0 | 0.0053469 | 252.0754 | 0.0031133 | 0 | 0 | 0.0062266 | 252.2106 | 0.0034066 | 0 | 0 | 0.0068131 | 252.4134 | 0.0038464 | 0 | 0 | 0.0076929 | 252.6162 | 0.0042863 | 0 | 0 | 0.0085726 | 252.7514 | 0.0045795 | 0 | 0 | 0.0091591 | 252.9542 | 0.0050194 | 0 | 0 | 0.010039 | 253.1569 | 0.0054593 | 0 | 0 | 0.010919 | 253.2245 | 0.0056059 | 0 | 0 | 0.011212 | 253.4273 | 0.0060457 | 0 | 0 | 0.012091 | 253.6301 | 0.0064856 | 0 | 0 | 0.012971 | 253.7653 | 0.0067789 | 0 | 0 | 0.013558 | 253.9681 | 0.0072187 | 0 | 0 | 0.014437 | 254.1033 | 0.007512 | 0 | 0 | 0.015024 | 254.2385 | 0.0078052 | 0 | 0 | 0.01561
2017-05-04 19:00 | 232.4501 | 0.69284 |  | 244.0877 | 0 | 0 | 0 | 0 | 250.9468 | 0.00066539 | 0 | 0 | 0.0013308 | 256.5588 | 0.012838 | 0 | 0 | 0.025676 | 256.7666 | 0.013289 | 0 | 0 | 0.026577 | 256.9052 | 0.013589 | 0 | 0 | 0.027178 | 257.1131 | 0.01404 | 0 | 0 | 0.02808 | 257.3209 | 0.014491 | 0 | 0 | 0.028982 | 257.5288 | 0.014942 | 0 | 0 | 0.029883 | 257.8059 | 0.015543 | 0 | 0 | 0.031086 | 258.0137 | 0.015994 | 0 | 0 | 0.031987 | 258.1523 | 0.016294 | 0 | 0 | 0.032588 | 258.3602 | 0.016745 | 0 | 0 | 0.03349 | 258.4987 | 0.017046 | 0 | 0 | 0.034091 | 258.7066 | 0.017496 | 0 | 0 | 0.034993 | 258.9144 | 0.017947 | 0 | 0 | 0.035895 | 259.053 | 0.018248 | 0 | 0 | 0.036496 | 259.2609 | 0.018699 | 0 | 0 | 0.037397 | 259.4687 | 0.019149 | 0 | 0 | 0.038299 | 259.538 | 0.0193 | 0 | 0 | 0.038599 | 259.7458 | 0.019751 | 0 | 0 | 0.039501 | 259.9537 | 0.020201 | 0 | 0 | 0.040403 | 260.0923 | 0.020502 | 0 | 0 | 0.041004 | 260.3001 | 0.020953 | 0 | 0 | 0.041906 | 260.4387 | 0.021253 | 0 | 0 | 0.042507 | 260.5773 | 0.021554 | 0 | 0 | 0.043108
2017-05-04 20:00 | 229.6745 | 0.68457 |  | 241.1731 | 0 | 0 | 0 | 0 | 247.9503 | 0 | 0 | 0 | 0 | 253.4953 | 0.0061931 | 0 | 0 | 0.012386 | 253.7007 | 0.0066386 | 0 | 0 | 0.013277 | 253.8376 | 0.0069355 | 0 | 0 | 0.013871 | 254.0429 | 0.007381 | 0 | 0 | 0.014762 | 254.2483 | 0.0078264 | 0 | 0 | 0.015653 | 254.4537 | 0.0082719 | 0 | 0 | 0.016544 | 254.7275 | 0.0088658 | 0 | 0 | 0.017732 | 254.9329 | 0.0093113 | 0 | 0 | 0.018623 | 255.0698 | 0.0096082 | 0 | 0 | 0.019216 | 255.2752 | 0.010054 | 0 | 0 | 0.020107 | 255.4121 | 0.010351 | 0 | 0 | 0.020701 | 255.6174 | 0.010796 | 0 | 0 | 0.021592 | 255.8228 | 0.011242 | 0 | 0 | 0.022483 | 255.9597 | 0.011538 | 0 | 0 | 0.023077 | 256.1651 | 0.011984 | 0 | 0 | 0.023968 | 256.3705 | 0.012429 | 0 | 0 | 0.024859 | 256.4389 | 0.012578 | 0 | 0 | 0.025156 | 256.6443 | 0.013023 | 0 | 0 | 0.026047 | 256.8497 | 0.013469 | 0 | 0 | 0.026938 | 256.9866 | 0.013766 | 0 | 0 | 0.027531 | 257.1919 | 0.014211 | 0 | 0 | 0.028422 | 257.3289 | 0.014508 | 0 | 0 | 0.029016 | 257.4658 | 0.014805 | 0 | 0 | 0.02961
2017-05-04 21:00 | 234.1968 | 0.69805 |  | 245.9218 | 0 | 0 | 0 | 0 | 252.8325 | 0.0047554 | 0 | 0 | 0.0095109 | 258.4866 | 0.017019 | 0 | 0 | 0.034039 | 258.696 | 0.017474 | 0 | 0 | 0.034947 | 258.8357 | 0.017776 | 0 | 0 | 0.035553 | 259.0451 | 0.018231 | 0 | 0 | 0.036461 | 259.2545 | 0.018685 | 0 | 0 | 0.03737 | 259.4639 | 0.019139 | 0 | 0 | 0.038278 | 259.7431 | 0.019745 | 0 | 0 | 0.039489 | 259.9525 | 0.020199 | 0 | 0 | 0.040398 | 260.0921 | 0.020502 | 0 | 0 | 0.041003 | 260.3015 | 0.020956 | 0 | 0 | 0.041912 | 260.4412 | 0.021259 | 0 | 0 | 0.042517 | 260.6506 | 0.021713 | 0 | 0 | 0.043426 | 260.86 | 0.022167 | 0 | 0 | 0.044334 | 260.9996 | 0.02247 | 0 | 0 | 0.04494 | 261.209 | 0.022924 | 0 | 0 | 0.045848 | 261.4184 | 0.023378 | 0 | 0 | 0.046757 | 261.4882 | 0.02353 | 0 | 0 | 0.04706 | 261.6976 | 0.023984 | 0 | 0 | 0.047968 | 261.9071 | 0.024438 | 0 | 0 | 0.048876 | 262.0467 | 0.024741 | 0 | 0 | 0.049482 | 262.2561 | 0.025195 | 0 | 0 | 0.050391 | 262.3957 | 0.025498 | 0 | 0 | 0.050996 | 262.5353 | 0.025801 | 0 | 0 | 0.051602
2017-05-04 22:00 | 237.9417 | 0.70921 |  | 249.8542 | 0 | 0 | 0 | 0 | 256.8754 | 0.013524 | 0 | 0 | 0.027049 | 262.6199 | 0.025984 | 0 | 0 | 0.051969 | 262.8327 | 0.026446 | 0 | 0 | 0.052892 | 262.9745 | 0.026754 | 0 | 0 | 0.053507 | 263.1873 | 0.027215 | 0 | 0 | 0.05443 | 263.4001 | 0.027677 | 0 | 0 | 0.055353 | 263.6128 | 0.028138 | 0 | 0 | 0.056276 | 263.8965 | 0.028753 | 0 | 0 | 0.057507 | 264.1093 | 0.029215 | 0 | 0 | 0.05843 | 264.2511 | 0.029523 | 0 | 0 | 0.059045 | 264.4639 | 0.029984 | 0 | 0 | 0.059968 | 264.6057 | 0.030292 | 0 | 0 | 0.060583 | 264.8185 | 0.030753 | 0 | 0 | 0.061506 | 265.0313 | 0.031215 | 0 | 0 | 0.062429 | 265.1731 | 0.031522 | 0 | 0 | 0.063045 | 265.3859 | 0.031984 | 0 | 0 | 0.063968 | 265.5986 | 0.032445 | 0 | 0 | 0.06489 | 265.6695 | 0.032599 | 0 | 0 | 0.065198 | 265.8823 | 0.033061 | 0 | 0 | 0.066121 | 266.0951 | 0.033522 | 0 | 0 | 0.067044 | 266.2369 | 0.03383 | 0 | 0 | 0.067659 | 266.4497 | 0.034291 | 0 | 0 | 0.068582 | 266.5915 | 0.034599 | 0 | 0 | 0.069198 | 266.7334 | 0.034906 | 0 | 0 | 0.069813
2017-05-04 23:00 | 239.2468 | 0.7131 |  | 251.2247 | 0.0012681 | 0 | 0 | 0.0025363 | 258.2843 | 0.016581 | 0 | 0 | 0.033161 | 264.0604 | 0.029109 | 0 | 0 | 0.058218 | 264.2744 | 0.029573 | 0 | 0 | 0.059146 | 264.417 | 0.029882 | 0 | 0 | 0.059765 | 264.6309 | 0.030346 | 0 | 0 | 0.060693 | 264.8448 | 0.03081 | 0 | 0 | 0.061621 | 265.0588 | 0.031274 | 0 | 0 | 0.062549 | 265.344 | 0.031893 | 0 | 0 | 0.063786 | 265.5579 | 0.032357 | 0 | 0 | 0.064714 | 265.7006 | 0.032666 | 0 | 0 | 0.065333 | 265.9145 | 0.03313 | 0 | 0 | 0.066261 | 266.0571 | 0.03344 | 0 | 0 | 0.066879 | 266.271 | 0.033904 | 0 | 0 | 0.067807 | 266.485 | 0.034368 | 0 | 0 | 0.068735 | 266.6276 | 0.034677 | 0 | 0 | 0.069354 | 266.8415 | 0.035141 | 0 | 0 | 0.070282 | 267.0555 | 0.035605 | 0 | 0 | 0.07121 | 267.1268 | 0.03576 | 0 | 0 | 0.07152 | 267.3407 | 0.036224 | 0 | 0 | 0.072448 | 267.5546 | 0.036688 | 0 | 0 | 0.073376 | 267.6972 | 0.036997 | 0 | 0 | 0.073994 | 267.9112 | 0.037461 | 0 | 0 | 0.074922 | 268.0538 | 0.037771 | 0 | 0 | 0.075541 | 268.1964 | 0.03808 | 0 | 0 | 0.07616
2017-05-05 | 244.5529 | 0.72891 |  | 256.7964 | 0.013353 | 0 | 0 | 0.026707 | 264.0127 | 0.029005 | 0 | 0 | 0.058011 | 269.9169 | 0.041812 | 0 | 0 | 0.083623 | 270.1355 | 0.042286 | 0 | 0 | 0.084572 | 270.2813 | 0.042602 | 0 | 0 | 0.085204 | 270.5 | 0.043076 | 0 | 0 | 0.086153 | 270.7187 | 0.043551 | 0 | 0 | 0.087101 | 270.9373 | 0.044025 | 0 | 0 | 0.08805 | 271.2289 | 0.044657 | 0 | 0 | 0.089315 | 271.4476 | 0.045132 | 0 | 0 | 0.090263 | 271.5934 | 0.045448 | 0 | 0 | 0.090896 | 271.812 | 0.045922 | 0 | 0 | 0.091844 | 271.9578 | 0.046238 | 0 | 0 | 0.092477 | 272.1765 | 0.046713 | 0 | 0 | 0.093425 | 272.3952 | 0.047187 | 0 | 0 | 0.094374 | 272.541 | 0.047503 | 0 | 0 | 0.095006 | 272.7596 | 0.047977 | 0 | 0 | 0.095955 | 272.9783 | 0.048452 | 0 | 0 | 0.096904 | 273.0512 | 0.04861 | 0 | 0 | 0.09722 | 273.2699 | 0.049084 | 0 | 0 | 0.098168 | 273.4885 | 0.049558 | 0 | 0 | 0.099117 | 273.6343 | 0.049875 | 0 | 0 | 0.099749 | 273.853 | 0.050349 | 0 | 0 | 0.1007 | 273.9988 | 0.050665 | 0 | 0 | 0.10133 | 274.1446 | 0.050981 | 0 | 0 | 0.10196
2017-05-05 01:00 | 249.7394 | 0.74437 |  | 262.2426 | 0.025166 | 0 | 0 | 0.050332 | 269.6119 | 0.04115 | 0 | 0 | 0.0823 | 275.6413 | 0.054228 | 0 | 0 | 0.10846 | 275.8646 | 0.054712 | 0 | 0 | 0.10942 | 276.0135 | 0.055035 | 0 | 0 | 0.11007 | 276.2368 | 0.055519 | 0 | 0 | 0.11104 | 276.4601 | 0.056004 | 0 | 0 | 0.11201 | 276.6834 | 0.056488 | 0 | 0 | 0.11298 | 276.9812 | 0.057134 | 0 | 0 | 0.11427 | 277.2045 | 0.057618 | 0 | 0 | 0.11524 | 277.3534 | 0.057941 | 0 | 0 | 0.11588 | 277.5767 | 0.058426 | 0 | 0 | 0.11685 | 277.7255 | 0.058749 | 0 | 0 | 0.1175 | 277.9489 | 0.059233 | 0 | 0 | 0.11847 | 278.1722 | 0.059717 | 0 | 0 | 0.11943 | 278.321 | 0.06004 | 0 | 0 | 0.12008 | 278.5444 | 0.060525 | 0 | 0 | 0.12105 | 278.7677 | 0.061009 | 0 | 0 | 0.12202 | 278.8421 | 0.06117 | 0 | 0 | 0.12234 | 279.0654 | 0.061655 | 0 | 0 | 0.12331 | 279.2887 | 0.062139 | 0 | 0 | 0.12428 | 279.4376 | 0.062462 | 0 | 0 | 0.12492 | 279.6609 | 0.062946 | 0 | 0 | 0.12589 | 279.8098 | 0.063269 | 0 | 0 | 0.12654 | 279.9587 | 0.063592 | 0 | 0 | 0.12718
2017-05-05 02:00 | 252.0766 | 0.75134 |  | 264.6968 | 0.030489 | 0 | 0 | 0.060978 | 272.135 | 0.046623 | 0 | 0 | 0.093245 | 278.2209 | 0.059823 | 0 | 0 | 0.11965 | 278.4463 | 0.060312 | 0 | 0 | 0.12062 | 278.5965 | 0.060638 | 0 | 0 | 0.12128 | 278.8219 | 0.061127 | 0 | 0 | 0.12225 | 279.0473 | 0.061616 | 0 | 0 | 0.12323 | 279.2727 | 0.062104 | 0 | 0 | 0.12421 | 279.5733 | 0.062756 | 0 | 0 | 0.12551 | 279.7987 | 0.063245 | 0 | 0 | 0.12649 | 279.9489 | 0.063571 | 0 | 0 | 0.12714 | 280.1744 | 0.06406 | 0 | 0 | 0.12812 | 280.3246 | 0.064386 | 0 | 0 | 0.12877 | 280.55 | 0.064875 | 0 | 0 | 0.12975 | 280.7754 | 0.065364 | 0 | 0 | 0.13073 | 280.9257 | 0.06569 | 0 | 0 | 0.13138 | 281.1511 | 0.066179 | 0 | 0 | 0.13236 | 281.3765 | 0.066667 | 0 | 0 | 0.13333 | 281.4516 | 0.06683 | 0 | 0 | 0.13366 | 281.677 | 0.067319 | 0 | 0 | 0.13464 | 281.9024 | 0.067808 | 0 | 0 | 0.13562 | 282.0527 | 0.068134 | 0 | 0 | 0.13627 | 282.2781 | 0.068623 | 0 | 0 | 0.13725 | 282.4284 | 0.068949 | 0 | 0 | 0.1379 | 282.5786 | 0.069275 | 0 | 0 | 0.13855
2017-05-05 03:00 | 245.8721 | 0.73285 |  | 258.1816 | 0.016358 | 0 | 0 | 0.032715 | 265.4368 | 0.032094 | 0 | 0 | 0.064188 | 271.3728 | 0.044969 | 0 | 0 | 0.089939 | 271.5927 | 0.045446 | 0 | 0 | 0.090893 | 271.7392 | 0.045764 | 0 | 0 | 0.091529 | 271.9591 | 0.046241 | 0 | 0 | 0.092482 | 272.179 | 0.046718 | 0 | 0 | 0.093436 | 272.3988 | 0.047195 | 0 | 0 | 0.09439 | 272.6919 | 0.047831 | 0 | 0 | 0.095661 | 272.9118 | 0.048308 | 0 | 0 | 0.096615 | 273.0584 | 0.048625 | 0 | 0 | 0.097251 | 273.2782 | 0.049102 | 0 | 0 | 0.098205 | 273.4248 | 0.04942 | 0 | 0 | 0.09884 | 273.6446 | 0.049897 | 0 | 0 | 0.099794 | 273.8645 | 0.050374 | 0 | 0 | 0.10075 | 274.0111 | 0.050692 | 0 | 0 | 0.10138 | 274.2309 | 0.051169 | 0 | 0 | 0.10234 | 274.4508 | 0.051646 | 0 | 0 | 0.10329 | 274.5241 | 0.051805 | 0 | 0 | 0.10361 | 274.7439 | 0.052281 | 0 | 0 | 0.10456 | 274.9638 | 0.052758 | 0 | 0 | 0.10552 | 275.1103 | 0.053076 | 0 | 0 | 0.10615 | 275.3302 | 0.053553 | 0 | 0 | 0.10711 | 275.4768 | 0.053871 | 0 | 0 | 0.10774 | 275.6233 | 0.054189 | 0 | 0 | 0.10838
2017-05-05 04:00 | 253.7982 | 0.75647 |  | 266.5045 | 0.03441 | 0 | 0 | 0.06882 | 273.9936 | 0.050654 | 0 | 0 | 0.10131 | 280.121 | 0.063944 | 0 | 0 | 0.12789 | 280.3479 | 0.064437 | 0 | 0 | 0.12887 | 280.4992 | 0.064765 | 0 | 0 | 0.12953 | 280.7262 | 0.065257 | 0 | 0 | 0.13051 | 280.9531 | 0.065749 | 0 | 0 | 0.1315 | 281.1801 | 0.066241 | 0 | 0 | 0.13248 | 281.4827 | 0.066898 | 0 | 0 | 0.1338 | 281.7096 | 0.06739 | 0 | 0 | 0.13478 | 281.8609 | 0.067718 | 0 | 0 | 0.13544 | 282.0878 | 0.06821 | 0 | 0 | 0.13642 | 282.2391 | 0.068539 | 0 | 0 | 0.13708 | 282.4661 | 0.069031 | 0 | 0 | 0.13806 | 282.693 | 0.069523 | 0 | 0 | 0.13905 | 282.8443 | 0.069851 | 0 | 0 | 0.1397 | 283.0712 | 0.070343 | 0 | 0 | 0.14069 | 283.2982 | 0.070836 | 0 | 0 | 0.14167 | 283.3738 | 0.071 | 0 | 0 | 0.142 | 283.6008 | 0.071492 | 0 | 0 | 0.14298 | 283.8277 | 0.071984 | 0 | 0 | 0.14397 | 283.979 | 0.072312 | 0 | 0 | 0.14462 | 284.2059 | 0.072805 | 0 | 0 | 0.14561 | 284.3572 | 0.073133 | 0 | 0 | 0.14627 | 284.5085 | 0.073461 | 0 | 0 | 0.14692
2017-05-05 05:00 | 254.3485 | 0.75811 |  | 267.0824 | 0.035664 | 0 | 0 | 0.071327 | 274.5877 | 0.051943 | 0 | 0 | 0.10389 | 280.7284 | 0.065262 | 0 | 0 | 0.13052 | 280.9558 | 0.065755 | 0 | 0 | 0.13151 | 281.1075 | 0.066084 | 0 | 0 | 0.13217 | 281.3349 | 0.066577 | 0 | 0 | 0.13315 | 281.5623 | 0.067071 | 0 | 0 | 0.13414 | 281.7898 | 0.067564 | 0 | 0 | 0.13513 | 282.093 | 0.068222 | 0 | 0 | 0.13644 | 282.3204 | 0.068715 | 0 | 0 | 0.13743 | 282.4721 | 0.069044 | 0 | 0 | 0.13809 | 282.6995 | 0.069537 | 0 | 0 | 0.13907 | 282.8511 | 0.069866 | 0 | 0 | 0.13973 | 283.0786 | 0.070359 | 0 | 0 | 0.14072 | 283.306 | 0.070853 | 0 | 0 | 0.14171 | 283.4576 | 0.071181 | 0 | 0 | 0.14236 | 283.685 | 0.071675 | 0 | 0 | 0.14335 | 283.9125 | 0.072168 | 0 | 0 | 0.14434 | 283.9883 | 0.072332 | 0 | 0 | 0.14466 | 284.2157 | 0.072826 | 0 | 0 | 0.14565 | 284.4432 | 0.073319 | 0 | 0 | 0.14664 | 284.5948 | 0.073648 | 0 | 0 | 0.1473 | 284.8222 | 0.074141 | 0 | 0 | 0.14828 | 284.9738 | 0.07447 | 0 | 0 | 0.14894 | 285.1255 | 0.074799 | 0 | 0 | 0.1496
2017-05-05 06:00 | 251.4262 | 0.7494 |  | 264.0138 | 0.029008 | 0 | 0 | 0.058016 | 271.4329 | 0.0451 | 0 | 0 | 0.0902 | 277.503 | 0.058266 | 0 | 0 | 0.11653 | 277.7279 | 0.058754 | 0 | 0 | 0.11751 | 277.8777 | 0.059079 | 0 | 0 | 0.11816 | 278.1026 | 0.059566 | 0 | 0 | 0.11913 | 278.3274 | 0.060054 | 0 | 0 | 0.12011 | 278.5522 | 0.060542 | 0 | 0 | 0.12108 | 278.852 | 0.061192 | 0 | 0 | 0.12238 | 279.0768 | 0.061679 | 0 | 0 | 0.12336 | 279.2267 | 0.062004 | 0 | 0 | 0.12401 | 279.4515 | 0.062492 | 0 | 0 | 0.12498 | 279.6014 | 0.062817 | 0 | 0 | 0.12563 | 279.8262 | 0.063305 | 0 | 0 | 0.12661 | 280.051 | 0.063792 | 0 | 0 | 0.12758 | 280.2009 | 0.064118 | 0 | 0 | 0.12824 | 280.4257 | 0.064605 | 0 | 0 | 0.12921 | 280.6505 | 0.065093 | 0 | 0 | 0.13019 | 280.7255 | 0.065255 | 0 | 0 | 0.13051 | 280.9503 | 0.065743 | 0 | 0 | 0.13149 | 281.1751 | 0.066231 | 0 | 0 | 0.13246 | 281.325 | 0.066556 | 0 | 0 | 0.13311 | 281.5498 | 0.067043 | 0 | 0 | 0.13409 | 281.6997 | 0.067368 | 0 | 0 | 0.13474 | 281.8496 | 0.067694 | 0 | 0 | 0.13539
2017-05-05 07:00 | 259.0426 | 0.7721 |  | 272.0115 | 0.046355 | 0 | 0 | 0.09271 | 279.6553 | 0.062934 | 0 | 0 | 0.12587 | 285.9094 | 0.076499 | 0 | 0 | 0.153 | 286.141 | 0.077002 | 0 | 0 | 0.154 | 286.2954 | 0.077337 | 0 | 0 | 0.15467 | 286.527 | 0.077839 | 0 | 0 | 0.15568 | 286.7587 | 0.078341 | 0 | 0 | 0.15668 | 286.9903 | 0.078844 | 0 | 0 | 0.15769 | 287.2991 | 0.079514 | 0 | 0 | 0.15903 | 287.5308 | 0.080016 | 0 | 0 | 0.16003 | 287.6852 | 0.080351 | 0 | 0 | 0.1607 | 287.9168 | 0.080853 | 0 | 0 | 0.16171 | 288.0712 | 0.081188 | 0 | 0 | 0.16238 | 288.3029 | 0.081691 | 0 | 0 | 0.16338 | 288.5345 | 0.082193 | 0 | 0 | 0.16439 | 288.6889 | 0.082528 | 0 | 0 | 0.16506 | 288.9205 | 0.083031 | 0 | 0 | 0.16606 | 289.1522 | 0.083533 | 0 | 0 | 0.16707 | 289.2294 | 0.0837 | 0 | 0 | 0.1674 | 289.461 | 0.084203 | 0 | 0 | 0.16841 | 289.6926 | 0.084705 | 0 | 0 | 0.16941 | 289.8471 | 0.08504 | 0 | 0 | 0.17008 | 290.0787 | 0.085543 | 0 | 0 | 0.17109 | 290.2331 | 0.085877 | 0 | 0 | 0.17175 | 290.3875 | 0.086212 | 0 | 0 | 0.17242
2017-05-05 08:00 | 255.0847 | 0.7603 |  | 267.8554 | 0.03734 | 0 | 0 | 0.07468 | 275.3824 | 0.053666 | 0 | 0 | 0.10733 | 281.5409 | 0.067024 | 0 | 0 | 0.13405 | 281.769 | 0.067519 | 0 | 0 | 0.13504 | 281.921 | 0.067849 | 0 | 0 | 0.1357 | 282.1491 | 0.068343 | 0 | 0 | 0.13669 | 282.3772 | 0.068838 | 0 | 0 | 0.13768 | 282.6053 | 0.069333 | 0 | 0 | 0.13867 | 282.9094 | 0.069992 | 0 | 0 | 0.13998 | 283.1375 | 0.070487 | 0 | 0 | 0.14097 | 283.2896 | 0.070817 | 0 | 0 | 0.14163 | 283.5177 | 0.071312 | 0 | 0 | 0.14262 | 283.6697 | 0.071642 | 0 | 0 | 0.14328 | 283.8978 | 0.072136 | 0 | 0 | 0.14427 | 284.1259 | 0.072631 | 0 | 0 | 0.14526 | 284.278 | 0.072961 | 0 | 0 | 0.14592 | 284.5061 | 0.073456 | 0 | 0 | 0.14691 | 284.7342 | 0.07395 | 0 | 0 | 0.1479 | 284.8102 | 0.074115 | 0 | 0 | 0.14823 | 285.0383 | 0.07461 | 0 | 0 | 0.14922 | 285.2664 | 0.075105 | 0 | 0 | 0.15021 | 285.4184 | 0.075434 | 0 | 0 | 0.15087 | 285.6465 | 0.075929 | 0 | 0 | 0.15186 | 285.7986 | 0.076259 | 0 | 0 | 0.15252 | 285.9507 | 0.076589 | 0 | 0 | 0.15318
2017-05-05 09:00 | 252.7058 | 0.75321 |  | 265.3574 | 0.031922 | 0 | 0 | 0.063844 | 272.8143 | 0.048096 | 0 | 0 | 0.096192 | 278.9153 | 0.061329 | 0 | 0 | 0.12266 | 279.1413 | 0.061819 | 0 | 0 | 0.12364 | 279.2919 | 0.062146 | 0 | 0 | 0.12429 | 279.5179 | 0.062636 | 0 | 0 | 0.12527 | 279.7438 | 0.063126 | 0 | 0 | 0.12625 | 279.9698 | 0.063616 | 0 | 0 | 0.12723 | 280.2711 | 0.06427 | 0 | 0 | 0.12854 | 280.4971 | 0.06476 | 0 | 0 | 0.12952 | 280.6477 | 0.065087 | 0 | 0 | 0.13017 | 280.8737 | 0.065577 | 0 | 0 | 0.13115 | 281.0243 | 0.065904 | 0 | 0 | 0.13181 | 281.2503 | 0.066394 | 0 | 0 | 0.13279 | 281.4762 | 0.066884 | 0 | 0 | 0.13377 | 281.6269 | 0.067211 | 0 | 0 | 0.13442 | 281.8528 | 0.067701 | 0 | 0 | 0.1354 | 282.0788 | 0.068191 | 0 | 0 | 0.13638 | 282.1541 | 0.068354 | 0 | 0 | 0.13671 | 282.3801 | 0.068844 | 0 | 0 | 0.13769 | 282.6061 | 0.069334 | 0 | 0 | 0.13867 | 282.7567 | 0.069661 | 0 | 0 | 0.13932 | 282.9827 | 0.070151 | 0 | 0 | 0.1403 | 283.1333 | 0.070478 | 0 | 0 | 0.14096 | 283.2839 | 0.070805 | 0 | 0 | 0.14161
2017-05-05 10:00 | 239.3992 | 0.71355 |  | 251.3847 | 0.0016151 | 0 | 0 | 0.0032303 | 258.4488 | 0.016937 | 0 | 0 | 0.033875 | 264.2286 | 0.029474 | 0 | 0 | 0.058947 | 264.4427 | 0.029938 | 0 | 0 | 0.059876 | 264.5854 | 0.030248 | 0 | 0 | 0.060495 | 264.7994 | 0.030712 | 0 | 0 | 0.061424 | 265.0135 | 0.031176 | 0 | 0 | 0.062352 | 265.2276 | 0.03164 | 0 | 0 | 0.063281 | 265.513 | 0.03226 | 0 | 0 | 0.064519 | 265.7271 | 0.032724 | 0 | 0 | 0.065448 | 265.8698 | 0.033033 | 0 | 0 | 0.066067 | 266.0838 | 0.033498 | 0 | 0 | 0.066995 | 266.2265 | 0.033807 | 0 | 0 | 0.067614 | 266.4406 | 0.034272 | 0 | 0 | 0.068543 | 266.6547 | 0.034736 | 0 | 0 | 0.069472 | 266.7974 | 0.035045 | 0 | 0 | 0.070091 | 267.0115 | 0.03551 | 0 | 0 | 0.071019 | 267.2255 | 0.035974 | 0 | 0 | 0.071948 | 267.2969 | 0.036129 | 0 | 0 | 0.072258 | 267.5109 | 0.036593 | 0 | 0 | 0.073186 | 267.725 | 0.037057 | 0 | 0 | 0.074115 | 267.8677 | 0.037367 | 0 | 0 | 0.074734 | 268.0818 | 0.037831 | 0 | 0 | 0.075662 | 268.2245 | 0.038141 | 0 | 0 | 0.076282 | 268.3672 | 0.03845 | 0 | 0 | 0.076901
2017-05-05 11:00 | 228.8717 | 0.68217 |  | 240.3301 | 0 | 0 | 0 | 0 | 247.0837 | 0 | 0 | 0 | 0 | 252.6093 | 0.0042714 | 0 | 0 | 0.0085427 | 252.8139 | 0.0047153 | 0 | 0 | 0.0094305 | 252.9504 | 0.0050112 | 0 | 0 | 0.010022 | 253.155 | 0.0054551 | 0 | 0 | 0.01091 | 253.3597 | 0.005899 | 0 | 0 | 0.011798 | 253.5643 | 0.0063429 | 0 | 0 | 0.012686 | 253.8372 | 0.0069347 | 0 | 0 | 0.013869 | 254.0418 | 0.0073786 | 0 | 0 | 0.014757 | 254.1783 | 0.0076745 | 0 | 0 | 0.015349 | 254.3829 | 0.0081184 | 0 | 0 | 0.016237 | 254.5194 | 0.0084143 | 0 | 0 | 0.016829 | 254.724 | 0.0088582 | 0 | 0 | 0.017716 | 254.9287 | 0.0093021 | 0 | 0 | 0.018604 | 255.0651 | 0.0095981 | 0 | 0 | 0.019196 | 255.2698 | 0.010042 | 0 | 0 | 0.020084 | 255.4744 | 0.010486 | 0 | 0 | 0.020972 | 255.5426 | 0.010634 | 0 | 0 | 0.021268 | 255.7473 | 0.011078 | 0 | 0 | 0.022155 | 255.9519 | 0.011522 | 0 | 0 | 0.023043 | 256.0884 | 0.011818 | 0 | 0 | 0.023635 | 256.293 | 0.012261 | 0 | 0 | 0.024523 | 256.4295 | 0.012557 | 0 | 0 | 0.025115 | 256.5659 | 0.012853 | 0 | 0 | 0.025707
2017-05-05 12:00 | 202.4817 | 0.60352 |  | 212.6189 | 0 | 0 | 0 | 0 | 218.5937 | 0 | 0 | 0 | 0 | 223.4822 | 0 | 0 | 0 | 0 | 223.6633 | 0 | 0 | 0 | 0 | 223.784 | 0 | 0 | 0 | 0 | 223.965 | 0 | 0 | 0 | 0 | 224.1461 | 0 | 0 | 0 | 0 | 224.3271 | 0 | 0 | 0 | 0 | 224.5685 | 0 | 0 | 0 | 0 | 224.7496 | 0 | 0 | 0 | 0 | 224.8703 | 0 | 0 | 0 | 0 | 225.0514 | 0 | 0 | 0 | 0 | 225.1721 | 0 | 0 | 0 | 0 | 225.3531 | 0 | 0 | 0 | 0 | 225.5342 | 0 | 0 | 0 | 0 | 225.6549 | 0 | 0 | 0 | 0 | 225.8359 | 0 | 0 | 0 | 0 | 226.017 | 0 | 0 | 0 | 0 | 226.0773 | 0 | 0 | 0 | 0 | 226.2584 | 0 | 0 | 0 | 0 | 226.4394 | 0 | 0 | 0 | 0 | 226.5602 | 0 | 0 | 0 | 0 | 226.7412 | 0 | 0 | 0 | 0 | 226.8619 | 0 | 0 | 0 | 0 | 226.9826 | 0 | 0 | 0 | 0
2017-05-05 13:00 | 202.0138 | 0.60212 |  | 212.1276 | 0 | 0 | 0 | 0 | 218.0886 | 0 | 0 | 0 | 0 | 222.9657 | 0 | 0 | 0 | 0 | 223.1464 | 0 | 0 | 0 | 0 | 223.2668 | 0 | 0 | 0 | 0 | 223.4474 | 0 | 0 | 0 | 0 | 223.6281 | 0 | 0 | 0 | 0 | 223.8087 | 0 | 0 | 0 | 0 | 224.0496 | 0 | 0 | 0 | 0 | 224.2302 | 0 | 0 | 0 | 0 | 224.3506 | 0 | 0 | 0 | 0 | 224.5313 | 0 | 0 | 0 | 0 | 224.6517 | 0 | 0 | 0 | 0 | 224.8323 | 0 | 0 | 0 | 0 | 225.013 | 0 | 0 | 0 | 0 | 225.1334 | 0 | 0 | 0 | 0 | 225.314 | 0 | 0 | 0 | 0 | 225.4947 | 0 | 0 | 0 | 0 | 225.5549 | 0 | 0 | 0 | 0 | 225.7355 | 0 | 0 | 0 | 0 | 225.9161 | 0 | 0 | 0 | 0 | 226.0366 | 0 | 0 | 0 | 0 | 226.2172 | 0 | 0 | 0 | 0 | 226.3376 | 0 | 0 | 0 | 0 | 226.4581 | 0 | 0 | 0 | 0
2017-05-05 14:00 | 204.071 | 0.60825 |  | 214.2878 | 0 | 0 | 0 | 0 | 220.3095 | 0 | 0 | 0 | 0 | 225.2364 | 0 | 0 | 0 | 0 | 225.4188 | 0 | 0 | 0 | 0 | 225.5405 | 0 | 0 | 0 | 0 | 225.723 | 0 | 0 | 0 | 0 | 225.9055 | 0 | 0 | 0 | 0 | 226.0879 | 0 | 0 | 0 | 0 | 226.3312 | 0 | 0 | 0 | 0 | 226.5137 | 0 | 0 | 0 | 0 | 226.6354 | 0 | 0 | 0 | 0 | 226.8178 | 0 | 0 | 0 | 0 | 226.9395 | 0 | 0 | 0 | 0 | 227.122 | 0 | 0 | 0 | 0 | 227.3044 | 0 | 0 | 0 | 0 | 227.4261 | 0 | 0 | 0 | 0 | 227.6086 | 0 | 0 | 0 | 0 | 227.791 | 0 | 0 | 0 | 0 | 227.8519 | 0 | 0 | 0 | 0 | 228.0343 | 0 | 0 | 0 | 0 | 228.2168 | 0 | 0 | 0 | 0 | 228.3385 | 0 | 0 | 0 | 0 | 228.5209 | 0 | 0 | 0 | 0 | 228.6426 | 0 | 0 | 0 | 0 | 228.7642 | 0 | 0 | 0 | 0
2017-05-05 15:00 | 205.8121 | 0.61344 |  | 216.1161 | 0 | 0 | 0 | 0 | 222.1892 | 0 | 0 | 0 | 0 | 227.158 | 0 | 0 | 0 | 0 | 227.3421 | 0 | 0 | 0 | 0 | 227.4648 | 0 | 0 | 0 | 0 | 227.6488 | 0 | 0 | 0 | 0 | 227.8328 | 0 | 0 | 0 | 0 | 228.0169 | 0 | 0 | 0 | 0 | 228.2622 | 0 | 0 | 0 | 0 | 228.4463 | 0 | 0 | 0 | 0 | 228.569 | 0 | 0 | 0 | 0 | 228.753 | 0 | 0 | 0 | 0 | 228.8757 | 0 | 0 | 0 | 0 | 229.0597 | 0 | 0 | 0 | 0 | 229.2437 | 0 | 0 | 0 | 0 | 229.3664 | 0 | 0 | 0 | 0 | 229.5505 | 0 | 0 | 0 | 0 | 229.7345 | 0 | 0 | 0 | 0 | 229.7958 | 0 | 0 | 0 | 0 | 229.9799 | 0 | 0 | 0 | 0 | 230.1639 | 0 | 0 | 0 | 0 | 230.2866 | 0 | 0 | 0 | 0 | 230.4706 | 0 | 0 | 0 | 0 | 230.5933 | 0 | 0 | 0 | 0 | 230.716 | 0 | 0 | 0 | 0
2017-05-05 16:00 | 219.2403 | 0.65347 |  | 230.2165 | 0 | 0 | 0 | 0 | 236.6858 | 0 | 0 | 0 | 0 | 241.9789 | 0 | 0 | 0 | 0 | 242.1749 | 0 | 0 | 0 | 0 | 242.3056 | 0 | 0 | 0 | 0 | 242.5017 | 0 | 0 | 0 | 0 | 242.6977 | 0 | 0 | 0 | 0 | 242.8937 | 0 | 0 | 0 | 0 | 243.1551 | 0 | 0 | 0 | 0 | 243.3512 | 0 | 0 | 0 | 0 | 243.4819 | 0 | 0 | 0 | 0 | 243.6779 | 0 | 0 | 0 | 0 | 243.8086 | 0 | 0 | 0 | 0 | 244.0046 | 0 | 0 | 0 | 0 | 244.2007 | 0 | 0 | 0 | 0 | 244.3314 | 0 | 0 | 0 | 0 | 244.5274 | 0 | 0 | 0 | 0 | 244.7234 | 0 | 0 | 0 | 0 | 244.7888 | 0 | 0 | 0 | 0 | 244.9848 | 0 | 0 | 0 | 0 | 245.1809 | 0 | 0 | 0 | 0 | 245.3116 | 0 | 0 | 0 | 0 | 245.5076 | 0 | 0 | 0 | 0 | 245.6383 | 0 | 0 | 0 | 0 | 245.769 | 0 | 0 | 0 | 0
2017-05-05 17:00 | 222.32 | 0.66265 |  | 233.4504 | 0 | 0 | 0 | 0 | 240.0106 | 0 | 0 | 0 | 0 | 245.378 | 0 | 0 | 0 | 0 | 245.5768 | 0 | 0 | 0 | 0 | 245.7094 | 0 | 0 | 0 | 0 | 245.9082 | 0 | 0 | 0 | 0 | 246.107 | 0 | 0 | 0 | 0 | 246.3057 | 0 | 0 | 0 | 0 | 246.5708 | 0 | 0 | 0 | 0 | 246.7696 | 0 | 0 | 0 | 0 | 246.9021 | 0 | 0 | 0 | 0 | 247.1009 | 0 | 0 | 0 | 0 | 247.2335 | 0 | 0 | 0 | 0 | 247.4322 | 0 | 0 | 0 | 0 | 247.631 | 0 | 0 | 0 | 0 | 247.7636 | 0 | 0 | 0 | 0 | 247.9624 | 0 | 0 | 0 | 0 | 248.1612 | 0 | 0 | 0 | 0 | 248.2274 | 0 | 0 | 0 | 0 | 248.4262 | 0 | 0 | 0 | 0 | 248.625 | 0 | 0 | 0 | 0 | 248.7575 | 0 | 0 | 0 | 0 | 248.9563 | 0 | 0 | 0 | 0 | 249.0889 | 0 | 0 | 0 | 0 | 249.2214 | 0 | 0 | 0 | 0
2017-05-05 18:00 | 233.1134 | 0.69482 |  | 244.7842 | 0 | 0 | 0 | 0 | 251.6628 | 0.0022186 | 0 | 0 | 0.0044371 | 257.2909 | 0.014426 | 0 | 0 | 0.028851 | 257.4993 | 0.014878 | 0 | 0 | 0.029756 | 257.6383 | 0.015179 | 0 | 0 | 0.030359 | 257.8467 | 0.015631 | 0 | 0 | 0.031263 | 258.0552 | 0.016083 | 0 | 0 | 0.032167 | 258.2636 | 0.016536 | 0 | 0 | 0.033071 | 258.5415 | 0.017138 | 0 | 0 | 0.034277 | 258.75 | 0.017591 | 0 | 0 | 0.035181 | 258.8889 | 0.017892 | 0 | 0 | 0.035784 | 259.0974 | 0.018344 | 0 | 0 | 0.036688 | 259.2364 | 0.018645 | 0 | 0 | 0.037291 | 259.4448 | 0.019098 | 0 | 0 | 0.038195 | 259.6532 | 0.01955 | 0 | 0 | 0.039099 | 259.7922 | 0.019851 | 0 | 0 | 0.039702 | 260.0007 | 0.020303 | 0 | 0 | 0.040607 | 260.2091 | 0.020755 | 0 | 0 | 0.041511 | 260.2786 | 0.020906 | 0 | 0 | 0.041812 | 260.487 | 0.021358 | 0 | 0 | 0.042716 | 260.6955 | 0.02181 | 0 | 0 | 0.043621 | 260.8344 | 0.022112 | 0 | 0 | 0.044223 | 261.0429 | 0.022564 | 0 | 0 | 0.045128 | 261.1818 | 0.022865 | 0 | 0 | 0.045731 | 261.3208 | 0.023167 | 0 | 0 | 0.046333
2017-05-05 19:00 | 239.967 | 0.71525 |  | 251.9808 | 0.0029083 | 0 | 0 | 0.0058166 | 259.0618 | 0.018267 | 0 | 0 | 0.036534 | 264.8553 | 0.030833 | 0 | 0 | 0.061666 | 265.0698 | 0.031298 | 0 | 0 | 0.062597 | 265.2129 | 0.031609 | 0 | 0 | 0.063217 | 265.4274 | 0.032074 | 0 | 0 | 0.064148 | 265.642 | 0.032539 | 0 | 0 | 0.065079 | 265.8566 | 0.033005 | 0 | 0 | 0.06601 | 266.1427 | 0.033625 | 0 | 0 | 0.067251 | 266.3573 | 0.034091 | 0 | 0 | 0.068182 | 266.5003 | 0.034401 | 0 | 0 | 0.068802 | 266.7149 | 0.034866 | 0 | 0 | 0.069733 | 266.8579 | 0.035177 | 0 | 0 | 0.070353 | 267.0725 | 0.035642 | 0 | 0 | 0.071284 | 267.2871 | 0.036108 | 0 | 0 | 0.072215 | 267.4301 | 0.036418 | 0 | 0 | 0.072836 | 267.6447 | 0.036883 | 0 | 0 | 0.073766 | 267.8593 | 0.037349 | 0 | 0 | 0.074697 | 267.9308 | 0.037504 | 0 | 0 | 0.075008 | 268.1454 | 0.037969 | 0 | 0 | 0.075938 | 268.36 | 0.038435 | 0 | 0 | 0.076869 | 268.503 | 0.038745 | 0 | 0 | 0.07749 | 268.7176 | 0.03921 | 0 | 0 | 0.078421 | 268.8606 | 0.039521 | 0 | 0 | 0.079041 | 269.0037 | 0.039831 | 0 | 0 | 0.079662
2017-05-05 20:00 | 239.9249 | 0.71512 |  | 251.9367 | 0.0028126 | 0 | 0 | 0.0056252 | 259.0164 | 0.018168 | 0 | 0 | 0.036337 | 264.8089 | 0.030732 | 0 | 0 | 0.061465 | 265.0234 | 0.031198 | 0 | 0 | 0.062395 | 265.1664 | 0.031508 | 0 | 0 | 0.063016 | 265.381 | 0.031973 | 0 | 0 | 0.063946 | 265.5955 | 0.032439 | 0 | 0 | 0.064877 | 265.81 | 0.032904 | 0 | 0 | 0.065808 | 266.0961 | 0.033524 | 0 | 0 | 0.067049 | 266.3106 | 0.03399 | 0 | 0 | 0.067979 | 266.4537 | 0.0343 | 0 | 0 | 0.0686 | 266.6682 | 0.034765 | 0 | 0 | 0.06953 | 266.8112 | 0.035075 | 0 | 0 | 0.070151 | 267.0258 | 0.035541 | 0 | 0 | 0.071081 | 267.2403 | 0.036006 | 0 | 0 | 0.072012 | 267.3833 | 0.036316 | 0 | 0 | 0.072632 | 267.5978 | 0.036782 | 0 | 0 | 0.073563 | 267.8124 | 0.037247 | 0 | 0 | 0.074494 | 267.8839 | 0.037402 | 0 | 0 | 0.074804 | 268.0984 | 0.037867 | 0 | 0 | 0.075735 | 268.313 | 0.038333 | 0 | 0 | 0.076665 | 268.456 | 0.038643 | 0 | 0 | 0.077286 | 268.6705 | 0.039108 | 0 | 0 | 0.078216 | 268.8136 | 0.039418 | 0 | 0 | 0.078837 | 268.9566 | 0.039729 | 0 | 0 | 0.079457
2017-05-05 21:00 | 241.6706 | 0.72032 |  | 253.7697 | 0.0067884 | 0 | 0 | 0.013577 | 260.9009 | 0.022256 | 0 | 0 | 0.044512 | 266.7356 | 0.034911 | 0 | 0 | 0.069823 | 266.9517 | 0.03538 | 0 | 0 | 0.07076 | 267.0957 | 0.035692 | 0 | 0 | 0.071385 | 267.3118 | 0.036161 | 0 | 0 | 0.072322 | 267.5279 | 0.03663 | 0 | 0 | 0.07326 | 267.744 | 0.037099 | 0 | 0 | 0.074197 | 268.0321 | 0.037724 | 0 | 0 | 0.075447 | 268.2482 | 0.038192 | 0 | 0 | 0.076385 | 268.3923 | 0.038505 | 0 | 0 | 0.077009 | 268.6084 | 0.038973 | 0 | 0 | 0.077947 | 268.7525 | 0.039286 | 0 | 0 | 0.078572 | 268.9686 | 0.039755 | 0 | 0 | 0.079509 | 269.1847 | 0.040223 | 0 | 0 | 0.080447 | 269.3287 | 0.040536 | 0 | 0 | 0.081072 | 269.5448 | 0.041005 | 0 | 0 | 0.082009 | 269.7609 | 0.041473 | 0 | 0 | 0.082947 | 269.8329 | 0.041629 | 0 | 0 | 0.083259 | 270.049 | 0.042098 | 0 | 0 | 0.084196 | 270.2651 | 0.042567 | 0 | 0 | 0.085134 | 270.4092 | 0.042879 | 0 | 0 | 0.085759 | 270.6253 | 0.043348 | 0 | 0 | 0.086696 | 270.7694 | 0.043661 | 0 | 0 | 0.087321 | 270.9134 | 0.043973 | 0 | 0 | 0.087946
2017-05-05 22:00 | 233.1521 | 0.69493 |  | 244.8247 | 0 | 0 | 0 | 0 | 251.7046 | 0.0023091 | 0 | 0 | 0.0046181 | 257.3335 | 0.014518 | 0 | 0 | 0.029037 | 257.542 | 0.01497 | 0 | 0 | 0.029941 | 257.681 | 0.015272 | 0 | 0 | 0.030544 | 257.8895 | 0.015724 | 0 | 0 | 0.031448 | 258.098 | 0.016176 | 0 | 0 | 0.032353 | 258.3064 | 0.016629 | 0 | 0 | 0.033257 | 258.5844 | 0.017231 | 0 | 0 | 0.034463 | 258.7929 | 0.017684 | 0 | 0 | 0.035367 | 258.9319 | 0.017985 | 0 | 0 | 0.03597 | 259.1404 | 0.018437 | 0 | 0 | 0.036875 | 259.2793 | 0.018739 | 0 | 0 | 0.037477 | 259.4878 | 0.019191 | 0 | 0 | 0.038382 | 259.6963 | 0.019643 | 0 | 0 | 0.039286 | 259.8353 | 0.019945 | 0 | 0 | 0.039889 | 260.0438 | 0.020397 | 0 | 0 | 0.040794 | 260.2523 | 0.020849 | 0 | 0 | 0.041698 | 260.3217 | 0.021 | 0 | 0 | 0.041999 | 260.5302 | 0.021452 | 0 | 0 | 0.042904 | 260.7387 | 0.021904 | 0 | 0 | 0.043808 | 260.8777 | 0.022206 | 0 | 0 | 0.044411 | 261.0862 | 0.022658 | 0 | 0 | 0.045315 | 261.2252 | 0.022959 | 0 | 0 | 0.045918 | 261.3641 | 0.023261 | 0 | 0 | 0.046521
2017-05-05 23:00 | 233.7199 | 0.69663 |  | 245.421 | 0 | 0 | 0 | 0 | 252.3176 | 0.0036387 | 0 | 0 | 0.0072774 | 257.9603 | 0.015878 | 0 | 0 | 0.031755 | 258.1693 | 0.016331 | 0 | 0 | 0.032662 | 258.3086 | 0.016633 | 0 | 0 | 0.033266 | 258.5176 | 0.017086 | 0 | 0 | 0.034173 | 258.7266 | 0.01754 | 0 | 0 | 0.035079 | 258.9355 | 0.017993 | 0 | 0 | 0.035986 | 259.2142 | 0.018597 | 0 | 0 | 0.037195 | 259.4232 | 0.019051 | 0 | 0 | 0.038101 | 259.5625 | 0.019353 | 0 | 0 | 0.038706 | 259.7715 | 0.019806 | 0 | 0 | 0.039612 | 259.9108 | 0.020108 | 0 | 0 | 0.040217 | 260.1198 | 0.020562 | 0 | 0 | 0.041123 | 260.3288 | 0.021015 | 0 | 0 | 0.04203 | 260.4681 | 0.021317 | 0 | 0 | 0.042634 | 260.6771 | 0.02177 | 0 | 0 | 0.043541 | 260.8861 | 0.022224 | 0 | 0 | 0.044448 | 260.9558 | 0.022375 | 0 | 0 | 0.04475 | 261.1647 | 0.022828 | 0 | 0 | 0.045656 | 261.3737 | 0.023281 | 0 | 0 | 0.046563 | 261.5131 | 0.023584 | 0 | 0 | 0.047167 | 261.722 | 0.024037 | 0 | 0 | 0.048074 | 261.8614 | 0.024339 | 0 | 0 | 0.048678 | 262.0007 | 0.024641 | 0 | 0 | 0.049283
2017-05-06 | 242.1103 | 0.72163 |  | 254.2315 | 0.0077899 | 0 | 0 | 0.01558 | 261.3757 | 0.023286 | 0 | 0 | 0.046571 | 267.2209 | 0.035964 | 0 | 0 | 0.071928 | 267.4374 | 0.036434 | 0 | 0 | 0.072867 | 267.5817 | 0.036747 | 0 | 0 | 0.073493 | 267.7982 | 0.037216 | 0 | 0 | 0.074432 | 268.0147 | 0.037686 | 0 | 0 | 0.075371 | 268.2312 | 0.038155 | 0 | 0 | 0.07631 | 268.5198 | 0.038781 | 0 | 0 | 0.077563 | 268.7363 | 0.039251 | 0 | 0 | 0.078502 | 268.8806 | 0.039564 | 0 | 0 | 0.079128 | 269.0971 | 0.040034 | 0 | 0 | 0.080067 | 269.2415 | 0.040347 | 0 | 0 | 0.080693 | 269.4579 | 0.040816 | 0 | 0 | 0.081632 | 269.6744 | 0.041286 | 0 | 0 | 0.082571 | 269.8188 | 0.041599 | 0 | 0 | 0.083197 | 270.0353 | 0.042068 | 0 | 0 | 0.084137 | 270.2517 | 0.042538 | 0 | 0 | 0.085076 | 270.3239 | 0.042694 | 0 | 0 | 0.085389 | 270.5404 | 0.043164 | 0 | 0 | 0.086328 | 270.7569 | 0.043634 | 0 | 0 | 0.087267 | 270.9012 | 0.043947 | 0 | 0 | 0.087893 | 271.1177 | 0.044416 | 0 | 0 | 0.088832 | 271.262 | 0.044729 | 0 | 0 | 0.089458 | 271.4064 | 0.045042 | 0 | 0 | 0.090084
2017-05-06 01:00 | 243.5329 | 0.72587 |  | 255.7253 | 0.01103 | 0 | 0 | 0.02206 | 262.9114 | 0.026617 | 0 | 0 | 0.053233 | 268.791 | 0.03937 | 0 | 0 | 0.078739 | 269.0088 | 0.039842 | 0 | 0 | 0.079684 | 269.1539 | 0.040157 | 0 | 0 | 0.080313 | 269.3717 | 0.040629 | 0 | 0 | 0.081258 | 269.5895 | 0.041101 | 0 | 0 | 0.082203 | 269.8072 | 0.041574 | 0 | 0 | 0.083147 | 270.0976 | 0.042203 | 0 | 0 | 0.084407 | 270.3153 | 0.042676 | 0 | 0 | 0.085352 | 270.4605 | 0.042991 | 0 | 0 | 0.085981 | 270.6783 | 0.043463 | 0 | 0 | 0.086926 | 270.8234 | 0.043778 | 0 | 0 | 0.087556 | 271.0412 | 0.04425 | 0 | 0 | 0.0885 | 271.259 | 0.044723 | 0 | 0 | 0.089445 | 271.4041 | 0.045037 | 0 | 0 | 0.090075 | 271.6219 | 0.04551 | 0 | 0 | 0.09102 | 271.8397 | 0.045982 | 0 | 0 | 0.091964 | 271.9123 | 0.04614 | 0 | 0 | 0.092279 | 272.13 | 0.046612 | 0 | 0 | 0.093224 | 272.3478 | 0.047084 | 0 | 0 | 0.094168 | 272.493 | 0.047399 | 0 | 0 | 0.094798 | 272.7107 | 0.047871 | 0 | 0 | 0.095743 | 272.8559 | 0.048186 | 0 | 0 | 0.096373 | 273.0011 | 0.048501 | 0 | 0 | 0.097002
2017-05-06 02:00 | 248.2973 | 0.74007 |  | 260.7283 | 0.021881 | 0 | 0 | 0.043763 | 268.055 | 0.037773 | 0 | 0 | 0.075546 | 274.0496 | 0.050775 | 0 | 0 | 0.10155 | 274.2716 | 0.051257 | 0 | 0 | 0.10251 | 274.4196 | 0.051578 | 0 | 0 | 0.10316 | 274.6417 | 0.05206 | 0 | 0 | 0.10412 | 274.8637 | 0.052541 | 0 | 0 | 0.10508 | 275.0857 | 0.053023 | 0 | 0 | 0.10605 | 275.3817 | 0.053665 | 0 | 0 | 0.10733 | 275.6038 | 0.054146 | 0 | 0 | 0.10829 | 275.7518 | 0.054467 | 0 | 0 | 0.10893 | 275.9738 | 0.054949 | 0 | 0 | 0.1099 | 276.1218 | 0.05527 | 0 | 0 | 0.11054 | 276.3438 | 0.055752 | 0 | 0 | 0.1115 | 276.5659 | 0.056233 | 0 | 0 | 0.11247 | 276.7139 | 0.056554 | 0 | 0 | 0.11311 | 276.9359 | 0.057036 | 0 | 0 | 0.11407 | 277.1579 | 0.057517 | 0 | 0 | 0.11503 | 277.2319 | 0.057678 | 0 | 0 | 0.11536 | 277.4539 | 0.058159 | 0 | 0 | 0.11632 | 277.676 | 0.058641 | 0 | 0 | 0.11728 | 277.824 | 0.058962 | 0 | 0 | 0.11792 | 278.046 | 0.059444 | 0 | 0 | 0.11889 | 278.194 | 0.059765 | 0 | 0 | 0.11953 | 278.342 | 0.060086 | 0 | 0 | 0.12017
2017-05-06 03:00 | 247.0733 | 0.73643 |  | 259.443 | 0.019094 | 0 | 0 | 0.038187 | 266.7336 | 0.034907 | 0 | 0 | 0.069814 | 272.6987 | 0.047845 | 0 | 0 | 0.09569 | 272.9196 | 0.048324 | 0 | 0 | 0.096649 | 273.0669 | 0.048644 | 0 | 0 | 0.097288 | 273.2878 | 0.049123 | 0 | 0 | 0.098246 | 273.5087 | 0.049602 | 0 | 0 | 0.099205 | 273.7297 | 0.050081 | 0 | 0 | 0.10016 | 274.0242 | 0.05072 | 0 | 0 | 0.10144 | 274.2451 | 0.0512 | 0 | 0 | 0.1024 | 274.3924 | 0.051519 | 0 | 0 | 0.10304 | 274.6134 | 0.051998 | 0 | 0 | 0.104 | 274.7606 | 0.052318 | 0 | 0 | 0.10464 | 274.9816 | 0.052797 | 0 | 0 | 0.10559 | 275.2025 | 0.053276 | 0 | 0 | 0.10655 | 275.3498 | 0.053596 | 0 | 0 | 0.10719 | 275.5707 | 0.054075 | 0 | 0 | 0.10815 | 275.7916 | 0.054554 | 0 | 0 | 0.10911 | 275.8653 | 0.054714 | 0 | 0 | 0.10943 | 276.0862 | 0.055193 | 0 | 0 | 0.11039 | 276.3071 | 0.055672 | 0 | 0 | 0.11134 | 276.4544 | 0.055991 | 0 | 0 | 0.11198 | 276.6754 | 0.056471 | 0 | 0 | 0.11294 | 276.8226 | 0.05679 | 0 | 0 | 0.11358 | 276.9699 | 0.05711 | 0 | 0 | 0.11422
2017-05-06 04:00 | 247.9389 | 0.73901 |  | 260.3519 | 0.021065 | 0 | 0 | 0.04213 | 267.668 | 0.036934 | 0 | 0 | 0.073868 | 273.654 | 0.049917 | 0 | 0 | 0.099835 | 273.8757 | 0.050398 | 0 | 0 | 0.1008 | 274.0235 | 0.050719 | 0 | 0 | 0.10144 | 274.2452 | 0.0512 | 0 | 0 | 0.1024 | 274.4669 | 0.051681 | 0 | 0 | 0.10336 | 274.6886 | 0.052161 | 0 | 0 | 0.10432 | 274.9842 | 0.052803 | 0 | 0 | 0.10561 | 275.2059 | 0.053283 | 0 | 0 | 0.10657 | 275.3537 | 0.053604 | 0 | 0 | 0.10721 | 275.5754 | 0.054085 | 0 | 0 | 0.10817 | 275.7232 | 0.054405 | 0 | 0 | 0.10881 | 275.9449 | 0.054886 | 0 | 0 | 0.10977 | 276.1666 | 0.055367 | 0 | 0 | 0.11073 | 276.3144 | 0.055688 | 0 | 0 | 0.11138 | 276.5361 | 0.056169 | 0 | 0 | 0.11234 | 276.7578 | 0.05665 | 0 | 0 | 0.1133 | 276.8317 | 0.05681 | 0 | 0 | 0.11362 | 277.0534 | 0.057291 | 0 | 0 | 0.11458 | 277.2751 | 0.057772 | 0 | 0 | 0.11554 | 277.4229 | 0.058092 | 0 | 0 | 0.11618 | 277.6446 | 0.058573 | 0 | 0 | 0.11715 | 277.7924 | 0.058894 | 0 | 0 | 0.11779 | 277.9402 | 0.059214 | 0 | 0 | 0.11843
2017-05-06 05:00 | 254.7753 | 0.75938 |  | 267.5305 | 0.036636 | 0 | 0 | 0.073271 | 275.0484 | 0.052942 | 0 | 0 | 0.10588 | 281.1994 | 0.066283 | 0 | 0 | 0.13257 | 281.4272 | 0.066778 | 0 | 0 | 0.13356 | 281.5791 | 0.067107 | 0 | 0 | 0.13421 | 281.8069 | 0.067601 | 0 | 0 | 0.1352 | 282.0347 | 0.068095 | 0 | 0 | 0.13619 | 282.2626 | 0.068589 | 0 | 0 | 0.13718 | 282.5663 | 0.069248 | 0 | 0 | 0.1385 | 282.7941 | 0.069742 | 0 | 0 | 0.13948 | 282.946 | 0.070072 | 0 | 0 | 0.14014 | 283.1738 | 0.070566 | 0 | 0 | 0.14113 | 283.3257 | 0.070895 | 0 | 0 | 0.14179 | 283.5535 | 0.071389 | 0 | 0 | 0.14278 | 283.7813 | 0.071884 | 0 | 0 | 0.14377 | 283.9332 | 0.072213 | 0 | 0 | 0.14443 | 284.161 | 0.072707 | 0 | 0 | 0.14541 | 284.3888 | 0.073201 | 0 | 0 | 0.1464 | 284.4648 | 0.073366 | 0 | 0 | 0.14673 | 284.6926 | 0.07386 | 0 | 0 | 0.14772 | 284.9204 | 0.074354 | 0 | 0 | 0.14871 | 285.0723 | 0.074684 | 0 | 0 | 0.14937 | 285.3001 | 0.075178 | 0 | 0 | 0.15036 | 285.452 | 0.075507 | 0 | 0 | 0.15101 | 285.6038 | 0.075837 | 0 | 0 | 0.15167
2017-05-06 06:00 | 259.7726 | 0.77428 |  | 272.7781 | 0.048017 | 0 | 0 | 0.096035 | 280.4434 | 0.064644 | 0 | 0 | 0.12929 | 286.7151 | 0.078247 | 0 | 0 | 0.15649 | 286.9474 | 0.078751 | 0 | 0 | 0.1575 | 287.1022 | 0.079087 | 0 | 0 | 0.15817 | 287.3345 | 0.07959 | 0 | 0 | 0.15918 | 287.5668 | 0.080094 | 0 | 0 | 0.16019 | 287.7991 | 0.080598 | 0 | 0 | 0.1612 | 288.1088 | 0.08127 | 0 | 0 | 0.16254 | 288.3411 | 0.081774 | 0 | 0 | 0.16355 | 288.4959 | 0.082109 | 0 | 0 | 0.16422 | 288.7282 | 0.082613 | 0 | 0 | 0.16523 | 288.8831 | 0.082949 | 0 | 0 | 0.1659 | 289.1153 | 0.083453 | 0 | 0 | 0.16691 | 289.3476 | 0.083957 | 0 | 0 | 0.16791 | 289.5025 | 0.084293 | 0 | 0 | 0.16859 | 289.7348 | 0.084797 | 0 | 0 | 0.16959 | 289.967 | 0.0853 | 0 | 0 | 0.1706 | 290.0445 | 0.085468 | 0 | 0 | 0.17094 | 290.2768 | 0.085972 | 0 | 0 | 0.17194 | 290.509 | 0.086476 | 0 | 0 | 0.17295 | 290.6639 | 0.086812 | 0 | 0 | 0.17362 | 290.8962 | 0.087316 | 0 | 0 | 0.17463 | 291.051 | 0.087652 | 0 | 0 | 0.1753 | 291.2059 | 0.087987 | 0 | 0 | 0.17597
2017-05-06 07:00 | 263.3123 | 0.78483 |  | 276.4949 | 0.056079 | 0 | 0 | 0.11216 | 284.2647 | 0.072932 | 0 | 0 | 0.14586 | 290.6218 | 0.086721 | 0 | 0 | 0.17344 | 290.8573 | 0.087231 | 0 | 0 | 0.17446 | 291.0143 | 0.087572 | 0 | 0 | 0.17514 | 291.2497 | 0.088082 | 0 | 0 | 0.17616 | 291.4852 | 0.088593 | 0 | 0 | 0.17719 | 291.7206 | 0.089104 | 0 | 0 | 0.17821 | 292.0345 | 0.089785 | 0 | 0 | 0.17957 | 292.27 | 0.090295 | 0 | 0 | 0.18059 | 292.427 | 0.090636 | 0 | 0 | 0.18127 | 292.6624 | 0.091147 | 0 | 0 | 0.18229 | 292.8194 | 0.091487 | 0 | 0 | 0.18297 | 293.0548 | 0.091998 | 0 | 0 | 0.184 | 293.2903 | 0.092508 | 0 | 0 | 0.18502 | 293.4472 | 0.092849 | 0 | 0 | 0.1857 | 293.6827 | 0.09336 | 0 | 0 | 0.18672 | 293.9181 | 0.09387 | 0 | 0 | 0.18774 | 293.9966 | 0.09404 | 0 | 0 | 0.18808 | 294.2321 | 0.094551 | 0 | 0 | 0.1891 | 294.4675 | 0.095062 | 0 | 0 | 0.19012 | 294.6245 | 0.095402 | 0 | 0 | 0.1908 | 294.8599 | 0.095913 | 0 | 0 | 0.19183 | 295.0169 | 0.096253 | 0 | 0 | 0.19251 | 295.1739 | 0.096594 | 0 | 0 | 0.19319
2017-05-06 08:00 | 256.8219 | 0.76548 |  | 269.6796 | 0.041297 | 0 | 0 | 0.082594 | 277.2579 | 0.057734 | 0 | 0 | 0.11547 | 283.4583 | 0.071183 | 0 | 0 | 0.14237 | 283.6879 | 0.071681 | 0 | 0 | 0.14336 | 283.841 | 0.072013 | 0 | 0 | 0.14403 | 284.0707 | 0.072511 | 0 | 0 | 0.14502 | 284.3003 | 0.073009 | 0 | 0 | 0.14602 | 284.53 | 0.073507 | 0 | 0 | 0.14701 | 284.8362 | 0.074171 | 0 | 0 | 0.14834 | 285.0658 | 0.07467 | 0 | 0 | 0.14934 | 285.2189 | 0.075002 | 0 | 0 | 0.15 | 285.4486 | 0.0755 | 0 | 0 | 0.151 | 285.6016 | 0.075832 | 0 | 0 | 0.15166 | 285.8313 | 0.07633 | 0 | 0 | 0.15266 | 286.0609 | 0.076828 | 0 | 0 | 0.15366 | 286.214 | 0.07716 | 0 | 0 | 0.15432 | 286.4437 | 0.077658 | 0 | 0 | 0.15532 | 286.6733 | 0.078156 | 0 | 0 | 0.15631 | 286.7499 | 0.078322 | 0 | 0 | 0.15664 | 286.9795 | 0.07882 | 0 | 0 | 0.15764 | 287.2092 | 0.079319 | 0 | 0 | 0.15864 | 287.3623 | 0.079651 | 0 | 0 | 0.1593 | 287.5919 | 0.080149 | 0 | 0 | 0.1603 | 287.745 | 0.080481 | 0 | 0 | 0.16096 | 287.8981 | 0.080813 | 0 | 0 | 0.16163
2017-05-06 09:00 | 256.6191 | 0.76488 |  | 269.4667 | 0.040835 | 0 | 0 | 0.08167 | 277.039 | 0.057259 | 0 | 0 | 0.11452 | 283.2345 | 0.070697 | 0 | 0 | 0.14139 | 283.464 | 0.071195 | 0 | 0 | 0.14239 | 283.6169 | 0.071527 | 0 | 0 | 0.14305 | 283.8464 | 0.072025 | 0 | 0 | 0.14405 | 284.0759 | 0.072522 | 0 | 0 | 0.14504 | 284.3053 | 0.07302 | 0 | 0 | 0.14604 | 284.6113 | 0.073684 | 0 | 0 | 0.14737 | 284.8407 | 0.074181 | 0 | 0 | 0.14836 | 284.9937 | 0.074513 | 0 | 0 | 0.14903 | 285.2232 | 0.075011 | 0 | 0 | 0.15002 | 285.3762 | 0.075343 | 0 | 0 | 0.15069 | 285.6056 | 0.07584 | 0 | 0 | 0.15168 | 285.8351 | 0.076338 | 0 | 0 | 0.15268 | 285.9881 | 0.07667 | 0 | 0 | 0.15334 | 286.2175 | 0.077168 | 0 | 0 | 0.15434 | 286.447 | 0.077665 | 0 | 0 | 0.15533 | 286.5235 | 0.077831 | 0 | 0 | 0.15566 | 286.7529 | 0.078329 | 0 | 0 | 0.15666 | 286.9824 | 0.078827 | 0 | 0 | 0.15765 | 287.1354 | 0.079158 | 0 | 0 | 0.15832 | 287.3648 | 0.079656 | 0 | 0 | 0.15931 | 287.5178 | 0.079988 | 0 | 0 | 0.15998 | 287.6708 | 0.08032 | 0 | 0 | 0.16064
2017-05-06 10:00 | 253.4156 | 0.75533 |  | 266.1028 | 0.033539 | 0 | 0 | 0.067078 | 273.5806 | 0.049758 | 0 | 0 | 0.099516 | 279.6987 | 0.063028 | 0 | 0 | 0.12606 | 279.9253 | 0.06352 | 0 | 0 | 0.12704 | 280.0764 | 0.063848 | 0 | 0 | 0.1277 | 280.303 | 0.064339 | 0 | 0 | 0.12868 | 280.5296 | 0.064831 | 0 | 0 | 0.12966 | 280.7562 | 0.065322 | 0 | 0 | 0.13064 | 281.0583 | 0.065977 | 0 | 0 | 0.13195 | 281.2849 | 0.066469 | 0 | 0 | 0.13294 | 281.436 | 0.066797 | 0 | 0 | 0.13359 | 281.6626 | 0.067288 | 0 | 0 | 0.13458 | 281.8137 | 0.067616 | 0 | 0 | 0.13523 | 282.0403 | 0.068107 | 0 | 0 | 0.13621 | 282.2669 | 0.068599 | 0 | 0 | 0.1372 | 282.4179 | 0.068926 | 0 | 0 | 0.13785 | 282.6445 | 0.069418 | 0 | 0 | 0.13884 | 282.8711 | 0.069909 | 0 | 0 | 0.13982 | 282.9467 | 0.070073 | 0 | 0 | 0.14015 | 283.1733 | 0.070565 | 0 | 0 | 0.14113 | 283.3999 | 0.071056 | 0 | 0 | 0.14211 | 283.5509 | 0.071384 | 0 | 0 | 0.14277 | 283.7775 | 0.071875 | 0 | 0 | 0.14375 | 283.9286 | 0.072203 | 0 | 0 | 0.14441 | 284.0797 | 0.072531 | 0 | 0 | 0.14506
2017-05-06 11:00 | 256.9544 | 0.76588 |  | 269.8188 | 0.041599 | 0 | 0 | 0.083198 | 277.401 | 0.058045 | 0 | 0 | 0.11609 | 283.6046 | 0.0715 | 0 | 0 | 0.143 | 283.8343 | 0.071999 | 0 | 0 | 0.144 | 283.9875 | 0.072331 | 0 | 0 | 0.14466 | 284.2173 | 0.072829 | 0 | 0 | 0.14566 | 284.447 | 0.073327 | 0 | 0 | 0.14665 | 284.6768 | 0.073826 | 0 | 0 | 0.14765 | 284.9832 | 0.07449 | 0 | 0 | 0.14898 | 285.2129 | 0.074989 | 0 | 0 | 0.14998 | 285.3661 | 0.075321 | 0 | 0 | 0.15064 | 285.5959 | 0.075819 | 0 | 0 | 0.15164 | 285.749 | 0.076152 | 0 | 0 | 0.1523 | 285.9788 | 0.07665 | 0 | 0 | 0.1533 | 286.2086 | 0.077148 | 0 | 0 | 0.1543 | 286.3617 | 0.07748 | 0 | 0 | 0.15496 | 286.5915 | 0.077979 | 0 | 0 | 0.15596 | 286.8213 | 0.078477 | 0 | 0 | 0.15695 | 286.8979 | 0.078643 | 0 | 0 | 0.15729 | 287.1276 | 0.079142 | 0 | 0 | 0.15828 | 287.3574 | 0.07964 | 0 | 0 | 0.15928 | 287.5106 | 0.079972 | 0 | 0 | 0.15994 | 287.7403 | 0.080471 | 0 | 0 | 0.16094 | 287.8935 | 0.080803 | 0 | 0 | 0.16161 | 288.0467 | 0.081135 | 0 | 0 | 0.16227
2017-05-06 12:00 | 262.9285 | 0.78368 |  | 276.0919 | 0.055205 | 0 | 0 | 0.11041 | 283.8504 | 0.072033 | 0 | 0 | 0.14407 | 290.1982 | 0.085802 | 0 | 0 | 0.1716 | 290.4333 | 0.086312 | 0 | 0 | 0.17262 | 290.59 | 0.086652 | 0 | 0 | 0.1733 | 290.8252 | 0.087162 | 0 | 0 | 0.17432 | 291.0603 | 0.087672 | 0 | 0 | 0.17534 | 291.2954 | 0.088181 | 0 | 0 | 0.17636 | 291.6088 | 0.088861 | 0 | 0 | 0.17772 | 291.8439 | 0.089371 | 0 | 0 | 0.17874 | 292.0007 | 0.089711 | 0 | 0 | 0.17942 | 292.2358 | 0.090221 | 0 | 0 | 0.18044 | 292.3925 | 0.090561 | 0 | 0 | 0.18112 | 292.6276 | 0.091071 | 0 | 0 | 0.18214 | 292.8627 | 0.091581 | 0 | 0 | 0.18316 | 293.0195 | 0.091921 | 0 | 0 | 0.18384 | 293.2546 | 0.092431 | 0 | 0 | 0.18486 | 293.4897 | 0.092941 | 0 | 0 | 0.18588 | 293.568 | 0.093111 | 0 | 0 | 0.18622 | 293.8032 | 0.093621 | 0 | 0 | 0.18724 | 294.0383 | 0.094131 | 0 | 0 | 0.18826 | 294.195 | 0.094471 | 0 | 0 | 0.18894 | 294.4301 | 0.094981 | 0 | 0 | 0.18996 | 294.5868 | 0.095321 | 0 | 0 | 0.19064 | 294.7436 | 0.095661 | 0 | 0 | 0.19132
2017-05-06 13:00 | 256.923 | 0.76578 |  | 269.7857 | 0.041527 | 0 | 0 | 0.083054 | 277.367 | 0.057971 | 0 | 0 | 0.11594 | 283.5699 | 0.071425 | 0 | 0 | 0.14285 | 283.7996 | 0.071923 | 0 | 0 | 0.14385 | 283.9528 | 0.072255 | 0 | 0 | 0.14451 | 284.1825 | 0.072754 | 0 | 0 | 0.14551 | 284.4122 | 0.073252 | 0 | 0 | 0.1465 | 284.642 | 0.07375 | 0 | 0 | 0.1475 | 284.9483 | 0.074415 | 0 | 0 | 0.14883 | 285.178 | 0.074913 | 0 | 0 | 0.14983 | 285.3312 | 0.075245 | 0 | 0 | 0.15049 | 285.5609 | 0.075743 | 0 | 0 | 0.15149 | 285.7141 | 0.076076 | 0 | 0 | 0.15215 | 285.9438 | 0.076574 | 0 | 0 | 0.15315 | 286.1735 | 0.077072 | 0 | 0 | 0.15414 | 286.3267 | 0.077404 | 0 | 0 | 0.15481 | 286.5564 | 0.077903 | 0 | 0 | 0.15581 | 286.7862 | 0.078401 | 0 | 0 | 0.1568 | 286.8627 | 0.078567 | 0 | 0 | 0.15713 | 287.0925 | 0.079065 | 0 | 0 | 0.15813 | 287.3222 | 0.079564 | 0 | 0 | 0.15913 | 287.4754 | 0.079896 | 0 | 0 | 0.15979 | 287.7051 | 0.080394 | 0 | 0 | 0.16079 | 287.8583 | 0.080726 | 0 | 0 | 0.16145 | 288.0114 | 0.081059 | 0 | 0 | 0.16212
2017-05-06 14:00 | 260.6201 | 0.7768 |  | 273.668 | 0.049948 | 0 | 0 | 0.099895 | 281.3583 | 0.066628 | 0 | 0 | 0.13326 | 287.6504 | 0.080276 | 0 | 0 | 0.16055 | 287.8835 | 0.080781 | 0 | 0 | 0.16156 | 288.0389 | 0.081118 | 0 | 0 | 0.16224 | 288.2719 | 0.081624 | 0 | 0 | 0.16325 | 288.5049 | 0.082129 | 0 | 0 | 0.16426 | 288.738 | 0.082635 | 0 | 0 | 0.16527 | 289.0487 | 0.083308 | 0 | 0 | 0.16662 | 289.2817 | 0.083814 | 0 | 0 | 0.16763 | 289.4371 | 0.084151 | 0 | 0 | 0.1683 | 289.6701 | 0.084656 | 0 | 0 | 0.16931 | 289.8255 | 0.084993 | 0 | 0 | 0.16999 | 290.0585 | 0.085499 | 0 | 0 | 0.171 | 290.2916 | 0.086004 | 0 | 0 | 0.17201 | 290.4469 | 0.086341 | 0 | 0 | 0.17268 | 290.68 | 0.086847 | 0 | 0 | 0.17369 | 290.913 | 0.087352 | 0 | 0 | 0.1747 | 290.9907 | 0.087521 | 0 | 0 | 0.17504 | 291.2237 | 0.088026 | 0 | 0 | 0.17605 | 291.4568 | 0.088532 | 0 | 0 | 0.17706 | 291.6121 | 0.088869 | 0 | 0 | 0.17774 | 291.8452 | 0.089374 | 0 | 0 | 0.17875 | 292.0005 | 0.089711 | 0 | 0 | 0.17942 | 292.1559 | 0.090048 | 0 | 0 | 0.1801
2017-05-06 15:00 | 257.4499 | 0.76735 |  | 270.3391 | 0.042727 | 0 | 0 | 0.085455 | 277.9359 | 0.059205 | 0 | 0 | 0.11841 | 284.1515 | 0.072686 | 0 | 0 | 0.14537 | 284.3817 | 0.073186 | 0 | 0 | 0.14637 | 284.5351 | 0.073519 | 0 | 0 | 0.14704 | 284.7653 | 0.074018 | 0 | 0 | 0.14804 | 284.9956 | 0.074517 | 0 | 0 | 0.14903 | 285.2258 | 0.075017 | 0 | 0 | 0.15003 | 285.5327 | 0.075682 | 0 | 0 | 0.15136 | 285.7629 | 0.076182 | 0 | 0 | 0.15236 | 285.9164 | 0.076514 | 0 | 0 | 0.15303 | 286.1466 | 0.077014 | 0 | 0 | 0.15403 | 286.3001 | 0.077347 | 0 | 0 | 0.15469 | 286.5303 | 0.077846 | 0 | 0 | 0.15569 | 286.7605 | 0.078345 | 0 | 0 | 0.15669 | 286.9139 | 0.078678 | 0 | 0 | 0.15736 | 287.1441 | 0.079177 | 0 | 0 | 0.15835 | 287.3744 | 0.079677 | 0 | 0 | 0.15935 | 287.4511 | 0.079843 | 0 | 0 | 0.15969 | 287.6813 | 0.080343 | 0 | 0 | 0.16069 | 287.9115 | 0.080842 | 0 | 0 | 0.16168 | 288.065 | 0.081175 | 0 | 0 | 0.16235 | 288.2952 | 0.081674 | 0 | 0 | 0.16335 | 288.4486 | 0.082007 | 0 | 0 | 0.16401 | 288.6021 | 0.08234 | 0 | 0 | 0.16468
2017-05-06 16:00 | 257.7187 | 0.76816 |  | 270.6213 | 0.043339 | 0 | 0 | 0.086679 | 278.226 | 0.059834 | 0 | 0 | 0.11967 | 284.4481 | 0.07333 | 0 | 0 | 0.14666 | 284.6785 | 0.07383 | 0 | 0 | 0.14766 | 284.8322 | 0.074163 | 0 | 0 | 0.14833 | 285.0626 | 0.074663 | 0 | 0 | 0.14933 | 285.2931 | 0.075162 | 0 | 0 | 0.15032 | 285.5235 | 0.075662 | 0 | 0 | 0.15132 | 285.8308 | 0.076329 | 0 | 0 | 0.15266 | 286.0612 | 0.076829 | 0 | 0 | 0.15366 | 286.2148 | 0.077162 | 0 | 0 | 0.15432 | 286.4453 | 0.077662 | 0 | 0 | 0.15532 | 286.5989 | 0.077995 | 0 | 0 | 0.15599 | 286.8294 | 0.078495 | 0 | 0 | 0.15699 | 287.0598 | 0.078995 | 0 | 0 | 0.15799 | 287.2134 | 0.079328 | 0 | 0 | 0.15866 | 287.4439 | 0.079828 | 0 | 0 | 0.15966 | 287.6743 | 0.080327 | 0 | 0 | 0.16065 | 287.7512 | 0.080494 | 0 | 0 | 0.16099 | 287.9816 | 0.080994 | 0 | 0 | 0.16199 | 288.212 | 0.081494 | 0 | 0 | 0.16299 | 288.3657 | 0.081827 | 0 | 0 | 0.16365 | 288.5961 | 0.082327 | 0 | 0 | 0.16465 | 288.7498 | 0.08266 | 0 | 0 | 0.16532 | 288.9034 | 0.082993 | 0 | 0 | 0.16599
2017-05-06 17:00 | 260.7229 | 0.77711 |  | 273.776 | 0.050182 | 0 | 0 | 0.10036 | 281.4694 | 0.066869 | 0 | 0 | 0.13374 | 287.7639 | 0.080522 | 0 | 0 | 0.16104 | 287.9971 | 0.081028 | 0 | 0 | 0.16206 | 288.1525 | 0.081365 | 0 | 0 | 0.16273 | 288.3856 | 0.08187 | 0 | 0 | 0.16374 | 288.6188 | 0.082376 | 0 | 0 | 0.16475 | 288.8519 | 0.082882 | 0 | 0 | 0.16576 | 289.1627 | 0.083556 | 0 | 0 | 0.16711 | 289.3959 | 0.084061 | 0 | 0 | 0.16812 | 289.5513 | 0.084399 | 0 | 0 | 0.1688 | 289.7844 | 0.084904 | 0 | 0 | 0.16981 | 289.9399 | 0.085241 | 0 | 0 | 0.17048 | 290.173 | 0.085747 | 0 | 0 | 0.17149 | 290.4061 | 0.086253 | 0 | 0 | 0.17251 | 290.5615 | 0.08659 | 0 | 0 | 0.17318 | 290.7947 | 0.087095 | 0 | 0 | 0.17419 | 291.0278 | 0.087601 | 0 | 0 | 0.1752 | 291.1055 | 0.08777 | 0 | 0 | 0.17554 | 291.3387 | 0.088275 | 0 | 0 | 0.17655 | 291.5718 | 0.088781 | 0 | 0 | 0.17756 | 291.7272 | 0.089118 | 0 | 0 | 0.17824 | 291.9603 | 0.089624 | 0 | 0 | 0.17925 | 292.1158 | 0.089961 | 0 | 0 | 0.17992 | 292.2712 | 0.090298 | 0 | 0 | 0.1806
2017-05-06 18:00 | 258.5994 | 0.77078 |  | 271.5462 | 0.045345 | 0 | 0 | 0.090691 | 279.1769 | 0.061897 | 0 | 0 | 0.12379 | 285.4202 | 0.075438 | 0 | 0 | 0.15088 | 285.6514 | 0.07594 | 0 | 0 | 0.15188 | 285.8056 | 0.076274 | 0 | 0 | 0.15255 | 286.0368 | 0.076776 | 0 | 0 | 0.15355 | 286.2681 | 0.077277 | 0 | 0 | 0.15455 | 286.4993 | 0.077779 | 0 | 0 | 0.15556 | 286.8076 | 0.078448 | 0 | 0 | 0.1569 | 287.0389 | 0.078949 | 0 | 0 | 0.1579 | 287.193 | 0.079283 | 0 | 0 | 0.15857 | 287.4242 | 0.079785 | 0 | 0 | 0.15957 | 287.5784 | 0.080119 | 0 | 0 | 0.16024 | 287.8096 | 0.080621 | 0 | 0 | 0.16124 | 288.0409 | 0.081122 | 0 | 0 | 0.16224 | 288.195 | 0.081457 | 0 | 0 | 0.16291 | 288.4263 | 0.081958 | 0 | 0 | 0.16392 | 288.6575 | 0.08246 | 0 | 0 | 0.16492 | 288.7346 | 0.082627 | 0 | 0 | 0.16525 | 288.9658 | 0.083129 | 0 | 0 | 0.16626 | 289.197 | 0.08363 | 0 | 0 | 0.16726 | 289.3512 | 0.083965 | 0 | 0 | 0.16793 | 289.5824 | 0.084466 | 0 | 0 | 0.16893 | 289.7366 | 0.0848 | 0 | 0 | 0.1696 | 289.8907 | 0.085135 | 0 | 0 | 0.17027
2017-05-06 19:00 | 257.415 | 0.76725 |  | 270.3024 | 0.042648 | 0 | 0 | 0.085295 | 277.8981 | 0.059123 | 0 | 0 | 0.11825 | 284.1129 | 0.072603 | 0 | 0 | 0.14521 | 284.343 | 0.073102 | 0 | 0 | 0.1462 | 284.4965 | 0.073435 | 0 | 0 | 0.14687 | 284.7267 | 0.073934 | 0 | 0 | 0.14787 | 284.9568 | 0.074433 | 0 | 0 | 0.14887 | 285.187 | 0.074932 | 0 | 0 | 0.14986 | 285.4939 | 0.075598 | 0 | 0 | 0.1512 | 285.7241 | 0.076097 | 0 | 0 | 0.15219 | 285.8775 | 0.07643 | 0 | 0 | 0.15286 | 286.1077 | 0.076929 | 0 | 0 | 0.15386 | 286.2612 | 0.077262 | 0 | 0 | 0.15452 | 286.4913 | 0.077762 | 0 | 0 | 0.15552 | 286.7215 | 0.078261 | 0 | 0 | 0.15652 | 286.875 | 0.078594 | 0 | 0 | 0.15719 | 287.1051 | 0.079093 | 0 | 0 | 0.15819 | 287.3353 | 0.079592 | 0 | 0 | 0.15918 | 287.412 | 0.079759 | 0 | 0 | 0.15952 | 287.6422 | 0.080258 | 0 | 0 | 0.16052 | 287.8724 | 0.080757 | 0 | 0 | 0.16151 | 288.0258 | 0.08109 | 0 | 0 | 0.16218 | 288.256 | 0.081589 | 0 | 0 | 0.16318 | 288.4095 | 0.081922 | 0 | 0 | 0.16384 | 288.5629 | 0.082255 | 0 | 0 | 0.16451
2017-05-06 20:00 | 251.7889 | 0.75048 |  | 264.3946 | 0.029834 | 0 | 0 | 0.059667 | 271.8244 | 0.045949 | 0 | 0 | 0.091898 | 277.9033 | 0.059134 | 0 | 0 | 0.11827 | 278.1284 | 0.059622 | 0 | 0 | 0.11924 | 278.2785 | 0.059948 | 0 | 0 | 0.1199 | 278.5036 | 0.060436 | 0 | 0 | 0.12087 | 278.7288 | 0.060925 | 0 | 0 | 0.12185 | 278.9539 | 0.061413 | 0 | 0 | 0.12283 | 279.2541 | 0.062064 | 0 | 0 | 0.12413 | 279.4793 | 0.062552 | 0 | 0 | 0.1251 | 279.6294 | 0.062878 | 0 | 0 | 0.12576 | 279.8545 | 0.063366 | 0 | 0 | 0.12673 | 280.0046 | 0.063692 | 0 | 0 | 0.12738 | 280.2297 | 0.06418 | 0 | 0 | 0.12836 | 280.4549 | 0.064669 | 0 | 0 | 0.12934 | 280.605 | 0.064994 | 0 | 0 | 0.12999 | 280.8301 | 0.065482 | 0 | 0 | 0.13096 | 281.0553 | 0.065971 | 0 | 0 | 0.13194 | 281.1303 | 0.066134 | 0 | 0 | 0.13227 | 281.3555 | 0.066622 | 0 | 0 | 0.13324 | 281.5806 | 0.06711 | 0 | 0 | 0.13422 | 281.7307 | 0.067436 | 0 | 0 | 0.13487 | 281.9559 | 0.067924 | 0 | 0 | 0.13585 | 282.106 | 0.06825 | 0 | 0 | 0.1365 | 282.256 | 0.068575 | 0 | 0 | 0.13715
2017-05-06 21:00 | 256.363 | 0.76412 |  | 269.1977 | 0.040252 | 0 | 0 | 0.080503 | 276.7625 | 0.05666 | 0 | 0 | 0.11332 | 282.9518 | 0.070084 | 0 | 0 | 0.14017 | 283.181 | 0.070581 | 0 | 0 | 0.14116 | 283.3339 | 0.070913 | 0 | 0 | 0.14183 | 283.5631 | 0.07141 | 0 | 0 | 0.14282 | 283.7923 | 0.071907 | 0 | 0 | 0.14381 | 284.0216 | 0.072405 | 0 | 0 | 0.14481 | 284.3272 | 0.073068 | 0 | 0 | 0.14614 | 284.5564 | 0.073565 | 0 | 0 | 0.14713 | 284.7093 | 0.073896 | 0 | 0 | 0.14779 | 284.9385 | 0.074393 | 0 | 0 | 0.14879 | 285.0913 | 0.074725 | 0 | 0 | 0.14945 | 285.3206 | 0.075222 | 0 | 0 | 0.15044 | 285.5498 | 0.075719 | 0 | 0 | 0.15144 | 285.7026 | 0.076051 | 0 | 0 | 0.1521 | 285.9318 | 0.076548 | 0 | 0 | 0.1531 | 286.1611 | 0.077045 | 0 | 0 | 0.15409 | 286.2375 | 0.077211 | 0 | 0 | 0.15442 | 286.4667 | 0.077708 | 0 | 0 | 0.15542 | 286.696 | 0.078205 | 0 | 0 | 0.15641 | 286.8488 | 0.078537 | 0 | 0 | 0.15707 | 287.078 | 0.079034 | 0 | 0 | 0.15807 | 287.2308 | 0.079366 | 0 | 0 | 0.15873 | 287.3837 | 0.079697 | 0 | 0 | 0.15939
2017-05-06 22:00 | 259.9495 | 0.7748 |  | 272.9638 | 0.04842 | 0 | 0 | 0.096841 | 280.6343 | 0.065058 | 0 | 0 | 0.13012 | 286.9103 | 0.07867 | 0 | 0 | 0.15734 | 287.1427 | 0.079174 | 0 | 0 | 0.15835 | 287.2977 | 0.07951 | 0 | 0 | 0.15902 | 287.5301 | 0.080015 | 0 | 0 | 0.16003 | 287.7625 | 0.080519 | 0 | 0 | 0.16104 | 287.995 | 0.081023 | 0 | 0 | 0.16205 | 288.3049 | 0.081695 | 0 | 0 | 0.16339 | 288.5373 | 0.082199 | 0 | 0 | 0.1644 | 288.6923 | 0.082535 | 0 | 0 | 0.16507 | 288.9248 | 0.08304 | 0 | 0 | 0.16608 | 289.0797 | 0.083376 | 0 | 0 | 0.16675 | 289.3122 | 0.08388 | 0 | 0 | 0.16776 | 289.5446 | 0.084384 | 0 | 0 | 0.16877 | 289.6996 | 0.08472 | 0 | 0 | 0.16944 | 289.932 | 0.085224 | 0 | 0 | 0.17045 | 290.1644 | 0.085729 | 0 | 0 | 0.17146 | 290.2419 | 0.085897 | 0 | 0 | 0.17179 | 290.4744 | 0.086401 | 0 | 0 | 0.1728 | 290.7068 | 0.086905 | 0 | 0 | 0.17381 | 290.8618 | 0.087241 | 0 | 0 | 0.17448 | 291.0942 | 0.087745 | 0 | 0 | 0.17549 | 291.2492 | 0.088081 | 0 | 0 | 0.17616 | 291.4041 | 0.088417 | 0 | 0 | 0.17683
2017-05-06 23:00 | 258.3708 | 0.7701 |  | 271.3061 | 0.044825 | 0 | 0 | 0.089649 | 278.9301 | 0.061361 | 0 | 0 | 0.12272 | 285.1679 | 0.074891 | 0 | 0 | 0.14978 | 285.3989 | 0.075392 | 0 | 0 | 0.15078 | 285.5529 | 0.075726 | 0 | 0 | 0.15145 | 285.7839 | 0.076227 | 0 | 0 | 0.15245 | 286.015 | 0.076728 | 0 | 0 | 0.15346 | 286.246 | 0.077229 | 0 | 0 | 0.15446 | 286.554 | 0.077898 | 0 | 0 | 0.1558 | 286.7851 | 0.078399 | 0 | 0 | 0.1568 | 286.9391 | 0.078733 | 0 | 0 | 0.15747 | 287.1701 | 0.079234 | 0 | 0 | 0.15847 | 287.3241 | 0.079568 | 0 | 0 | 0.15914 | 287.5552 | 0.080069 | 0 | 0 | 0.16014 | 287.7862 | 0.08057 | 0 | 0 | 0.16114 | 287.9402 | 0.080904 | 0 | 0 | 0.16181 | 288.1713 | 0.081405 | 0 | 0 | 0.16281 | 288.4023 | 0.081906 | 0 | 0 | 0.16381 | 288.4793 | 0.082073 | 0 | 0 | 0.16415 | 288.7103 | 0.082575 | 0 | 0 | 0.16515 | 288.9414 | 0.083076 | 0 | 0 | 0.16615 | 289.0954 | 0.08341 | 0 | 0 | 0.16682 | 289.3264 | 0.083911 | 0 | 0 | 0.16782 | 289.4804 | 0.084245 | 0 | 0 | 0.16849 | 289.6344 | 0.084579 | 0 | 0 | 0.16916
2017-05-07 | 262.6785 | 0.78294 |  | 275.8294 | 0.054636 | 0 | 0 | 0.10927 | 283.5805 | 0.071448 | 0 | 0 | 0.1429 | 289.9223 | 0.085203 | 0 | 0 | 0.17041 | 290.1572 | 0.085713 | 0 | 0 | 0.17143 | 290.3138 | 0.086052 | 0 | 0 | 0.1721 | 290.5487 | 0.086562 | 0 | 0 | 0.17312 | 290.7836 | 0.087071 | 0 | 0 | 0.17414 | 291.0184 | 0.087581 | 0 | 0 | 0.17516 | 291.3316 | 0.08826 | 0 | 0 | 0.17652 | 291.5665 | 0.08877 | 0 | 0 | 0.17754 | 291.7231 | 0.089109 | 0 | 0 | 0.17822 | 291.958 | 0.089619 | 0 | 0 | 0.17924 | 292.1146 | 0.089958 | 0 | 0 | 0.17992 | 292.3494 | 0.090468 | 0 | 0 | 0.18094 | 292.5843 | 0.090977 | 0 | 0 | 0.18195 | 292.7409 | 0.091317 | 0 | 0 | 0.18263 | 292.9758 | 0.091826 | 0 | 0 | 0.18365 | 293.2107 | 0.092336 | 0 | 0 | 0.18467 | 293.289 | 0.092506 | 0 | 0 | 0.18501 | 293.5239 | 0.093015 | 0 | 0 | 0.18603 | 293.7587 | 0.093525 | 0 | 0 | 0.18705 | 293.9153 | 0.093864 | 0 | 0 | 0.18773 | 294.1502 | 0.094374 | 0 | 0 | 0.18875 | 294.3068 | 0.094713 | 0 | 0 | 0.18943 | 294.4634 | 0.095053 | 0 | 0 | 0.19011
2017-05-07 01:00 | 266.2953 | 0.79372 |  | 279.6273 | 0.062874 | 0 | 0 | 0.12575 | 287.4852 | 0.079917 | 0 | 0 | 0.15983 | 293.9143 | 0.093862 | 0 | 0 | 0.18772 | 294.1524 | 0.094378 | 0 | 0 | 0.18876 | 294.3111 | 0.094723 | 0 | 0 | 0.18945 | 294.5493 | 0.095239 | 0 | 0 | 0.19048 | 294.7874 | 0.095756 | 0 | 0 | 0.19151 | 295.0255 | 0.096272 | 0 | 0 | 0.19254 | 295.343 | 0.096961 | 0 | 0 | 0.19392 | 295.5811 | 0.097477 | 0 | 0 | 0.19495 | 295.7398 | 0.097822 | 0 | 0 | 0.19564 | 295.978 | 0.098338 | 0 | 0 | 0.19668 | 296.1367 | 0.098682 | 0 | 0 | 0.19736 | 296.3748 | 0.099199 | 0 | 0 | 0.1984 | 296.6129 | 0.099715 | 0 | 0 | 0.19943 | 296.7717 | 0.10006 | 0 | 0 | 0.20012 | 297.0098 | 0.10058 | 0 | 0 | 0.20115 | 297.2479 | 0.10109 | 0 | 0 | 0.20219 | 297.3273 | 0.10126 | 0 | 0 | 0.20253 | 297.5654 | 0.10178 | 0 | 0 | 0.20356 | 297.8035 | 0.1023 | 0 | 0 | 0.2046 | 297.9623 | 0.10264 | 0 | 0 | 0.20528 | 298.2004 | 0.10316 | 0 | 0 | 0.20632 | 298.3591 | 0.1035 | 0 | 0 | 0.20701 | 298.5179 | 0.10385 | 0 | 0 | 0.20769
2017-05-07 02:00 | 270.907 | 0.80746 |  | 284.4699 | 0.073377 | 0 | 0 | 0.14675 | 292.4638 | 0.090716 | 0 | 0 | 0.18143 | 299.0043 | 0.1049 | 0 | 0 | 0.2098 | 299.2465 | 0.10543 | 0 | 0 | 0.21085 | 299.408 | 0.10578 | 0 | 0 | 0.21156 | 299.6502 | 0.1063 | 0 | 0 | 0.21261 | 299.8925 | 0.10683 | 0 | 0 | 0.21366 | 300.1347 | 0.10735 | 0 | 0 | 0.21471 | 300.4577 | 0.10805 | 0 | 0 | 0.21611 | 300.6999 | 0.10858 | 0 | 0 | 0.21716 | 300.8614 | 0.10893 | 0 | 0 | 0.21786 | 301.1037 | 0.10946 | 0 | 0 | 0.21891 | 301.2652 | 0.10981 | 0 | 0 | 0.21961 | 301.5074 | 0.11033 | 0 | 0 | 0.22066 | 301.7496 | 0.11086 | 0 | 0 | 0.22171 | 301.9111 | 0.11121 | 0 | 0 | 0.22241 | 302.1534 | 0.11173 | 0 | 0 | 0.22346 | 302.3956 | 0.11226 | 0 | 0 | 0.22452 | 302.4763 | 0.11243 | 0 | 0 | 0.22487 | 302.7186 | 0.11296 | 0 | 0 | 0.22592 | 302.9608 | 0.11348 | 0 | 0 | 0.22697 | 303.1223 | 0.11383 | 0 | 0 | 0.22767 | 303.3646 | 0.11436 | 0 | 0 | 0.22872 | 303.5261 | 0.11471 | 0 | 0 | 0.22942 | 303.6875 | 0.11506 | 0 | 0 | 0.23012
2017-05-07 03:00 | 267.0616 | 0.796 |  | 280.432 | 0.064619 | 0 | 0 | 0.12924 | 288.3124 | 0.081711 | 0 | 0 | 0.16342 | 294.76 | 0.095696 | 0 | 0 | 0.19139 | 294.9988 | 0.096214 | 0 | 0 | 0.19243 | 295.158 | 0.09656 | 0 | 0 | 0.19312 | 295.3968 | 0.097078 | 0 | 0 | 0.19416 | 295.6356 | 0.097596 | 0 | 0 | 0.19519 | 295.8744 | 0.098113 | 0 | 0 | 0.19623 | 296.1928 | 0.098804 | 0 | 0 | 0.19761 | 296.4316 | 0.099322 | 0 | 0 | 0.19864 | 296.5908 | 0.099667 | 0 | 0 | 0.19933 | 296.8296 | 0.10019 | 0 | 0 | 0.20037 | 296.9888 | 0.10053 | 0 | 0 | 0.20106 | 297.2276 | 0.10105 | 0 | 0 | 0.2021 | 297.4664 | 0.10157 | 0 | 0 | 0.20313 | 297.6256 | 0.10191 | 0 | 0 | 0.20382 | 297.8644 | 0.10243 | 0 | 0 | 0.20486 | 298.1032 | 0.10295 | 0 | 0 | 0.2059 | 298.1828 | 0.10312 | 0 | 0 | 0.20624 | 298.4216 | 0.10364 | 0 | 0 | 0.20728 | 298.6604 | 0.10416 | 0 | 0 | 0.20831 | 298.8196 | 0.1045 | 0 | 0 | 0.209 | 299.0584 | 0.10502 | 0 | 0 | 0.21004 | 299.2176 | 0.10536 | 0 | 0 | 0.21073 | 299.3768 | 0.10571 | 0 | 0 | 0.21142
2017-05-07 04:00 | 267.196 | 0.7964 |  | 280.5731 | 0.064925 | 0 | 0 | 0.12985 | 288.4575 | 0.082026 | 0 | 0 | 0.16405 | 294.9083 | 0.096018 | 0 | 0 | 0.19204 | 295.1473 | 0.096536 | 0 | 0 | 0.19307 | 295.3065 | 0.096882 | 0 | 0 | 0.19376 | 295.5455 | 0.0974 | 0 | 0 | 0.1948 | 295.7844 | 0.097918 | 0 | 0 | 0.19584 | 296.0233 | 0.098436 | 0 | 0 | 0.19687 | 296.3419 | 0.099127 | 0 | 0 | 0.19825 | 296.5808 | 0.099646 | 0 | 0 | 0.19929 | 296.7401 | 0.099991 | 0 | 0 | 0.19998 | 296.979 | 0.10051 | 0 | 0 | 0.20102 | 297.1383 | 0.10085 | 0 | 0 | 0.20171 | 297.3772 | 0.10137 | 0 | 0 | 0.20275 | 297.6161 | 0.10189 | 0 | 0 | 0.20378 | 297.7754 | 0.10224 | 0 | 0 | 0.20447 | 298.0143 | 0.10275 | 0 | 0 | 0.20551 | 298.2532 | 0.10327 | 0 | 0 | 0.20655 | 298.3329 | 0.10345 | 0 | 0 | 0.20689 | 298.5718 | 0.10396 | 0 | 0 | 0.20793 | 298.8107 | 0.10448 | 0 | 0 | 0.20896 | 298.97 | 0.10483 | 0 | 0 | 0.20966 | 299.2089 | 0.10535 | 0 | 0 | 0.21069 | 299.3682 | 0.10569 | 0 | 0 | 0.21138 | 299.5275 | 0.10604 | 0 | 0 | 0.21207
2017-05-07 05:00 | 267.2277 | 0.7965 |  | 280.6064 | 0.064997 | 0 | 0 | 0.12999 | 288.4918 | 0.0821 | 0 | 0 | 0.1642 | 294.9434 | 0.096094 | 0 | 0 | 0.19219 | 295.1823 | 0.096612 | 0 | 0 | 0.19322 | 295.3416 | 0.096958 | 0 | 0 | 0.19392 | 295.5806 | 0.097476 | 0 | 0 | 0.19495 | 295.8195 | 0.097994 | 0 | 0 | 0.19599 | 296.0585 | 0.098513 | 0 | 0 | 0.19703 | 296.3771 | 0.099204 | 0 | 0 | 0.19841 | 296.616 | 0.099722 | 0 | 0 | 0.19944 | 296.7753 | 0.10007 | 0 | 0 | 0.20014 | 297.0143 | 0.10059 | 0 | 0 | 0.20117 | 297.1736 | 0.10093 | 0 | 0 | 0.20186 | 297.4125 | 0.10145 | 0 | 0 | 0.2029 | 297.6515 | 0.10197 | 0 | 0 | 0.20394 | 297.8108 | 0.10231 | 0 | 0 | 0.20463 | 298.0497 | 0.10283 | 0 | 0 | 0.20566 | 298.2887 | 0.10335 | 0 | 0 | 0.2067 | 298.3683 | 0.10352 | 0 | 0 | 0.20705 | 298.6073 | 0.10404 | 0 | 0 | 0.20808 | 298.8462 | 0.10456 | 0 | 0 | 0.20912 | 299.0055 | 0.1049 | 0 | 0 | 0.20981 | 299.2445 | 0.10542 | 0 | 0 | 0.21085 | 299.4038 | 0.10577 | 0 | 0 | 0.21154 | 299.5631 | 0.10611 | 0 | 0 | 0.21223
2017-05-07 06:00 | 274.3056 | 0.81759 |  | 288.0386 | 0.081118 | 0 | 0 | 0.16224 | 296.1328 | 0.098674 | 0 | 0 | 0.19735 | 302.7553 | 0.11304 | 0 | 0 | 0.22608 | 303.0006 | 0.11357 | 0 | 0 | 0.22714 | 303.1641 | 0.11392 | 0 | 0 | 0.22785 | 303.4094 | 0.11446 | 0 | 0 | 0.22891 | 303.6547 | 0.11499 | 0 | 0 | 0.22998 | 303.9 | 0.11552 | 0 | 0 | 0.23104 | 304.227 | 0.11623 | 0 | 0 | 0.23246 | 304.4723 | 0.11676 | 0 | 0 | 0.23352 | 304.6358 | 0.11712 | 0 | 0 | 0.23423 | 304.8811 | 0.11765 | 0 | 0 | 0.2353 | 305.0446 | 0.118 | 0 | 0 | 0.23601 | 305.2899 | 0.11854 | 0 | 0 | 0.23707 | 305.5351 | 0.11907 | 0 | 0 | 0.23814 | 305.6987 | 0.11942 | 0 | 0 | 0.23884 | 305.9439 | 0.11995 | 0 | 0 | 0.23991 | 306.1892 | 0.12049 | 0 | 0 | 0.24097 | 306.271 | 0.12066 | 0 | 0 | 0.24133 | 306.5163 | 0.1212 | 0 | 0 | 0.24239 | 306.7615 | 0.12173 | 0 | 0 | 0.24346 | 306.9251 | 0.12208 | 0 | 0 | 0.24416 | 307.1703 | 0.12261 | 0 | 0 | 0.24523 | 307.3338 | 0.12297 | 0 | 0 | 0.24594 | 307.4974 | 0.12332 | 0 | 0 | 0.24665
2017-05-07 07:00 | 270.5964 | 0.80654 |  | 284.1437 | 0.07267 | 0 | 0 | 0.14534 | 292.1285 | 0.089989 | 0 | 0 | 0.17998 | 298.6615 | 0.10416 | 0 | 0 | 0.20832 | 298.9034 | 0.10468 | 0 | 0 | 0.20937 | 299.0647 | 0.10503 | 0 | 0 | 0.21007 | 299.3067 | 0.10556 | 0 | 0 | 0.21112 | 299.5486 | 0.10608 | 0 | 0 | 0.21217 | 299.7906 | 0.10661 | 0 | 0 | 0.21322 | 300.1132 | 0.10731 | 0 | 0 | 0.21461 | 300.3552 | 0.10783 | 0 | 0 | 0.21566 | 300.5165 | 0.10818 | 0 | 0 | 0.21636 | 300.7585 | 0.10871 | 0 | 0 | 0.21741 | 300.9198 | 0.10906 | 0 | 0 | 0.21811 | 301.1617 | 0.10958 | 0 | 0 | 0.21916 | 301.4037 | 0.11011 | 0 | 0 | 0.22021 | 301.565 | 0.11046 | 0 | 0 | 0.22091 | 301.807 | 0.11098 | 0 | 0 | 0.22196 | 302.0489 | 0.11151 | 0 | 0 | 0.22301 | 302.1296 | 0.11168 | 0 | 0 | 0.22336 | 302.3715 | 0.11221 | 0 | 0 | 0.22441 | 302.6135 | 0.11273 | 0 | 0 | 0.22546 | 302.7748 | 0.11308 | 0 | 0 | 0.22616 | 303.0168 | 0.11361 | 0 | 0 | 0.22721 | 303.1781 | 0.11396 | 0 | 0 | 0.22791 | 303.3394 | 0.1143 | 0 | 0 | 0.22861
2017-05-07 08:00 | 269.0032 | 0.80179 |  | 282.4708 | 0.069041 | 0 | 0 | 0.13808 | 290.4085 | 0.086258 | 0 | 0 | 0.17252 | 296.903 | 0.10034 | 0 | 0 | 0.20069 | 297.1435 | 0.10087 | 0 | 0 | 0.20173 | 297.3039 | 0.10121 | 0 | 0 | 0.20243 | 297.5444 | 0.10174 | 0 | 0 | 0.20347 | 297.785 | 0.10226 | 0 | 0 | 0.20451 | 298.0255 | 0.10278 | 0 | 0 | 0.20556 | 298.3462 | 0.10347 | 0 | 0 | 0.20695 | 298.5868 | 0.104 | 0 | 0 | 0.20799 | 298.7471 | 0.10434 | 0 | 0 | 0.20869 | 298.9877 | 0.10487 | 0 | 0 | 0.20973 | 299.148 | 0.10521 | 0 | 0 | 0.21043 | 299.3886 | 0.10574 | 0 | 0 | 0.21147 | 299.6291 | 0.10626 | 0 | 0 | 0.21251 | 299.7895 | 0.10661 | 0 | 0 | 0.21321 | 300.03 | 0.10713 | 0 | 0 | 0.21425 | 300.2705 | 0.10765 | 0 | 0 | 0.2153 | 300.3507 | 0.10782 | 0 | 0 | 0.21565 | 300.5912 | 0.10834 | 0 | 0 | 0.21669 | 300.8318 | 0.10887 | 0 | 0 | 0.21773 | 300.9921 | 0.10921 | 0 | 0 | 0.21843 | 301.2327 | 0.10974 | 0 | 0 | 0.21947 | 301.393 | 0.11008 | 0 | 0 | 0.22017 | 301.5534 | 0.11043 | 0 | 0 | 0.22086
2017-05-07 09:00 | 268.6056 | 0.80061 |  | 282.0533 | 0.068135 | 0 | 0 | 0.13627 | 289.9792 | 0.085327 | 0 | 0 | 0.17065 | 296.4642 | 0.099393 | 0 | 0 | 0.19879 | 296.7043 | 0.099914 | 0 | 0 | 0.19983 | 296.8645 | 0.10026 | 0 | 0 | 0.20052 | 297.1046 | 0.10078 | 0 | 0 | 0.20156 | 297.3448 | 0.1013 | 0 | 0 | 0.20261 | 297.585 | 0.10182 | 0 | 0 | 0.20365 | 297.9052 | 0.10252 | 0 | 0 | 0.20504 | 298.1454 | 0.10304 | 0 | 0 | 0.20608 | 298.3055 | 0.10339 | 0 | 0 | 0.20677 | 298.5457 | 0.10391 | 0 | 0 | 0.20782 | 298.7058 | 0.10425 | 0 | 0 | 0.20851 | 298.946 | 0.10478 | 0 | 0 | 0.20955 | 299.1862 | 0.1053 | 0 | 0 | 0.21059 | 299.3463 | 0.10564 | 0 | 0 | 0.21129 | 299.5865 | 0.10616 | 0 | 0 | 0.21233 | 299.8267 | 0.10669 | 0 | 0 | 0.21337 | 299.9068 | 0.10686 | 0 | 0 | 0.21372 | 300.1469 | 0.10738 | 0 | 0 | 0.21476 | 300.3871 | 0.1079 | 0 | 0 | 0.2158 | 300.5472 | 0.10825 | 0 | 0 | 0.2165 | 300.7874 | 0.10877 | 0 | 0 | 0.21754 | 300.9475 | 0.10912 | 0 | 0 | 0.21823 | 301.1077 | 0.10946 | 0 | 0 | 0.21893
2017-05-07 10:00 | 262.7645 | 0.7832 |  | 275.9198 | 0.054832 | 0 | 0 | 0.10966 | 283.6734 | 0.071649 | 0 | 0 | 0.1433 | 290.0173 | 0.085409 | 0 | 0 | 0.17082 | 290.2522 | 0.085919 | 0 | 0 | 0.17184 | 290.4089 | 0.086259 | 0 | 0 | 0.17252 | 290.6438 | 0.086768 | 0 | 0 | 0.17354 | 290.8788 | 0.087278 | 0 | 0 | 0.17456 | 291.1138 | 0.087788 | 0 | 0 | 0.17558 | 291.427 | 0.088467 | 0 | 0 | 0.17693 | 291.662 | 0.088977 | 0 | 0 | 0.17795 | 291.8186 | 0.089316 | 0 | 0 | 0.17863 | 292.0536 | 0.089826 | 0 | 0 | 0.17965 | 292.2102 | 0.090166 | 0 | 0 | 0.18033 | 292.4452 | 0.090675 | 0 | 0 | 0.18135 | 292.6802 | 0.091185 | 0 | 0 | 0.18237 | 292.8368 | 0.091525 | 0 | 0 | 0.18305 | 293.0717 | 0.092034 | 0 | 0 | 0.18407 | 293.3067 | 0.092544 | 0 | 0 | 0.18509 | 293.385 | 0.092714 | 0 | 0 | 0.18543 | 293.62 | 0.093224 | 0 | 0 | 0.18645 | 293.8549 | 0.093733 | 0 | 0 | 0.18747 | 294.0116 | 0.094073 | 0 | 0 | 0.18815 | 294.2465 | 0.094583 | 0 | 0 | 0.18917 | 294.4032 | 0.094922 | 0 | 0 | 0.18984 | 294.5598 | 0.095262 | 0 | 0 | 0.19052
2017-05-07 11:00 | 263.7274 | 0.78607 |  | 276.9309 | 0.057025 | 0 | 0 | 0.11405 | 284.7129 | 0.073904 | 0 | 0 | 0.14781 | 291.0801 | 0.087714 | 0 | 0 | 0.17543 | 291.3159 | 0.088226 | 0 | 0 | 0.17645 | 291.4731 | 0.088567 | 0 | 0 | 0.17713 | 291.7089 | 0.089078 | 0 | 0 | 0.17816 | 291.9447 | 0.08959 | 0 | 0 | 0.17918 | 292.1806 | 0.090101 | 0 | 0 | 0.1802 | 292.495 | 0.090783 | 0 | 0 | 0.18157 | 292.7308 | 0.091295 | 0 | 0 | 0.18259 | 292.888 | 0.091636 | 0 | 0 | 0.18327 | 293.1238 | 0.092147 | 0 | 0 | 0.18429 | 293.281 | 0.092488 | 0 | 0 | 0.18498 | 293.5169 | 0.093 | 0 | 0 | 0.186 | 293.7527 | 0.093511 | 0 | 0 | 0.18702 | 293.9099 | 0.093852 | 0 | 0 | 0.1877 | 294.1457 | 0.094364 | 0 | 0 | 0.18873 | 294.3815 | 0.094875 | 0 | 0 | 0.18975 | 294.4601 | 0.095046 | 0 | 0 | 0.19009 | 294.696 | 0.095557 | 0 | 0 | 0.19111 | 294.9318 | 0.096069 | 0 | 0 | 0.19214 | 295.089 | 0.09641 | 0 | 0 | 0.19282 | 295.3248 | 0.096921 | 0 | 0 | 0.19384 | 295.482 | 0.097262 | 0 | 0 | 0.19452 | 295.6392 | 0.097603 | 0 | 0 | 0.19521
2017-05-07 12:00 | 262.8469 | 0.78344 |  | 276.0062 | 0.055019 | 0 | 0 | 0.11004 | 283.7623 | 0.071842 | 0 | 0 | 0.14368 | 290.1082 | 0.085606 | 0 | 0 | 0.17121 | 290.3432 | 0.086116 | 0 | 0 | 0.17223 | 290.4999 | 0.086456 | 0 | 0 | 0.17291 | 290.7349 | 0.086966 | 0 | 0 | 0.17393 | 290.9699 | 0.087476 | 0 | 0 | 0.17495 | 291.205 | 0.087985 | 0 | 0 | 0.17597 | 291.5184 | 0.088665 | 0 | 0 | 0.17733 | 291.7534 | 0.089175 | 0 | 0 | 0.17835 | 291.9101 | 0.089515 | 0 | 0 | 0.17903 | 292.1451 | 0.090025 | 0 | 0 | 0.18005 | 292.3018 | 0.090364 | 0 | 0 | 0.18073 | 292.5368 | 0.090874 | 0 | 0 | 0.18175 | 292.7719 | 0.091384 | 0 | 0 | 0.18277 | 292.9286 | 0.091724 | 0 | 0 | 0.18345 | 293.1636 | 0.092234 | 0 | 0 | 0.18447 | 293.3986 | 0.092743 | 0 | 0 | 0.18549 | 293.477 | 0.092913 | 0 | 0 | 0.18583 | 293.712 | 0.093423 | 0 | 0 | 0.18685 | 293.947 | 0.093933 | 0 | 0 | 0.18787 | 294.1037 | 0.094273 | 0 | 0 | 0.18855 | 294.3387 | 0.094783 | 0 | 0 | 0.18957 | 294.4954 | 0.095122 | 0 | 0 | 0.19024 | 294.6521 | 0.095462 | 0 | 0 | 0.19092
2017-05-07 13:00 | 257.8833 | 0.76865 |  | 270.7942 | 0.043714 | 0 | 0 | 0.087429 | 278.4038 | 0.06022 | 0 | 0 | 0.12044 | 284.6298 | 0.073724 | 0 | 0 | 0.14745 | 284.8604 | 0.074224 | 0 | 0 | 0.14845 | 285.0141 | 0.074557 | 0 | 0 | 0.14911 | 285.2447 | 0.075058 | 0 | 0 | 0.15012 | 285.4753 | 0.075558 | 0 | 0 | 0.15112 | 285.7059 | 0.076058 | 0 | 0 | 0.15212 | 286.0134 | 0.076725 | 0 | 0 | 0.15345 | 286.244 | 0.077225 | 0 | 0 | 0.15445 | 286.3977 | 0.077558 | 0 | 0 | 0.15512 | 286.6283 | 0.078059 | 0 | 0 | 0.15612 | 286.782 | 0.078392 | 0 | 0 | 0.15678 | 287.0126 | 0.078892 | 0 | 0 | 0.15778 | 287.2432 | 0.079392 | 0 | 0 | 0.15878 | 287.3969 | 0.079726 | 0 | 0 | 0.15945 | 287.6275 | 0.080226 | 0 | 0 | 0.16045 | 287.8581 | 0.080726 | 0 | 0 | 0.16145 | 287.935 | 0.080893 | 0 | 0 | 0.16179 | 288.1656 | 0.081393 | 0 | 0 | 0.16279 | 288.3962 | 0.081893 | 0 | 0 | 0.16379 | 288.5499 | 0.082227 | 0 | 0 | 0.16445 | 288.7805 | 0.082727 | 0 | 0 | 0.16545 | 288.9342 | 0.08306 | 0 | 0 | 0.16612 | 289.088 | 0.083394 | 0 | 0 | 0.16679
2017-05-07 14:00 | 255.5935 | 0.76182 |  | 268.3898 | 0.038499 | 0 | 0 | 0.076998 | 275.9318 | 0.054858 | 0 | 0 | 0.10972 | 282.1026 | 0.068242 | 0 | 0 | 0.13648 | 282.3311 | 0.068738 | 0 | 0 | 0.13748 | 282.4835 | 0.069068 | 0 | 0 | 0.13814 | 282.712 | 0.069564 | 0 | 0 | 0.13913 | 282.9406 | 0.07006 | 0 | 0 | 0.14012 | 283.1691 | 0.070556 | 0 | 0 | 0.14111 | 283.4738 | 0.071217 | 0 | 0 | 0.14243 | 283.7024 | 0.071712 | 0 | 0 | 0.14342 | 283.8547 | 0.072043 | 0 | 0 | 0.14409 | 284.0833 | 0.072538 | 0 | 0 | 0.14508 | 284.2357 | 0.072869 | 0 | 0 | 0.14574 | 284.4642 | 0.073365 | 0 | 0 | 0.14673 | 284.6927 | 0.07386 | 0 | 0 | 0.14772 | 284.8451 | 0.074191 | 0 | 0 | 0.14838 | 285.0737 | 0.074687 | 0 | 0 | 0.14937 | 285.3022 | 0.075182 | 0 | 0 | 0.15036 | 285.3784 | 0.075348 | 0 | 0 | 0.1507 | 285.6069 | 0.075843 | 0 | 0 | 0.15169 | 285.8355 | 0.076339 | 0 | 0 | 0.15268 | 285.9878 | 0.076669 | 0 | 0 | 0.15334 | 286.2164 | 0.077165 | 0 | 0 | 0.15433 | 286.3688 | 0.077496 | 0 | 0 | 0.15499 | 286.5211 | 0.077826 | 0 | 0 | 0.15565
2017-05-07 15:00 | 257.2785 | 0.76684 |  | 270.159 | 0.042337 | 0 | 0 | 0.084674 | 277.7508 | 0.058803 | 0 | 0 | 0.11761 | 283.9622 | 0.072276 | 0 | 0 | 0.14455 | 284.1923 | 0.072775 | 0 | 0 | 0.14555 | 284.3457 | 0.073108 | 0 | 0 | 0.14622 | 284.5757 | 0.073607 | 0 | 0 | 0.14721 | 284.8058 | 0.074106 | 0 | 0 | 0.14821 | 285.0358 | 0.074605 | 0 | 0 | 0.14921 | 285.3426 | 0.07527 | 0 | 0 | 0.15054 | 285.5726 | 0.075769 | 0 | 0 | 0.15154 | 285.726 | 0.076101 | 0 | 0 | 0.1522 | 285.956 | 0.0766 | 0 | 0 | 0.1532 | 286.1094 | 0.076933 | 0 | 0 | 0.15387 | 286.3395 | 0.077432 | 0 | 0 | 0.15486 | 286.5695 | 0.077931 | 0 | 0 | 0.15586 | 286.7229 | 0.078264 | 0 | 0 | 0.15653 | 286.9529 | 0.078763 | 0 | 0 | 0.15753 | 287.183 | 0.079262 | 0 | 0 | 0.15852 | 287.2597 | 0.079428 | 0 | 0 | 0.15886 | 287.4897 | 0.079927 | 0 | 0 | 0.15985 | 287.7198 | 0.080426 | 0 | 0 | 0.16085 | 287.8731 | 0.080759 | 0 | 0 | 0.16152 | 288.1032 | 0.081258 | 0 | 0 | 0.16252 | 288.2566 | 0.08159 | 0 | 0 | 0.16318 | 288.4099 | 0.081923 | 0 | 0 | 0.16385
2017-05-07 16:00 | 243.5236 | 0.72585 |  | 255.7155 | 0.011009 | 0 | 0 | 0.022017 | 262.9014 | 0.026595 | 0 | 0 | 0.05319 | 268.7807 | 0.039347 | 0 | 0 | 0.078694 | 268.9985 | 0.03982 | 0 | 0 | 0.079639 | 269.1436 | 0.040134 | 0 | 0 | 0.080269 | 269.3614 | 0.040607 | 0 | 0 | 0.081213 | 269.5791 | 0.041079 | 0 | 0 | 0.082158 | 269.7969 | 0.041551 | 0 | 0 | 0.083103 | 270.0872 | 0.042181 | 0 | 0 | 0.084362 | 270.305 | 0.042653 | 0 | 0 | 0.085307 | 270.4502 | 0.042968 | 0 | 0 | 0.085936 | 270.6679 | 0.043441 | 0 | 0 | 0.086881 | 270.8131 | 0.043755 | 0 | 0 | 0.087511 | 271.0308 | 0.044228 | 0 | 0 | 0.088455 | 271.2486 | 0.0447 | 0 | 0 | 0.0894 | 271.3938 | 0.045015 | 0 | 0 | 0.09003 | 271.6115 | 0.045487 | 0 | 0 | 0.090974 | 271.8293 | 0.04596 | 0 | 0 | 0.091919 | 271.9019 | 0.046117 | 0 | 0 | 0.092234 | 272.1196 | 0.046589 | 0 | 0 | 0.093179 | 272.3374 | 0.047062 | 0 | 0 | 0.094123 | 272.4825 | 0.047376 | 0 | 0 | 0.094753 | 272.7003 | 0.047849 | 0 | 0 | 0.095698 | 272.8455 | 0.048164 | 0 | 0 | 0.096327 | 272.9906 | 0.048479 | 0 | 0 | 0.096957
2017-05-07 17:00 | 244.3332 | 0.72826 |  | 256.5657 | 0.012853 | 0 | 0 | 0.025706 | 263.7755 | 0.028491 | 0 | 0 | 0.056982 | 269.6744 | 0.041286 | 0 | 0 | 0.082571 | 269.8929 | 0.041759 | 0 | 0 | 0.083519 | 270.0385 | 0.042075 | 0 | 0 | 0.084151 | 270.257 | 0.042549 | 0 | 0 | 0.085099 | 270.4755 | 0.043023 | 0 | 0 | 0.086046 | 270.694 | 0.043497 | 0 | 0 | 0.086994 | 270.9853 | 0.044129 | 0 | 0 | 0.088258 | 271.2037 | 0.044603 | 0 | 0 | 0.089205 | 271.3494 | 0.044919 | 0 | 0 | 0.089837 | 271.5679 | 0.045393 | 0 | 0 | 0.090785 | 271.7135 | 0.045708 | 0 | 0 | 0.091417 | 271.932 | 0.046182 | 0 | 0 | 0.092365 | 272.1505 | 0.046656 | 0 | 0 | 0.093312 | 272.2961 | 0.046972 | 0 | 0 | 0.093944 | 272.5146 | 0.047446 | 0 | 0 | 0.094892 | 272.7331 | 0.04792 | 0 | 0 | 0.09584 | 272.8059 | 0.048078 | 0 | 0 | 0.096156 | 273.0244 | 0.048552 | 0 | 0 | 0.097103 | 273.2429 | 0.049026 | 0 | 0 | 0.098051 | 273.3885 | 0.049342 | 0 | 0 | 0.098683 | 273.607 | 0.049815 | 0 | 0 | 0.099631 | 273.7526 | 0.050131 | 0 | 0 | 0.10026 | 273.8983 | 0.050447 | 0 | 0 | 0.10089
2017-05-07 18:00 | 250.6758 | 0.74716 |  | 263.2258 | 0.027299 | 0 | 0 | 0.054597 | 270.6227 | 0.043342 | 0 | 0 | 0.086685 | 276.6747 | 0.056469 | 0 | 0 | 0.11294 | 276.8989 | 0.056956 | 0 | 0 | 0.11391 | 277.0483 | 0.05728 | 0 | 0 | 0.11456 | 277.2725 | 0.057766 | 0 | 0 | 0.11553 | 277.4966 | 0.058252 | 0 | 0 | 0.1165 | 277.7208 | 0.058738 | 0 | 0 | 0.11748 | 278.0196 | 0.059386 | 0 | 0 | 0.11877 | 278.2438 | 0.059873 | 0 | 0 | 0.11975 | 278.3932 | 0.060197 | 0 | 0 | 0.12039 | 278.6174 | 0.060683 | 0 | 0 | 0.12137 | 278.7668 | 0.061007 | 0 | 0 | 0.12201 | 278.9909 | 0.061493 | 0 | 0 | 0.12299 | 279.2151 | 0.061979 | 0 | 0 | 0.12396 | 279.3645 | 0.062303 | 0 | 0 | 0.12461 | 279.5887 | 0.06279 | 0 | 0 | 0.12558 | 279.8128 | 0.063276 | 0 | 0 | 0.12655 | 279.8875 | 0.063438 | 0 | 0 | 0.12688 | 280.1117 | 0.063924 | 0 | 0 | 0.12785 | 280.3358 | 0.06441 | 0 | 0 | 0.12882 | 280.4853 | 0.064734 | 0 | 0 | 0.12947 | 280.7094 | 0.065221 | 0 | 0 | 0.13044 | 280.8588 | 0.065545 | 0 | 0 | 0.13109 | 281.0083 | 0.065869 | 0 | 0 | 0.13174
2017-05-07 19:00 | 254.9327 | 0.75985 |  | 267.6958 | 0.036994 | 0 | 0 | 0.073988 | 275.2184 | 0.05331 | 0 | 0 | 0.10662 | 281.3732 | 0.06666 | 0 | 0 | 0.13332 | 281.6011 | 0.067155 | 0 | 0 | 0.13431 | 281.7531 | 0.067484 | 0 | 0 | 0.13497 | 281.981 | 0.067979 | 0 | 0 | 0.13596 | 282.209 | 0.068473 | 0 | 0 | 0.13695 | 282.437 | 0.068968 | 0 | 0 | 0.13794 | 282.7409 | 0.069627 | 0 | 0 | 0.13925 | 282.9688 | 0.070121 | 0 | 0 | 0.14024 | 283.1208 | 0.070451 | 0 | 0 | 0.1409 | 283.3488 | 0.070945 | 0 | 0 | 0.14189 | 283.5007 | 0.071275 | 0 | 0 | 0.14255 | 283.7287 | 0.071769 | 0 | 0 | 0.14354 | 283.9567 | 0.072264 | 0 | 0 | 0.14453 | 284.1086 | 0.072593 | 0 | 0 | 0.14519 | 284.3366 | 0.073088 | 0 | 0 | 0.14618 | 284.5645 | 0.073582 | 0 | 0 | 0.14716 | 284.6405 | 0.073747 | 0 | 0 | 0.14749 | 284.8685 | 0.074242 | 0 | 0 | 0.14848 | 285.0964 | 0.074736 | 0 | 0 | 0.14947 | 285.2484 | 0.075066 | 0 | 0 | 0.15013 | 285.4764 | 0.07556 | 0 | 0 | 0.15112 | 285.6283 | 0.07589 | 0 | 0 | 0.15178 | 285.7803 | 0.076219 | 0 | 0 | 0.15244
2017-05-07 20:00 | 247.0127 | 0.73625 |  | 259.3793 | 0.018956 | 0 | 0 | 0.037911 | 266.6681 | 0.034765 | 0 | 0 | 0.06953 | 272.6317 | 0.0477 | 0 | 0 | 0.0954 | 272.8526 | 0.048179 | 0 | 0 | 0.096358 | 272.9998 | 0.048498 | 0 | 0 | 0.096997 | 273.2207 | 0.048978 | 0 | 0 | 0.097955 | 273.4416 | 0.049457 | 0 | 0 | 0.098913 | 273.6625 | 0.049936 | 0 | 0 | 0.099871 | 273.957 | 0.050574 | 0 | 0 | 0.10115 | 274.1778 | 0.051054 | 0 | 0 | 0.10211 | 274.3251 | 0.051373 | 0 | 0 | 0.10275 | 274.5459 | 0.051852 | 0 | 0 | 0.1037 | 274.6932 | 0.052171 | 0 | 0 | 0.10434 | 274.9141 | 0.05265 | 0 | 0 | 0.1053 | 275.1349 | 0.05313 | 0 | 0 | 0.10626 | 275.2822 | 0.053449 | 0 | 0 | 0.1069 | 275.5031 | 0.053928 | 0 | 0 | 0.10786 | 275.7239 | 0.054407 | 0 | 0 | 0.10881 | 275.7976 | 0.054567 | 0 | 0 | 0.10913 | 276.0184 | 0.055046 | 0 | 0 | 0.11009 | 276.2393 | 0.055525 | 0 | 0 | 0.11105 | 276.3866 | 0.055844 | 0 | 0 | 0.11169 | 276.6074 | 0.056323 | 0 | 0 | 0.11265 | 276.7547 | 0.056643 | 0 | 0 | 0.11329 | 276.9019 | 0.056962 | 0 | 0 | 0.11392
2017-05-07 21:00 | 254.1281 | 0.75745 |  | 266.8509 | 0.035161 | 0 | 0 | 0.070323 | 274.3497 | 0.051426 | 0 | 0 | 0.10285 | 280.4851 | 0.064734 | 0 | 0 | 0.12947 | 280.7123 | 0.065227 | 0 | 0 | 0.13045 | 280.8638 | 0.065555 | 0 | 0 | 0.13111 | 281.091 | 0.066048 | 0 | 0 | 0.1321 | 281.3183 | 0.066541 | 0 | 0 | 0.13308 | 281.5455 | 0.067034 | 0 | 0 | 0.13407 | 281.8485 | 0.067691 | 0 | 0 | 0.13538 | 282.0757 | 0.068184 | 0 | 0 | 0.13637 | 282.2272 | 0.068513 | 0 | 0 | 0.13703 | 282.4545 | 0.069006 | 0 | 0 | 0.13801 | 282.606 | 0.069334 | 0 | 0 | 0.13867 | 282.8332 | 0.069827 | 0 | 0 | 0.13965 | 283.0604 | 0.07032 | 0 | 0 | 0.14064 | 283.2119 | 0.070648 | 0 | 0 | 0.1413 | 283.4392 | 0.071141 | 0 | 0 | 0.14228 | 283.6664 | 0.071634 | 0 | 0 | 0.14327 | 283.7421 | 0.071799 | 0 | 0 | 0.1436 | 283.9694 | 0.072291 | 0 | 0 | 0.14458 | 284.1966 | 0.072784 | 0 | 0 | 0.14557 | 284.3481 | 0.073113 | 0 | 0 | 0.14623 | 284.5753 | 0.073606 | 0 | 0 | 0.14721 | 284.7268 | 0.073934 | 0 | 0 | 0.14787 | 284.8783 | 0.074263 | 0 | 0 | 0.14853
2017-05-07 22:00 | 255.206 | 0.76067 |  | 267.9828 | 0.037617 | 0 | 0 | 0.075233 | 275.5134 | 0.05395 | 0 | 0 | 0.1079 | 281.6748 | 0.067315 | 0 | 0 | 0.13463 | 281.903 | 0.067809 | 0 | 0 | 0.13562 | 282.0552 | 0.068139 | 0 | 0 | 0.13628 | 282.2834 | 0.068634 | 0 | 0 | 0.13727 | 282.5116 | 0.069129 | 0 | 0 | 0.13826 | 282.7398 | 0.069624 | 0 | 0 | 0.13925 | 283.044 | 0.070284 | 0 | 0 | 0.14057 | 283.2722 | 0.070779 | 0 | 0 | 0.14156 | 283.4244 | 0.071109 | 0 | 0 | 0.14222 | 283.6526 | 0.071604 | 0 | 0 | 0.14321 | 283.8047 | 0.071934 | 0 | 0 | 0.14387 | 284.0329 | 0.072429 | 0 | 0 | 0.14486 | 284.2611 | 0.072924 | 0 | 0 | 0.14585 | 284.4132 | 0.073254 | 0 | 0 | 0.14651 | 284.6414 | 0.073749 | 0 | 0 | 0.1475 | 284.8696 | 0.074244 | 0 | 0 | 0.14849 | 284.9457 | 0.074409 | 0 | 0 | 0.14882 | 285.1739 | 0.074904 | 0 | 0 | 0.14981 | 285.4021 | 0.075399 | 0 | 0 | 0.1508 | 285.5542 | 0.075729 | 0 | 0 | 0.15146 | 285.7824 | 0.076224 | 0 | 0 | 0.15245 | 285.9346 | 0.076554 | 0 | 0 | 0.15311 | 286.0867 | 0.076884 | 0 | 0 | 0.15377
2017-05-07 23:00 | 256.6882 | 0.76508 |  | 269.5392 | 0.040992 | 0 | 0 | 0.081985 | 277.1135 | 0.057421 | 0 | 0 | 0.11484 | 283.3107 | 0.070863 | 0 | 0 | 0.14173 | 283.5403 | 0.071361 | 0 | 0 | 0.14272 | 283.6933 | 0.071693 | 0 | 0 | 0.14339 | 283.9228 | 0.07219 | 0 | 0 | 0.14438 | 284.1523 | 0.072688 | 0 | 0 | 0.14538 | 284.3819 | 0.073186 | 0 | 0 | 0.14637 | 284.6879 | 0.07385 | 0 | 0 | 0.1477 | 284.9174 | 0.074348 | 0 | 0 | 0.1487 | 285.0704 | 0.07468 | 0 | 0 | 0.14936 | 285.3 | 0.075177 | 0 | 0 | 0.15035 | 285.453 | 0.075509 | 0 | 0 | 0.15102 | 285.6825 | 0.076007 | 0 | 0 | 0.15201 | 285.912 | 0.076505 | 0 | 0 | 0.15301 | 286.065 | 0.076837 | 0 | 0 | 0.15367 | 286.2946 | 0.077335 | 0 | 0 | 0.15467 | 286.5241 | 0.077833 | 0 | 0 | 0.15567 | 286.6006 | 0.077999 | 0 | 0 | 0.156 | 286.8301 | 0.078496 | 0 | 0 | 0.15699 | 287.0596 | 0.078994 | 0 | 0 | 0.15799 | 287.2127 | 0.079326 | 0 | 0 | 0.15865 | 287.4422 | 0.079824 | 0 | 0 | 0.15965 | 287.5952 | 0.080156 | 0 | 0 | 0.16031 | 287.7482 | 0.080488 | 0 | 0 | 0.16098
2017-05-08 | 251.3382 | 0.74914 |  | 263.9214 | 0.028807 | 0 | 0 | 0.057615 | 271.3378 | 0.044894 | 0 | 0 | 0.089787 | 277.4059 | 0.058055 | 0 | 0 | 0.11611 | 277.6306 | 0.058543 | 0 | 0 | 0.11709 | 277.7804 | 0.058868 | 0 | 0 | 0.11774 | 278.0052 | 0.059355 | 0 | 0 | 0.11871 | 278.2299 | 0.059843 | 0 | 0 | 0.11969 | 278.4546 | 0.06033 | 0 | 0 | 0.12066 | 278.7543 | 0.06098 | 0 | 0 | 0.12196 | 278.979 | 0.061467 | 0 | 0 | 0.12293 | 279.1289 | 0.061792 | 0 | 0 | 0.12358 | 279.3536 | 0.06228 | 0 | 0 | 0.12456 | 279.5034 | 0.062605 | 0 | 0 | 0.12521 | 279.7282 | 0.063092 | 0 | 0 | 0.12618 | 279.9529 | 0.06358 | 0 | 0 | 0.12716 | 280.1028 | 0.063905 | 0 | 0 | 0.12781 | 280.3275 | 0.064392 | 0 | 0 | 0.12878 | 280.5522 | 0.06488 | 0 | 0 | 0.12976 | 280.6272 | 0.065042 | 0 | 0 | 0.13008 | 280.8519 | 0.06553 | 0 | 0 | 0.13106 | 281.0766 | 0.066017 | 0 | 0 | 0.13203 | 281.2265 | 0.066342 | 0 | 0 | 0.13268 | 281.4512 | 0.066829 | 0 | 0 | 0.13366 | 281.601 | 0.067154 | 0 | 0 | 0.13431 | 281.7509 | 0.067479 | 0 | 0 | 0.13496
2017-05-08 01:00 | 252.3797 | 0.75224 |  | 265.015 | 0.031179 | 0 | 0 | 0.062359 | 272.4622 | 0.047332 | 0 | 0 | 0.094665 | 278.5554 | 0.060549 | 0 | 0 | 0.1211 | 278.7811 | 0.061038 | 0 | 0 | 0.12208 | 278.9315 | 0.061364 | 0 | 0 | 0.12273 | 279.1572 | 0.061854 | 0 | 0 | 0.12371 | 279.3829 | 0.062343 | 0 | 0 | 0.12469 | 279.6085 | 0.062833 | 0 | 0 | 0.12567 | 279.9094 | 0.063485 | 0 | 0 | 0.12697 | 280.1351 | 0.063975 | 0 | 0 | 0.12795 | 280.2856 | 0.064301 | 0 | 0 | 0.1286 | 280.5112 | 0.064791 | 0 | 0 | 0.12958 | 280.6617 | 0.065117 | 0 | 0 | 0.13023 | 280.8874 | 0.065607 | 0 | 0 | 0.13121 | 281.113 | 0.066096 | 0 | 0 | 0.13219 | 281.2635 | 0.066422 | 0 | 0 | 0.13284 | 281.4892 | 0.066912 | 0 | 0 | 0.13382 | 281.7148 | 0.067401 | 0 | 0 | 0.1348 | 281.7901 | 0.067564 | 0 | 0 | 0.13513 | 282.0157 | 0.068054 | 0 | 0 | 0.13611 | 282.2414 | 0.068543 | 0 | 0 | 0.13709 | 282.3918 | 0.06887 | 0 | 0 | 0.13774 | 282.6175 | 0.069359 | 0 | 0 | 0.13872 | 282.768 | 0.069686 | 0 | 0 | 0.13937 | 282.9184 | 0.070012 | 0 | 0 | 0.14002
2017-05-08 02:00 | 251.8822 | 0.75076 |  | 264.4926 | 0.030046 | 0 | 0 | 0.060093 | 271.9251 | 0.046167 | 0 | 0 | 0.092335 | 278.0063 | 0.059357 | 0 | 0 | 0.11871 | 278.2315 | 0.059846 | 0 | 0 | 0.11969 | 278.3817 | 0.060172 | 0 | 0 | 0.12034 | 278.6069 | 0.06066 | 0 | 0 | 0.12132 | 278.8321 | 0.061149 | 0 | 0 | 0.1223 | 279.0573 | 0.061637 | 0 | 0 | 0.12327 | 279.3576 | 0.062289 | 0 | 0 | 0.12458 | 279.5829 | 0.062777 | 0 | 0 | 0.12555 | 279.733 | 0.063103 | 0 | 0 | 0.12621 | 279.9583 | 0.063591 | 0 | 0 | 0.12718 | 280.1084 | 0.063917 | 0 | 0 | 0.12783 | 280.3336 | 0.064405 | 0 | 0 | 0.12881 | 280.5589 | 0.064894 | 0 | 0 | 0.12979 | 280.709 | 0.06522 | 0 | 0 | 0.13044 | 280.9342 | 0.065708 | 0 | 0 | 0.13142 | 281.1595 | 0.066197 | 0 | 0 | 0.13239 | 281.2345 | 0.06636 | 0 | 0 | 0.13272 | 281.4598 | 0.066848 | 0 | 0 | 0.1337 | 281.685 | 0.067337 | 0 | 0 | 0.13467 | 281.8352 | 0.067662 | 0 | 0 | 0.13532 | 282.0604 | 0.068151 | 0 | 0 | 0.1363 | 282.2105 | 0.068476 | 0 | 0 | 0.13695 | 282.3607 | 0.068802 | 0 | 0 | 0.1376
2017-05-08 03:00 | 249.3034 | 0.74307 |  | 261.7847 | 0.024173 | 0 | 0 | 0.048346 | 269.1411 | 0.040129 | 0 | 0 | 0.080258 | 275.16 | 0.053184 | 0 | 0 | 0.10637 | 275.3829 | 0.053667 | 0 | 0 | 0.10733 | 275.5315 | 0.05399 | 0 | 0 | 0.10798 | 275.7545 | 0.054473 | 0 | 0 | 0.10895 | 275.9774 | 0.054957 | 0 | 0 | 0.10991 | 276.2003 | 0.05544 | 0 | 0 | 0.11088 | 276.4975 | 0.056085 | 0 | 0 | 0.11217 | 276.7204 | 0.056568 | 0 | 0 | 0.11314 | 276.8691 | 0.056891 | 0 | 0 | 0.11378 | 277.092 | 0.057374 | 0 | 0 | 0.11475 | 277.2406 | 0.057697 | 0 | 0 | 0.11539 | 277.4635 | 0.05818 | 0 | 0 | 0.11636 | 277.6864 | 0.058664 | 0 | 0 | 0.11733 | 277.8351 | 0.058986 | 0 | 0 | 0.11797 | 278.058 | 0.05947 | 0 | 0 | 0.11894 | 278.2809 | 0.059953 | 0 | 0 | 0.11991 | 278.3552 | 0.060114 | 0 | 0 | 0.12023 | 278.5781 | 0.060598 | 0 | 0 | 0.1212 | 278.8011 | 0.061081 | 0 | 0 | 0.12216 | 278.9497 | 0.061404 | 0 | 0 | 0.12281 | 279.1726 | 0.061887 | 0 | 0 | 0.12377 | 279.3212 | 0.06221 | 0 | 0 | 0.12442 | 279.4698 | 0.062532 | 0 | 0 | 0.12506
2017-05-08 04:00 | 254.0545 | 0.75723 |  | 266.7737 | 0.034994 | 0 | 0 | 0.069988 | 274.2703 | 0.051254 | 0 | 0 | 0.10251 | 280.4039 | 0.064558 | 0 | 0 | 0.12912 | 280.6311 | 0.065051 | 0 | 0 | 0.1301 | 280.7825 | 0.065379 | 0 | 0 | 0.13076 | 281.0097 | 0.065872 | 0 | 0 | 0.13174 | 281.2369 | 0.066365 | 0 | 0 | 0.13273 | 281.4641 | 0.066857 | 0 | 0 | 0.13371 | 281.767 | 0.067514 | 0 | 0 | 0.13503 | 281.9941 | 0.068007 | 0 | 0 | 0.13601 | 282.1456 | 0.068336 | 0 | 0 | 0.13667 | 282.3727 | 0.068828 | 0 | 0 | 0.13766 | 282.5242 | 0.069157 | 0 | 0 | 0.13831 | 282.7514 | 0.06965 | 0 | 0 | 0.1393 | 282.9785 | 0.070142 | 0 | 0 | 0.14028 | 283.13 | 0.070471 | 0 | 0 | 0.14094 | 283.3571 | 0.070963 | 0 | 0 | 0.14193 | 283.5843 | 0.071456 | 0 | 0 | 0.14291 | 283.66 | 0.07162 | 0 | 0 | 0.14324 | 283.8872 | 0.072113 | 0 | 0 | 0.14423 | 284.1144 | 0.072606 | 0 | 0 | 0.14521 | 284.2658 | 0.072934 | 0 | 0 | 0.14587 | 284.493 | 0.073427 | 0 | 0 | 0.14685 | 284.6444 | 0.073756 | 0 | 0 | 0.14751 | 284.7959 | 0.074084 | 0 | 0 | 0.14817
2017-05-08 05:00 | 249.5298 | 0.74375 |  | 262.0224 | 0.024688 | 0 | 0 | 0.049377 | 269.3855 | 0.040659 | 0 | 0 | 0.081318 | 275.4099 | 0.053726 | 0 | 0 | 0.10745 | 275.633 | 0.05421 | 0 | 0 | 0.10842 | 275.7818 | 0.054532 | 0 | 0 | 0.10906 | 276.0049 | 0.055016 | 0 | 0 | 0.11003 | 276.228 | 0.0555 | 0 | 0 | 0.111 | 276.4511 | 0.055984 | 0 | 0 | 0.11197 | 276.7486 | 0.05663 | 0 | 0 | 0.11326 | 276.9718 | 0.057114 | 0 | 0 | 0.11423 | 277.1205 | 0.057436 | 0 | 0 | 0.11487 | 277.3436 | 0.05792 | 0 | 0 | 0.11584 | 277.4924 | 0.058243 | 0 | 0 | 0.11649 | 277.7155 | 0.058727 | 0 | 0 | 0.11745 | 277.9386 | 0.059211 | 0 | 0 | 0.11842 | 278.0874 | 0.059533 | 0 | 0 | 0.11907 | 278.3105 | 0.060017 | 0 | 0 | 0.12003 | 278.5336 | 0.060501 | 0 | 0 | 0.121 | 278.608 | 0.060663 | 0 | 0 | 0.12133 | 278.8311 | 0.061147 | 0 | 0 | 0.12229 | 279.0542 | 0.061631 | 0 | 0 | 0.12326 | 279.203 | 0.061953 | 0 | 0 | 0.12391 | 279.4261 | 0.062437 | 0 | 0 | 0.12487 | 279.5749 | 0.06276 | 0 | 0 | 0.12552 | 279.7236 | 0.063082 | 0 | 0 | 0.12616
2017-05-08 06:00 | 252.3653 | 0.7522 |  | 264.9999 | 0.031147 | 0 | 0 | 0.062293 | 272.4467 | 0.047299 | 0 | 0 | 0.094597 | 278.5395 | 0.060514 | 0 | 0 | 0.12103 | 278.7652 | 0.061003 | 0 | 0 | 0.12201 | 278.9156 | 0.06133 | 0 | 0 | 0.12266 | 279.1413 | 0.061819 | 0 | 0 | 0.12364 | 279.3669 | 0.062309 | 0 | 0 | 0.12462 | 279.5926 | 0.062798 | 0 | 0 | 0.1256 | 279.8935 | 0.063451 | 0 | 0 | 0.1269 | 280.1191 | 0.06394 | 0 | 0 | 0.12788 | 280.2696 | 0.064267 | 0 | 0 | 0.12853 | 280.4952 | 0.064756 | 0 | 0 | 0.12951 | 280.6457 | 0.065082 | 0 | 0 | 0.13016 | 280.8713 | 0.065572 | 0 | 0 | 0.13114 | 281.097 | 0.066061 | 0 | 0 | 0.13212 | 281.2474 | 0.066388 | 0 | 0 | 0.13278 | 281.4731 | 0.066877 | 0 | 0 | 0.13375 | 281.6987 | 0.067366 | 0 | 0 | 0.13473 | 281.774 | 0.06753 | 0 | 0 | 0.13506 | 281.9996 | 0.068019 | 0 | 0 | 0.13604 | 282.2253 | 0.068508 | 0 | 0 | 0.13702 | 282.3757 | 0.068835 | 0 | 0 | 0.13767 | 282.6014 | 0.069324 | 0 | 0 | 0.13865 | 282.7518 | 0.069651 | 0 | 0 | 0.1393 | 282.9023 | 0.069977 | 0 | 0 | 0.13995
2017-05-08 07:00 | 255.96 | 0.76291 |  | 268.7746 | 0.039334 | 0 | 0 | 0.078668 | 276.3274 | 0.055716 | 0 | 0 | 0.11143 | 282.507 | 0.06912 | 0 | 0 | 0.13824 | 282.7359 | 0.069616 | 0 | 0 | 0.13923 | 282.8885 | 0.069947 | 0 | 0 | 0.13989 | 283.1174 | 0.070443 | 0 | 0 | 0.14089 | 283.3462 | 0.07094 | 0 | 0 | 0.14188 | 283.5751 | 0.071436 | 0 | 0 | 0.14287 | 283.8803 | 0.072098 | 0 | 0 | 0.1442 | 284.1092 | 0.072595 | 0 | 0 | 0.14519 | 284.2617 | 0.072926 | 0 | 0 | 0.14585 | 284.4906 | 0.073422 | 0 | 0 | 0.14684 | 284.6432 | 0.073753 | 0 | 0 | 0.14751 | 284.8721 | 0.074249 | 0 | 0 | 0.1485 | 285.1009 | 0.074746 | 0 | 0 | 0.14949 | 285.2535 | 0.075077 | 0 | 0 | 0.15015 | 285.4824 | 0.075573 | 0 | 0 | 0.15115 | 285.7113 | 0.07607 | 0 | 0 | 0.15214 | 285.7876 | 0.076235 | 0 | 0 | 0.15247 | 286.0164 | 0.076732 | 0 | 0 | 0.15346 | 286.2453 | 0.077228 | 0 | 0 | 0.15446 | 286.3979 | 0.077559 | 0 | 0 | 0.15512 | 286.6268 | 0.078055 | 0 | 0 | 0.15611 | 286.7794 | 0.078386 | 0 | 0 | 0.15677 | 286.9319 | 0.078717 | 0 | 0 | 0.15743
2017-05-08 08:00 | 238.3146 | 0.71032 |  | 250.2458 | 0 | 0 | 0 | 0 | 257.278 | 0.014398 | 0 | 0 | 0.028795 | 263.0316 | 0.026877 | 0 | 0 | 0.053755 | 263.2446 | 0.027339 | 0 | 0 | 0.054679 | 263.3867 | 0.027648 | 0 | 0 | 0.055295 | 263.5998 | 0.02811 | 0 | 0 | 0.05622 | 263.8129 | 0.028572 | 0 | 0 | 0.057144 | 264.026 | 0.029034 | 0 | 0 | 0.058068 | 264.3101 | 0.029651 | 0 | 0 | 0.059301 | 264.5232 | 0.030113 | 0 | 0 | 0.060225 | 264.6653 | 0.030421 | 0 | 0 | 0.060842 | 264.8784 | 0.030883 | 0 | 0 | 0.061766 | 265.0204 | 0.031191 | 0 | 0 | 0.062382 | 265.2335 | 0.031653 | 0 | 0 | 0.063307 | 265.4466 | 0.032116 | 0 | 0 | 0.064231 | 265.5887 | 0.032424 | 0 | 0 | 0.064847 | 265.8018 | 0.032886 | 0 | 0 | 0.065772 | 266.0149 | 0.033348 | 0 | 0 | 0.066696 | 266.0859 | 0.033502 | 0 | 0 | 0.067004 | 266.299 | 0.033964 | 0 | 0 | 0.067929 | 266.5121 | 0.034427 | 0 | 0 | 0.068853 | 266.6542 | 0.034735 | 0 | 0 | 0.06947 | 266.8673 | 0.035197 | 0 | 0 | 0.070394 | 267.0093 | 0.035505 | 0 | 0 | 0.07101 | 267.1514 | 0.035813 | 0 | 0 | 0.071626
2017-05-08 09:00 | 249.5235 | 0.74373 |  | 262.0158 | 0.024674 | 0 | 0 | 0.049348 | 269.3787 | 0.040644 | 0 | 0 | 0.081289 | 275.4029 | 0.053711 | 0 | 0 | 0.10742 | 275.6261 | 0.054195 | 0 | 0 | 0.10839 | 275.7748 | 0.054517 | 0 | 0 | 0.10903 | 275.9979 | 0.055001 | 0 | 0 | 0.11 | 276.221 | 0.055485 | 0 | 0 | 0.11097 | 276.4442 | 0.055969 | 0 | 0 | 0.11194 | 276.7417 | 0.056614 | 0 | 0 | 0.11323 | 276.9648 | 0.057098 | 0 | 0 | 0.1142 | 277.1135 | 0.057421 | 0 | 0 | 0.11484 | 277.3366 | 0.057905 | 0 | 0 | 0.11581 | 277.4854 | 0.058228 | 0 | 0 | 0.11646 | 277.7085 | 0.058712 | 0 | 0 | 0.11742 | 277.9316 | 0.059196 | 0 | 0 | 0.11839 | 278.0804 | 0.059518 | 0 | 0 | 0.11904 | 278.3035 | 0.060002 | 0 | 0 | 0.12 | 278.5266 | 0.060486 | 0 | 0 | 0.12097 | 278.601 | 0.060647 | 0 | 0 | 0.12129 | 278.8241 | 0.061131 | 0 | 0 | 0.12226 | 279.0472 | 0.061615 | 0 | 0 | 0.12323 | 279.196 | 0.061938 | 0 | 0 | 0.12388 | 279.4191 | 0.062422 | 0 | 0 | 0.12484 | 279.5678 | 0.062744 | 0 | 0 | 0.12549 | 279.7166 | 0.063067 | 0 | 0 | 0.12613
2017-05-08 10:00 | 241.7437 | 0.72054 |  | 253.8465 | 0.0069549 | 0 | 0 | 0.01391 | 260.9799 | 0.022427 | 0 | 0 | 0.044854 | 266.8163 | 0.035086 | 0 | 0 | 0.070173 | 267.0324 | 0.035555 | 0 | 0 | 0.07111 | 267.1765 | 0.035868 | 0 | 0 | 0.071735 | 267.3927 | 0.036337 | 0 | 0 | 0.072673 | 267.6088 | 0.036805 | 0 | 0 | 0.073611 | 267.825 | 0.037274 | 0 | 0 | 0.074549 | 268.1132 | 0.037899 | 0 | 0 | 0.075799 | 268.3294 | 0.038368 | 0 | 0 | 0.076737 | 268.4735 | 0.038681 | 0 | 0 | 0.077362 | 268.6897 | 0.03915 | 0 | 0 | 0.078299 | 268.8338 | 0.039462 | 0 | 0 | 0.078925 | 269.0499 | 0.039931 | 0 | 0 | 0.079862 | 269.2661 | 0.0404 | 0 | 0 | 0.0808 | 269.4102 | 0.040713 | 0 | 0 | 0.081425 | 269.6264 | 0.041181 | 0 | 0 | 0.082363 | 269.8425 | 0.04165 | 0 | 0 | 0.083301 | 269.9146 | 0.041807 | 0 | 0 | 0.083613 | 270.1307 | 0.042275 | 0 | 0 | 0.084551 | 270.3469 | 0.042744 | 0 | 0 | 0.085489 | 270.491 | 0.043057 | 0 | 0 | 0.086114 | 270.7072 | 0.043526 | 0 | 0 | 0.087051 | 270.8513 | 0.043838 | 0 | 0 | 0.087677 | 270.9954 | 0.044151 | 0 | 0 | 0.088302
2017-05-08 11:00 | 255.428 | 0.76133 |  | 268.216 | 0.038122 | 0 | 0 | 0.076245 | 275.7531 | 0.05447 | 0 | 0 | 0.10894 | 281.9199 | 0.067846 | 0 | 0 | 0.13569 | 282.1483 | 0.068341 | 0 | 0 | 0.13668 | 282.3005 | 0.068672 | 0 | 0 | 0.13734 | 282.5289 | 0.069167 | 0 | 0 | 0.13833 | 282.7573 | 0.069662 | 0 | 0 | 0.13932 | 282.9857 | 0.070158 | 0 | 0 | 0.14032 | 283.2903 | 0.070818 | 0 | 0 | 0.14164 | 283.5187 | 0.071314 | 0 | 0 | 0.14263 | 283.6709 | 0.071644 | 0 | 0 | 0.14329 | 283.8993 | 0.072139 | 0 | 0 | 0.14428 | 284.0516 | 0.07247 | 0 | 0 | 0.14494 | 284.28 | 0.072965 | 0 | 0 | 0.14593 | 284.5084 | 0.073461 | 0 | 0 | 0.14692 | 284.6607 | 0.073791 | 0 | 0 | 0.14758 | 284.8891 | 0.074286 | 0 | 0 | 0.14857 | 285.1175 | 0.074782 | 0 | 0 | 0.14956 | 285.1936 | 0.074947 | 0 | 0 | 0.14989 | 285.422 | 0.075442 | 0 | 0 | 0.15088 | 285.6504 | 0.075938 | 0 | 0 | 0.15188 | 285.8026 | 0.076268 | 0 | 0 | 0.15254 | 286.031 | 0.076763 | 0 | 0 | 0.15353 | 286.1833 | 0.077093 | 0 | 0 | 0.15419 | 286.3356 | 0.077424 | 0 | 0 | 0.15485
2017-05-08 12:00 | 254.0034 | 0.75708 |  | 266.72 | 0.034878 | 0 | 0 | 0.069755 | 274.2151 | 0.051134 | 0 | 0 | 0.10227 | 280.3475 | 0.064436 | 0 | 0 | 0.12887 | 280.5746 | 0.064928 | 0 | 0 | 0.12986 | 280.726 | 0.065257 | 0 | 0 | 0.13051 | 280.9531 | 0.065749 | 0 | 0 | 0.1315 | 281.1803 | 0.066242 | 0 | 0 | 0.13248 | 281.4074 | 0.066734 | 0 | 0 | 0.13347 | 281.7102 | 0.067391 | 0 | 0 | 0.13478 | 281.9373 | 0.067884 | 0 | 0 | 0.13577 | 282.0888 | 0.068212 | 0 | 0 | 0.13642 | 282.3159 | 0.068705 | 0 | 0 | 0.13741 | 282.4673 | 0.069033 | 0 | 0 | 0.13807 | 282.6944 | 0.069526 | 0 | 0 | 0.13905 | 282.9216 | 0.070019 | 0 | 0 | 0.14004 | 283.073 | 0.070347 | 0 | 0 | 0.14069 | 283.3001 | 0.07084 | 0 | 0 | 0.14168 | 283.5272 | 0.071332 | 0 | 0 | 0.14266 | 283.6029 | 0.071497 | 0 | 0 | 0.14299 | 283.8301 | 0.071989 | 0 | 0 | 0.14398 | 284.0572 | 0.072482 | 0 | 0 | 0.14496 | 284.2086 | 0.07281 | 0 | 0 | 0.14562 | 284.4357 | 0.073303 | 0 | 0 | 0.14661 | 284.5871 | 0.073631 | 0 | 0 | 0.14726 | 284.7385 | 0.07396 | 0 | 0 | 0.14792
2017-05-08 13:00 | 246.0163 | 0.73328 |  | 258.333 | 0.016686 | 0 | 0 | 0.033372 | 265.5925 | 0.032432 | 0 | 0 | 0.064864 | 271.532 | 0.045315 | 0 | 0 | 0.090629 | 271.752 | 0.045792 | 0 | 0 | 0.091584 | 271.8986 | 0.04611 | 0 | 0 | 0.09222 | 272.1186 | 0.046587 | 0 | 0 | 0.093174 | 272.3386 | 0.047064 | 0 | 0 | 0.094128 | 272.5586 | 0.047541 | 0 | 0 | 0.095083 | 272.8519 | 0.048178 | 0 | 0 | 0.096355 | 273.0719 | 0.048655 | 0 | 0 | 0.097309 | 273.2185 | 0.048973 | 0 | 0 | 0.097946 | 273.4385 | 0.04945 | 0 | 0 | 0.0989 | 273.5852 | 0.049768 | 0 | 0 | 0.099536 | 273.8051 | 0.050245 | 0 | 0 | 0.10049 | 274.0251 | 0.050722 | 0 | 0 | 0.10144 | 274.1718 | 0.05104 | 0 | 0 | 0.10208 | 274.3918 | 0.051518 | 0 | 0 | 0.10304 | 274.6117 | 0.051995 | 0 | 0 | 0.10399 | 274.6851 | 0.052154 | 0 | 0 | 0.10431 | 274.9051 | 0.052631 | 0 | 0 | 0.10526 | 275.125 | 0.053108 | 0 | 0 | 0.10622 | 275.2717 | 0.053426 | 0 | 0 | 0.10685 | 275.4917 | 0.053903 | 0 | 0 | 0.10781 | 275.6383 | 0.054221 | 0 | 0 | 0.10844 | 275.785 | 0.054539 | 0 | 0 | 0.10908
2017-05-08 14:00 | 239.8416 | 0.71487 |  | 251.8492 | 0.0026228 | 0 | 0 | 0.0052457 | 258.9265 | 0.017973 | 0 | 0 | 0.035947 | 264.7169 | 0.030533 | 0 | 0 | 0.061066 | 264.9314 | 0.030998 | 0 | 0 | 0.061996 | 265.0744 | 0.031308 | 0 | 0 | 0.062616 | 265.2888 | 0.031773 | 0 | 0 | 0.063547 | 265.5033 | 0.032238 | 0 | 0 | 0.064477 | 265.7177 | 0.032704 | 0 | 0 | 0.065407 | 266.0037 | 0.033324 | 0 | 0 | 0.066648 | 266.2182 | 0.033789 | 0 | 0 | 0.067578 | 266.3611 | 0.034099 | 0 | 0 | 0.068198 | 266.5756 | 0.034564 | 0 | 0 | 0.069129 | 266.7186 | 0.034874 | 0 | 0 | 0.069749 | 266.933 | 0.03534 | 0 | 0 | 0.070679 | 267.1475 | 0.035805 | 0 | 0 | 0.071609 | 267.2905 | 0.036115 | 0 | 0 | 0.07223 | 267.5049 | 0.03658 | 0 | 0 | 0.07316 | 267.7194 | 0.037045 | 0 | 0 | 0.07409 | 267.7909 | 0.0372 | 0 | 0 | 0.0744 | 268.0053 | 0.037665 | 0 | 0 | 0.075331 | 268.2198 | 0.038131 | 0 | 0 | 0.076261 | 268.3628 | 0.038441 | 0 | 0 | 0.076881 | 268.5772 | 0.038906 | 0 | 0 | 0.077812 | 268.7202 | 0.039216 | 0 | 0 | 0.078432 | 268.8632 | 0.039526 | 0 | 0 | 0.079052
2017-05-08 15:00 | 246.8731 | 0.73583 |  | 259.2328 | 0.018638 | 0 | 0 | 0.037275 | 266.5175 | 0.034438 | 0 | 0 | 0.068876 | 272.4777 | 0.047366 | 0 | 0 | 0.094732 | 272.6984 | 0.047845 | 0 | 0 | 0.095689 | 272.8456 | 0.048164 | 0 | 0 | 0.096328 | 273.0664 | 0.048643 | 0 | 0 | 0.097286 | 273.2871 | 0.049122 | 0 | 0 | 0.098243 | 273.5078 | 0.0496 | 0 | 0 | 0.099201 | 273.8022 | 0.050239 | 0 | 0 | 0.10048 | 274.0229 | 0.050718 | 0 | 0 | 0.10144 | 274.1701 | 0.051037 | 0 | 0 | 0.10207 | 274.3908 | 0.051516 | 0 | 0 | 0.10303 | 274.538 | 0.051835 | 0 | 0 | 0.10367 | 274.7588 | 0.052314 | 0 | 0 | 0.10463 | 274.9795 | 0.052792 | 0 | 0 | 0.10558 | 275.1267 | 0.053112 | 0 | 0 | 0.10622 | 275.3474 | 0.05359 | 0 | 0 | 0.10718 | 275.5682 | 0.054069 | 0 | 0 | 0.10814 | 275.6418 | 0.054229 | 0 | 0 | 0.10846 | 275.8625 | 0.054708 | 0 | 0 | 0.10942 | 276.0833 | 0.055186 | 0 | 0 | 0.11037 | 276.2304 | 0.055506 | 0 | 0 | 0.11101 | 276.4512 | 0.055984 | 0 | 0 | 0.11197 | 276.5983 | 0.056304 | 0 | 0 | 0.11261 | 276.7455 | 0.056623 | 0 | 0 | 0.11325
2017-05-08 16:00 | 249.805 | 0.74457 |  | 262.3115 | 0.025315 | 0 | 0 | 0.050631 | 269.6827 | 0.041304 | 0 | 0 | 0.082607 | 275.7137 | 0.054385 | 0 | 0 | 0.10877 | 275.9371 | 0.054869 | 0 | 0 | 0.10974 | 276.086 | 0.055192 | 0 | 0 | 0.11038 | 276.3093 | 0.055677 | 0 | 0 | 0.11135 | 276.5327 | 0.056161 | 0 | 0 | 0.11232 | 276.7561 | 0.056646 | 0 | 0 | 0.11329 | 277.0539 | 0.057292 | 0 | 0 | 0.11458 | 277.2773 | 0.057776 | 0 | 0 | 0.11555 | 277.4262 | 0.058099 | 0 | 0 | 0.1162 | 277.6496 | 0.058584 | 0 | 0 | 0.11717 | 277.7985 | 0.058907 | 0 | 0 | 0.11781 | 278.0218 | 0.059391 | 0 | 0 | 0.11878 | 278.2452 | 0.059876 | 0 | 0 | 0.11975 | 278.3941 | 0.060199 | 0 | 0 | 0.1204 | 278.6175 | 0.060683 | 0 | 0 | 0.12137 | 278.8409 | 0.061168 | 0 | 0 | 0.12234 | 278.9153 | 0.061329 | 0 | 0 | 0.12266 | 279.1387 | 0.061814 | 0 | 0 | 0.12363 | 279.3621 | 0.062298 | 0 | 0 | 0.1246 | 279.511 | 0.062621 | 0 | 0 | 0.12524 | 279.7344 | 0.063106 | 0 | 0 | 0.12621 | 279.8833 | 0.063429 | 0 | 0 | 0.12686 | 280.0322 | 0.063752 | 0 | 0 | 0.1275
2017-05-08 17:00 | 250.0686 | 0.74535 |  | 262.5882 | 0.025916 | 0 | 0 | 0.051831 | 269.9672 | 0.041921 | 0 | 0 | 0.083842 | 276.0046 | 0.055016 | 0 | 0 | 0.11003 | 276.2282 | 0.055501 | 0 | 0 | 0.111 | 276.3773 | 0.055824 | 0 | 0 | 0.11165 | 276.6009 | 0.056309 | 0 | 0 | 0.11262 | 276.8245 | 0.056794 | 0 | 0 | 0.11359 | 277.0481 | 0.057279 | 0 | 0 | 0.11456 | 277.3463 | 0.057926 | 0 | 0 | 0.11585 | 277.5699 | 0.058411 | 0 | 0 | 0.11682 | 277.7189 | 0.058734 | 0 | 0 | 0.11747 | 277.9425 | 0.059219 | 0 | 0 | 0.11844 | 278.0916 | 0.059543 | 0 | 0 | 0.11909 | 278.3152 | 0.060028 | 0 | 0 | 0.12006 | 278.5388 | 0.060513 | 0 | 0 | 0.12103 | 278.6879 | 0.060836 | 0 | 0 | 0.12167 | 278.9115 | 0.061321 | 0 | 0 | 0.12264 | 279.1351 | 0.061806 | 0 | 0 | 0.12361 | 279.2096 | 0.061968 | 0 | 0 | 0.12394 | 279.4332 | 0.062453 | 0 | 0 | 0.12491 | 279.6569 | 0.062938 | 0 | 0 | 0.12588 | 279.8059 | 0.063261 | 0 | 0 | 0.12652 | 280.0295 | 0.063746 | 0 | 0 | 0.12749 | 280.1786 | 0.064069 | 0 | 0 | 0.12814 | 280.3277 | 0.064393 | 0 | 0 | 0.12879
2017-05-08 18:00 | 251.7378 | 0.75033 |  | 264.341 | 0.029717 | 0 | 0 | 0.059435 | 271.7692 | 0.045829 | 0 | 0 | 0.091659 | 277.8469 | 0.059012 | 0 | 0 | 0.11802 | 278.072 | 0.0595 | 0 | 0 | 0.119 | 278.2221 | 0.059826 | 0 | 0 | 0.11965 | 278.4472 | 0.060314 | 0 | 0 | 0.12063 | 278.6723 | 0.060802 | 0 | 0 | 0.1216 | 278.8974 | 0.06129 | 0 | 0 | 0.12258 | 279.1975 | 0.061941 | 0 | 0 | 0.12388 | 279.4226 | 0.062429 | 0 | 0 | 0.12486 | 279.5727 | 0.062755 | 0 | 0 | 0.12551 | 279.7978 | 0.063243 | 0 | 0 | 0.12649 | 279.9478 | 0.063569 | 0 | 0 | 0.12714 | 280.1729 | 0.064057 | 0 | 0 | 0.12811 | 280.398 | 0.064545 | 0 | 0 | 0.12909 | 280.5481 | 0.064871 | 0 | 0 | 0.12974 | 280.7732 | 0.065359 | 0 | 0 | 0.13072 | 280.9983 | 0.065847 | 0 | 0 | 0.13169 | 281.0733 | 0.06601 | 0 | 0 | 0.13202 | 281.2984 | 0.066498 | 0 | 0 | 0.133 | 281.5235 | 0.066986 | 0 | 0 | 0.13397 | 281.6736 | 0.067312 | 0 | 0 | 0.13462 | 281.8987 | 0.0678 | 0 | 0 | 0.1356 | 282.0488 | 0.068126 | 0 | 0 | 0.13625 | 282.1988 | 0.068451 | 0 | 0 | 0.1369
2017-05-08 19:00 | 253.2749 | 0.75491 |  | 265.9551 | 0.033218 | 0 | 0 | 0.066437 | 273.4287 | 0.049429 | 0 | 0 | 0.098857 | 279.5435 | 0.062692 | 0 | 0 | 0.12538 | 279.77 | 0.063183 | 0 | 0 | 0.12637 | 279.9209 | 0.06351 | 0 | 0 | 0.12702 | 280.1474 | 0.064002 | 0 | 0 | 0.128 | 280.3739 | 0.064493 | 0 | 0 | 0.12899 | 280.6004 | 0.064984 | 0 | 0 | 0.12997 | 280.9023 | 0.065639 | 0 | 0 | 0.13128 | 281.1288 | 0.06613 | 0 | 0 | 0.13226 | 281.2798 | 0.066458 | 0 | 0 | 0.13292 | 281.5063 | 0.066949 | 0 | 0 | 0.1339 | 281.6572 | 0.067276 | 0 | 0 | 0.13455 | 281.8837 | 0.067768 | 0 | 0 | 0.13554 | 282.1102 | 0.068259 | 0 | 0 | 0.13652 | 282.2612 | 0.068586 | 0 | 0 | 0.13717 | 282.4876 | 0.069078 | 0 | 0 | 0.13816 | 282.7141 | 0.069569 | 0 | 0 | 0.13914 | 282.7896 | 0.069732 | 0 | 0 | 0.13946 | 283.0161 | 0.070224 | 0 | 0 | 0.14045 | 283.2425 | 0.070715 | 0 | 0 | 0.14143 | 283.3935 | 0.071042 | 0 | 0 | 0.14208 | 283.62 | 0.071534 | 0 | 0 | 0.14307 | 283.771 | 0.071861 | 0 | 0 | 0.14372 | 283.922 | 0.072189 | 0 | 0 | 0.14438
2017-05-08 20:00 | 249.2792 | 0.743 |  | 261.7593 | 0.024118 | 0 | 0 | 0.048235 | 269.115 | 0.040072 | 0 | 0 | 0.080144 | 275.1333 | 0.053126 | 0 | 0 | 0.10625 | 275.3562 | 0.053609 | 0 | 0 | 0.10722 | 275.5048 | 0.053932 | 0 | 0 | 0.10786 | 275.7277 | 0.054415 | 0 | 0 | 0.10883 | 275.9506 | 0.054899 | 0 | 0 | 0.1098 | 276.1735 | 0.055382 | 0 | 0 | 0.11076 | 276.4707 | 0.056027 | 0 | 0 | 0.11205 | 276.6936 | 0.05651 | 0 | 0 | 0.11302 | 276.8422 | 0.056833 | 0 | 0 | 0.11367 | 277.0651 | 0.057316 | 0 | 0 | 0.11463 | 277.2137 | 0.057638 | 0 | 0 | 0.11528 | 277.4366 | 0.058122 | 0 | 0 | 0.11624 | 277.6595 | 0.058605 | 0 | 0 | 0.11721 | 277.8081 | 0.058928 | 0 | 0 | 0.11786 | 278.031 | 0.059411 | 0 | 0 | 0.11882 | 278.2539 | 0.059895 | 0 | 0 | 0.11979 | 278.3282 | 0.060056 | 0 | 0 | 0.12011 | 278.5511 | 0.060539 | 0 | 0 | 0.12108 | 278.774 | 0.061023 | 0 | 0 | 0.12205 | 278.9226 | 0.061345 | 0 | 0 | 0.12269 | 279.1455 | 0.061828 | 0 | 0 | 0.12366 | 279.2941 | 0.062151 | 0 | 0 | 0.1243 | 279.4427 | 0.062473 | 0 | 0 | 0.12495
2017-05-08 21:00 | 250.758 | 0.74741 |  | 263.3122 | 0.027486 | 0 | 0 | 0.054972 | 270.7115 | 0.043535 | 0 | 0 | 0.08707 | 276.7655 | 0.056666 | 0 | 0 | 0.11333 | 276.9897 | 0.057153 | 0 | 0 | 0.11431 | 277.1392 | 0.057477 | 0 | 0 | 0.11495 | 277.3635 | 0.057963 | 0 | 0 | 0.11593 | 277.5877 | 0.05845 | 0 | 0 | 0.1169 | 277.8119 | 0.058936 | 0 | 0 | 0.11787 | 278.1109 | 0.059584 | 0 | 0 | 0.11917 | 278.3351 | 0.060071 | 0 | 0 | 0.12014 | 278.4846 | 0.060395 | 0 | 0 | 0.12079 | 278.7088 | 0.060881 | 0 | 0 | 0.12176 | 278.8583 | 0.061205 | 0 | 0 | 0.12241 | 279.0825 | 0.061692 | 0 | 0 | 0.12338 | 279.3067 | 0.062178 | 0 | 0 | 0.12436 | 279.4562 | 0.062502 | 0 | 0 | 0.125 | 279.6804 | 0.062989 | 0 | 0 | 0.12598 | 279.9046 | 0.063475 | 0 | 0 | 0.12695 | 279.9794 | 0.063637 | 0 | 0 | 0.12727 | 280.2036 | 0.064123 | 0 | 0 | 0.12825 | 280.4278 | 0.06461 | 0 | 0 | 0.12922 | 280.5773 | 0.064934 | 0 | 0 | 0.12987 | 280.8015 | 0.06542 | 0 | 0 | 0.13084 | 280.951 | 0.065745 | 0 | 0 | 0.13149 | 281.1005 | 0.066069 | 0 | 0 | 0.13214
2017-05-08 22:00 | 253.6872 | 0.75614 |  | 266.388 | 0.034157 | 0 | 0 | 0.068315 | 273.8738 | 0.050394 | 0 | 0 | 0.10079 | 279.9985 | 0.063679 | 0 | 0 | 0.12736 | 280.2253 | 0.064171 | 0 | 0 | 0.12834 | 280.3766 | 0.064499 | 0 | 0 | 0.129 | 280.6034 | 0.064991 | 0 | 0 | 0.12998 | 280.8303 | 0.065483 | 0 | 0 | 0.13097 | 281.0571 | 0.065975 | 0 | 0 | 0.13195 | 281.3596 | 0.066631 | 0 | 0 | 0.13326 | 281.5864 | 0.067123 | 0 | 0 | 0.13425 | 281.7376 | 0.067451 | 0 | 0 | 0.1349 | 281.9645 | 0.067943 | 0 | 0 | 0.13589 | 282.1157 | 0.068271 | 0 | 0 | 0.13654 | 282.3425 | 0.068763 | 0 | 0 | 0.13753 | 282.5694 | 0.069255 | 0 | 0 | 0.13851 | 282.7206 | 0.069583 | 0 | 0 | 0.13917 | 282.9474 | 0.070075 | 0 | 0 | 0.14015 | 283.1743 | 0.070567 | 0 | 0 | 0.14113 | 283.2499 | 0.070731 | 0 | 0 | 0.14146 | 283.4767 | 0.071223 | 0 | 0 | 0.14245 | 283.7036 | 0.071715 | 0 | 0 | 0.14343 | 283.8548 | 0.072043 | 0 | 0 | 0.14409 | 284.0817 | 0.072535 | 0 | 0 | 0.14507 | 284.2329 | 0.072863 | 0 | 0 | 0.14573 | 284.3841 | 0.073191 | 0 | 0 | 0.14638
2017-05-08 23:00 | 258.4597 | 0.77036 |  | 271.3994 | 0.045027 | 0 | 0 | 0.090054 | 279.026 | 0.061569 | 0 | 0 | 0.12314 | 285.266 | 0.075104 | 0 | 0 | 0.15021 | 285.4971 | 0.075605 | 0 | 0 | 0.15121 | 285.6512 | 0.075939 | 0 | 0 | 0.15188 | 285.8823 | 0.076441 | 0 | 0 | 0.15288 | 286.1134 | 0.076942 | 0 | 0 | 0.15388 | 286.3445 | 0.077443 | 0 | 0 | 0.15489 | 286.6526 | 0.078111 | 0 | 0 | 0.15622 | 286.8838 | 0.078613 | 0 | 0 | 0.15723 | 287.0378 | 0.078947 | 0 | 0 | 0.15789 | 287.2689 | 0.079448 | 0 | 0 | 0.1589 | 287.423 | 0.079782 | 0 | 0 | 0.15956 | 287.6541 | 0.080284 | 0 | 0 | 0.16057 | 287.8852 | 0.080785 | 0 | 0 | 0.16157 | 288.0393 | 0.081119 | 0 | 0 | 0.16224 | 288.2704 | 0.08162 | 0 | 0 | 0.16324 | 288.5015 | 0.082122 | 0 | 0 | 0.16424 | 288.5786 | 0.082289 | 0 | 0 | 0.16458 | 288.8097 | 0.08279 | 0 | 0 | 0.16558 | 289.0408 | 0.083291 | 0 | 0 | 0.16658 | 289.1949 | 0.083625 | 0 | 0 | 0.16725 | 289.426 | 0.084127 | 0 | 0 | 0.16825 | 289.58 | 0.084461 | 0 | 0 | 0.16892 | 289.7341 | 0.084795 | 0 | 0 | 0.16959
2017-05-09 | 254.0124 | 0.75711 |  | 266.7294 | 0.034898 | 0 | 0 | 0.069796 | 274.2248 | 0.051155 | 0 | 0 | 0.10231 | 280.3574 | 0.064457 | 0 | 0 | 0.12891 | 280.5845 | 0.06495 | 0 | 0 | 0.1299 | 280.7359 | 0.065278 | 0 | 0 | 0.13056 | 280.9631 | 0.065771 | 0 | 0 | 0.13154 | 281.1902 | 0.066263 | 0 | 0 | 0.13253 | 281.4173 | 0.066756 | 0 | 0 | 0.13351 | 281.7202 | 0.067413 | 0 | 0 | 0.13483 | 281.9473 | 0.067906 | 0 | 0 | 0.13581 | 282.0987 | 0.068234 | 0 | 0 | 0.13647 | 282.3259 | 0.068727 | 0 | 0 | 0.13745 | 282.4773 | 0.069055 | 0 | 0 | 0.13811 | 282.7044 | 0.069548 | 0 | 0 | 0.1391 | 282.9315 | 0.07004 | 0 | 0 | 0.14008 | 283.083 | 0.070369 | 0 | 0 | 0.14074 | 283.3101 | 0.070861 | 0 | 0 | 0.14172 | 283.5372 | 0.071354 | 0 | 0 | 0.14271 | 283.6129 | 0.071518 | 0 | 0 | 0.14304 | 283.8401 | 0.072011 | 0 | 0 | 0.14402 | 284.0672 | 0.072504 | 0 | 0 | 0.14501 | 284.2186 | 0.072832 | 0 | 0 | 0.14566 | 284.4458 | 0.073325 | 0 | 0 | 0.14665 | 284.5972 | 0.073653 | 0 | 0 | 0.14731 | 284.7486 | 0.073982 | 0 | 0 | 0.14796
2017-05-09 01:00 | 250.1273 | 0.74553 |  | 262.6498 | 0.026049 | 0 | 0 | 0.052099 | 270.0305 | 0.042058 | 0 | 0 | 0.084116 | 276.0693 | 0.055156 | 0 | 0 | 0.11031 | 276.293 | 0.055641 | 0 | 0 | 0.11128 | 276.4421 | 0.055965 | 0 | 0 | 0.11193 | 276.6657 | 0.05645 | 0 | 0 | 0.1129 | 276.8894 | 0.056935 | 0 | 0 | 0.11387 | 277.1131 | 0.05742 | 0 | 0 | 0.11484 | 277.4113 | 0.058067 | 0 | 0 | 0.11613 | 277.6349 | 0.058552 | 0 | 0 | 0.1171 | 277.784 | 0.058875 | 0 | 0 | 0.11775 | 278.0077 | 0.059361 | 0 | 0 | 0.11872 | 278.1568 | 0.059684 | 0 | 0 | 0.11937 | 278.3805 | 0.060169 | 0 | 0 | 0.12034 | 278.6041 | 0.060654 | 0 | 0 | 0.12131 | 278.7532 | 0.060978 | 0 | 0 | 0.12196 | 278.9769 | 0.061463 | 0 | 0 | 0.12293 | 279.2005 | 0.061948 | 0 | 0 | 0.1239 | 279.2751 | 0.06211 | 0 | 0 | 0.12422 | 279.4988 | 0.062595 | 0 | 0 | 0.12519 | 279.7224 | 0.06308 | 0 | 0 | 0.12616 | 279.8715 | 0.063403 | 0 | 0 | 0.12681 | 280.0952 | 0.063888 | 0 | 0 | 0.12778 | 280.2443 | 0.064212 | 0 | 0 | 0.12842 | 280.3934 | 0.064535 | 0 | 0 | 0.12907
2017-05-09 02:00 | 255.7352 | 0.76224 |  | 268.5385 | 0.038822 | 0 | 0 | 0.077644 | 276.0847 | 0.05519 | 0 | 0 | 0.11038 | 282.2589 | 0.068581 | 0 | 0 | 0.13716 | 282.4876 | 0.069077 | 0 | 0 | 0.13815 | 282.64 | 0.069408 | 0 | 0 | 0.13882 | 282.8687 | 0.069904 | 0 | 0 | 0.13981 | 283.0974 | 0.0704 | 0 | 0 | 0.1408 | 283.326 | 0.070896 | 0 | 0 | 0.14179 | 283.6309 | 0.071557 | 0 | 0 | 0.14311 | 283.8596 | 0.072053 | 0 | 0 | 0.14411 | 284.0121 | 0.072384 | 0 | 0 | 0.14477 | 284.2407 | 0.07288 | 0 | 0 | 0.14576 | 284.3932 | 0.073211 | 0 | 0 | 0.14642 | 284.6219 | 0.073707 | 0 | 0 | 0.14741 | 284.8505 | 0.074203 | 0 | 0 | 0.14841 | 285.003 | 0.074533 | 0 | 0 | 0.14907 | 285.2317 | 0.075029 | 0 | 0 | 0.15006 | 285.4603 | 0.075525 | 0 | 0 | 0.15105 | 285.5365 | 0.075691 | 0 | 0 | 0.15138 | 285.7652 | 0.076187 | 0 | 0 | 0.15237 | 285.9939 | 0.076683 | 0 | 0 | 0.15337 | 286.1463 | 0.077013 | 0 | 0 | 0.15403 | 286.375 | 0.077509 | 0 | 0 | 0.15502 | 286.5275 | 0.07784 | 0 | 0 | 0.15568 | 286.6799 | 0.078171 | 0 | 0 | 0.15634
2017-05-09 03:00 | 249.8062 | 0.74457 |  | 262.3126 | 0.025318 | 0 | 0 | 0.050636 | 269.6839 | 0.041306 | 0 | 0 | 0.082612 | 275.7149 | 0.054388 | 0 | 0 | 0.10878 | 275.9383 | 0.054872 | 0 | 0 | 0.10974 | 276.0872 | 0.055195 | 0 | 0 | 0.11039 | 276.3106 | 0.05568 | 0 | 0 | 0.11136 | 276.534 | 0.056164 | 0 | 0 | 0.11233 | 276.7573 | 0.056649 | 0 | 0 | 0.1133 | 277.0552 | 0.057295 | 0 | 0 | 0.11459 | 277.2785 | 0.057779 | 0 | 0 | 0.11556 | 277.4275 | 0.058102 | 0 | 0 | 0.1162 | 277.6508 | 0.058586 | 0 | 0 | 0.11717 | 277.7997 | 0.058909 | 0 | 0 | 0.11782 | 278.0231 | 0.059394 | 0 | 0 | 0.11879 | 278.2465 | 0.059878 | 0 | 0 | 0.11976 | 278.3954 | 0.060201 | 0 | 0 | 0.1204 | 278.6188 | 0.060686 | 0 | 0 | 0.12137 | 278.8421 | 0.06117 | 0 | 0 | 0.12234 | 278.9166 | 0.061332 | 0 | 0 | 0.12266 | 279.14 | 0.061816 | 0 | 0 | 0.12363 | 279.3633 | 0.062301 | 0 | 0 | 0.1246 | 279.5123 | 0.062624 | 0 | 0 | 0.12525 | 279.7356 | 0.063108 | 0 | 0 | 0.12622 | 279.8845 | 0.063431 | 0 | 0 | 0.12686 | 280.0335 | 0.063754 | 0 | 0 | 0.12751
2017-05-09 04:00 | 254.0767 | 0.7573 |  | 266.797 | 0.035045 | 0 | 0 | 0.070089 | 274.2943 | 0.051306 | 0 | 0 | 0.10261 | 280.4284 | 0.064611 | 0 | 0 | 0.12922 | 280.6556 | 0.065104 | 0 | 0 | 0.13021 | 280.8071 | 0.065432 | 0 | 0 | 0.13086 | 281.0343 | 0.065925 | 0 | 0 | 0.13185 | 281.2615 | 0.066418 | 0 | 0 | 0.13284 | 281.4886 | 0.066911 | 0 | 0 | 0.13382 | 281.7916 | 0.067568 | 0 | 0 | 0.13514 | 282.0188 | 0.068061 | 0 | 0 | 0.13612 | 282.1702 | 0.068389 | 0 | 0 | 0.13678 | 282.3974 | 0.068882 | 0 | 0 | 0.13776 | 282.5489 | 0.06921 | 0 | 0 | 0.13842 | 282.7761 | 0.069703 | 0 | 0 | 0.13941 | 283.0032 | 0.070196 | 0 | 0 | 0.14039 | 283.1547 | 0.070524 | 0 | 0 | 0.14105 | 283.3819 | 0.071017 | 0 | 0 | 0.14203 | 283.6091 | 0.07151 | 0 | 0 | 0.14302 | 283.6848 | 0.071674 | 0 | 0 | 0.14335 | 283.912 | 0.072167 | 0 | 0 | 0.14433 | 284.1392 | 0.07266 | 0 | 0 | 0.14532 | 284.2907 | 0.072988 | 0 | 0 | 0.14598 | 284.5178 | 0.073481 | 0 | 0 | 0.14696 | 284.6693 | 0.07381 | 0 | 0 | 0.14762 | 284.8208 | 0.074138 | 0 | 0 | 0.14828
2017-05-09 05:00 | 256.768 | 0.76532 |  | 269.623 | 0.041174 | 0 | 0 | 0.082348 | 277.1997 | 0.057608 | 0 | 0 | 0.11522 | 283.3988 | 0.071054 | 0 | 0 | 0.14211 | 283.6284 | 0.071552 | 0 | 0 | 0.1431 | 283.7814 | 0.071884 | 0 | 0 | 0.14377 | 284.011 | 0.072382 | 0 | 0 | 0.14476 | 284.2406 | 0.07288 | 0 | 0 | 0.14576 | 284.4702 | 0.073378 | 0 | 0 | 0.14676 | 284.7763 | 0.074042 | 0 | 0 | 0.14808 | 285.0059 | 0.07454 | 0 | 0 | 0.14908 | 285.159 | 0.074872 | 0 | 0 | 0.14974 | 285.3886 | 0.07537 | 0 | 0 | 0.15074 | 285.5417 | 0.075702 | 0 | 0 | 0.1514 | 285.7713 | 0.0762 | 0 | 0 | 0.1524 | 286.0009 | 0.076698 | 0 | 0 | 0.1534 | 286.1539 | 0.07703 | 0 | 0 | 0.15406 | 286.3835 | 0.077528 | 0 | 0 | 0.15506 | 286.6131 | 0.078026 | 0 | 0 | 0.15605 | 286.6897 | 0.078192 | 0 | 0 | 0.15638 | 286.9192 | 0.07869 | 0 | 0 | 0.15738 | 287.1488 | 0.079188 | 0 | 0 | 0.15838 | 287.3019 | 0.07952 | 0 | 0 | 0.15904 | 287.5315 | 0.080018 | 0 | 0 | 0.16004 | 287.6846 | 0.08035 | 0 | 0 | 0.1607 | 287.8376 | 0.080682 | 0 | 0 | 0.16136
2017-05-09 06:00 | 260.3861 | 0.77611 |  | 273.4223 | 0.049415 | 0 | 0 | 0.09883 | 281.1057 | 0.06608 | 0 | 0 | 0.13216 | 287.3922 | 0.079716 | 0 | 0 | 0.15943 | 287.625 | 0.080221 | 0 | 0 | 0.16044 | 287.7802 | 0.080557 | 0 | 0 | 0.16111 | 288.0131 | 0.081062 | 0 | 0 | 0.16212 | 288.2459 | 0.081567 | 0 | 0 | 0.16313 | 288.4787 | 0.082072 | 0 | 0 | 0.16414 | 288.7892 | 0.082746 | 0 | 0 | 0.16549 | 289.022 | 0.083251 | 0 | 0 | 0.1665 | 289.1772 | 0.083587 | 0 | 0 | 0.16717 | 289.4101 | 0.084092 | 0 | 0 | 0.16818 | 289.5653 | 0.084429 | 0 | 0 | 0.16886 | 289.7981 | 0.084934 | 0 | 0 | 0.16987 | 290.031 | 0.085439 | 0 | 0 | 0.17088 | 290.1862 | 0.085776 | 0 | 0 | 0.17155 | 290.419 | 0.086281 | 0 | 0 | 0.17256 | 290.6518 | 0.086786 | 0 | 0 | 0.17357 | 290.7294 | 0.086954 | 0 | 0 | 0.17391 | 290.9623 | 0.087459 | 0 | 0 | 0.17492 | 291.1951 | 0.087964 | 0 | 0 | 0.17593 | 291.3503 | 0.088301 | 0 | 0 | 0.1766 | 291.5832 | 0.088806 | 0 | 0 | 0.17761 | 291.7384 | 0.089142 | 0 | 0 | 0.17828 | 291.8936 | 0.089479 | 0 | 0 | 0.17896
2017-05-09 07:00 | 264.5456 | 0.7885 |  | 277.79 | 0.058888 | 0 | 0 | 0.11778 | 285.5962 | 0.07582 | 0 | 0 | 0.15164 | 291.9831 | 0.089673 | 0 | 0 | 0.17935 | 292.2196 | 0.090186 | 0 | 0 | 0.18037 | 292.3773 | 0.090528 | 0 | 0 | 0.18106 | 292.6139 | 0.091041 | 0 | 0 | 0.18208 | 292.8504 | 0.091554 | 0 | 0 | 0.18311 | 293.087 | 0.092067 | 0 | 0 | 0.18413 | 293.4024 | 0.092752 | 0 | 0 | 0.1855 | 293.6389 | 0.093265 | 0 | 0 | 0.18653 | 293.7966 | 0.093607 | 0 | 0 | 0.18721 | 294.0332 | 0.09412 | 0 | 0 | 0.18824 | 294.1909 | 0.094462 | 0 | 0 | 0.18892 | 294.4274 | 0.094975 | 0 | 0 | 0.18995 | 294.664 | 0.095488 | 0 | 0 | 0.19098 | 294.8217 | 0.09583 | 0 | 0 | 0.19166 | 295.0582 | 0.096343 | 0 | 0 | 0.19269 | 295.2948 | 0.096856 | 0 | 0 | 0.19371 | 295.3736 | 0.097027 | 0 | 0 | 0.19405 | 295.6102 | 0.09754 | 0 | 0 | 0.19508 | 295.8467 | 0.098053 | 0 | 0 | 0.19611 | 296.0044 | 0.098395 | 0 | 0 | 0.19679 | 296.241 | 0.098909 | 0 | 0 | 0.19782 | 296.3987 | 0.099251 | 0 | 0 | 0.1985 | 296.5564 | 0.099593 | 0 | 0 | 0.19919
2017-05-09 08:00 | 250.1709 | 0.74566 |  | 262.6956 | 0.026149 | 0 | 0 | 0.052297 | 270.0777 | 0.04216 | 0 | 0 | 0.084321 | 276.1175 | 0.055261 | 0 | 0 | 0.11052 | 276.3412 | 0.055746 | 0 | 0 | 0.11149 | 276.4903 | 0.056069 | 0 | 0 | 0.11214 | 276.714 | 0.056555 | 0 | 0 | 0.11311 | 276.9377 | 0.05704 | 0 | 0 | 0.11408 | 277.1614 | 0.057525 | 0 | 0 | 0.11505 | 277.4597 | 0.058172 | 0 | 0 | 0.11634 | 277.6834 | 0.058657 | 0 | 0 | 0.11731 | 277.8325 | 0.058981 | 0 | 0 | 0.11796 | 278.0562 | 0.059466 | 0 | 0 | 0.11893 | 278.2053 | 0.059789 | 0 | 0 | 0.11958 | 278.429 | 0.060274 | 0 | 0 | 0.12055 | 278.6527 | 0.06076 | 0 | 0 | 0.12152 | 278.8019 | 0.061083 | 0 | 0 | 0.12217 | 279.0256 | 0.061568 | 0 | 0 | 0.12314 | 279.2493 | 0.062053 | 0 | 0 | 0.12411 | 279.3238 | 0.062215 | 0 | 0 | 0.12443 | 279.5475 | 0.0627 | 0 | 0 | 0.1254 | 279.7712 | 0.063186 | 0 | 0 | 0.12637 | 279.9204 | 0.063509 | 0 | 0 | 0.12702 | 280.1441 | 0.063994 | 0 | 0 | 0.12799 | 280.2932 | 0.064318 | 0 | 0 | 0.12864 | 280.4423 | 0.064641 | 0 | 0 | 0.12928
2017-05-09 09:00 | 253.2484 | 0.75483 |  | 265.9272 | 0.033158 | 0 | 0 | 0.066316 | 273.4001 | 0.049367 | 0 | 0 | 0.098733 | 279.5142 | 0.062628 | 0 | 0 | 0.12526 | 279.7406 | 0.063119 | 0 | 0 | 0.12624 | 279.8916 | 0.063447 | 0 | 0 | 0.12689 | 280.1181 | 0.063938 | 0 | 0 | 0.12788 | 280.3445 | 0.064429 | 0 | 0 | 0.12886 | 280.571 | 0.06492 | 0 | 0 | 0.12984 | 280.8729 | 0.065575 | 0 | 0 | 0.13115 | 281.0993 | 0.066066 | 0 | 0 | 0.13213 | 281.2503 | 0.066394 | 0 | 0 | 0.13279 | 281.4768 | 0.066885 | 0 | 0 | 0.13377 | 281.6277 | 0.067212 | 0 | 0 | 0.13442 | 281.8542 | 0.067704 | 0 | 0 | 0.13541 | 282.0806 | 0.068195 | 0 | 0 | 0.13639 | 282.2316 | 0.068522 | 0 | 0 | 0.13704 | 282.458 | 0.069013 | 0 | 0 | 0.13803 | 282.6845 | 0.069504 | 0 | 0 | 0.13901 | 282.76 | 0.069668 | 0 | 0 | 0.13934 | 282.9864 | 0.070159 | 0 | 0 | 0.14032 | 283.2129 | 0.070651 | 0 | 0 | 0.1413 | 283.3638 | 0.070978 | 0 | 0 | 0.14196 | 283.5903 | 0.071469 | 0 | 0 | 0.14294 | 283.7413 | 0.071797 | 0 | 0 | 0.14359 | 283.8922 | 0.072124 | 0 | 0 | 0.14425
2017-05-09 10:00 | 245.0953 | 0.73053 |  | 257.3659 | 0.014589 | 0 | 0 | 0.029177 | 264.5982 | 0.030275 | 0 | 0 | 0.060551 | 270.5155 | 0.04311 | 0 | 0 | 0.08622 | 270.7346 | 0.043585 | 0 | 0 | 0.087171 | 270.8807 | 0.043902 | 0 | 0 | 0.087804 | 271.0999 | 0.044378 | 0 | 0 | 0.088755 | 271.3191 | 0.044853 | 0 | 0 | 0.089706 | 271.5382 | 0.045328 | 0 | 0 | 0.090656 | 271.8304 | 0.045962 | 0 | 0 | 0.091924 | 272.0496 | 0.046437 | 0 | 0 | 0.092875 | 272.1957 | 0.046754 | 0 | 0 | 0.093509 | 272.4149 | 0.04723 | 0 | 0 | 0.094459 | 272.561 | 0.047547 | 0 | 0 | 0.095093 | 272.7801 | 0.048022 | 0 | 0 | 0.096044 | 272.9993 | 0.048497 | 0 | 0 | 0.096995 | 273.1454 | 0.048814 | 0 | 0 | 0.097628 | 273.3645 | 0.04929 | 0 | 0 | 0.098579 | 273.5837 | 0.049765 | 0 | 0 | 0.09953 | 273.6568 | 0.049923 | 0 | 0 | 0.099847 | 273.8759 | 0.050399 | 0 | 0 | 0.1008 | 274.0951 | 0.050874 | 0 | 0 | 0.10175 | 274.2412 | 0.051191 | 0 | 0 | 0.10238 | 274.4603 | 0.051666 | 0 | 0 | 0.10333 | 274.6064 | 0.051983 | 0 | 0 | 0.10397 | 274.7526 | 0.0523 | 0 | 0 | 0.1046
2017-05-09 11:00 | 249.6337 | 0.74406 |  | 262.1315 | 0.024925 | 0 | 0 | 0.04985 | 269.4977 | 0.040902 | 0 | 0 | 0.081805 | 275.5246 | 0.053975 | 0 | 0 | 0.10795 | 275.7478 | 0.054459 | 0 | 0 | 0.10892 | 275.8966 | 0.054782 | 0 | 0 | 0.10956 | 276.1198 | 0.055266 | 0 | 0 | 0.11053 | 276.343 | 0.05575 | 0 | 0 | 0.1115 | 276.5663 | 0.056234 | 0 | 0 | 0.11247 | 276.8639 | 0.05688 | 0 | 0 | 0.11376 | 277.0871 | 0.057364 | 0 | 0 | 0.11473 | 277.2359 | 0.057687 | 0 | 0 | 0.11537 | 277.4591 | 0.058171 | 0 | 0 | 0.11634 | 277.6079 | 0.058493 | 0 | 0 | 0.11699 | 277.8312 | 0.058978 | 0 | 0 | 0.11796 | 278.0544 | 0.059462 | 0 | 0 | 0.11892 | 278.2032 | 0.059785 | 0 | 0 | 0.11957 | 278.4264 | 0.060269 | 0 | 0 | 0.12054 | 278.6496 | 0.060753 | 0 | 0 | 0.12151 | 278.724 | 0.060914 | 0 | 0 | 0.12183 | 278.9472 | 0.061398 | 0 | 0 | 0.1228 | 279.1705 | 0.061883 | 0 | 0 | 0.12377 | 279.3193 | 0.062205 | 0 | 0 | 0.12441 | 279.5425 | 0.06269 | 0 | 0 | 0.12538 | 279.6913 | 0.063012 | 0 | 0 | 0.12602 | 279.8401 | 0.063335 | 0 | 0 | 0.12667
2017-05-09 12:00 | 253.4846 | 0.75554 |  | 266.1753 | 0.033696 | 0 | 0 | 0.067392 | 273.6551 | 0.04992 | 0 | 0 | 0.099839 | 279.7749 | 0.063194 | 0 | 0 | 0.12639 | 280.0016 | 0.063685 | 0 | 0 | 0.12737 | 280.1527 | 0.064013 | 0 | 0 | 0.12803 | 280.3793 | 0.064505 | 0 | 0 | 0.12901 | 280.606 | 0.064996 | 0 | 0 | 0.12999 | 280.8327 | 0.065488 | 0 | 0 | 0.13098 | 281.1349 | 0.066143 | 0 | 0 | 0.13229 | 281.3615 | 0.066635 | 0 | 0 | 0.13327 | 281.5126 | 0.066963 | 0 | 0 | 0.13393 | 281.7393 | 0.067454 | 0 | 0 | 0.13491 | 281.8904 | 0.067782 | 0 | 0 | 0.13556 | 282.1171 | 0.068274 | 0 | 0 | 0.13655 | 282.3437 | 0.068765 | 0 | 0 | 0.13753 | 282.4948 | 0.069093 | 0 | 0 | 0.13819 | 282.7215 | 0.069585 | 0 | 0 | 0.13917 | 282.9482 | 0.070076 | 0 | 0 | 0.14015 | 283.0237 | 0.07024 | 0 | 0 | 0.14048 | 283.2504 | 0.070732 | 0 | 0 | 0.14146 | 283.477 | 0.071224 | 0 | 0 | 0.14245 | 283.6281 | 0.071551 | 0 | 0 | 0.1431 | 283.8548 | 0.072043 | 0 | 0 | 0.14409 | 284.0059 | 0.072371 | 0 | 0 | 0.14474 | 284.157 | 0.072698 | 0 | 0 | 0.1454
2017-05-09 13:00 | 251.5339 | 0.74972 |  | 264.1269 | 0.029253 | 0 | 0 | 0.058506 | 271.5492 | 0.045352 | 0 | 0 | 0.090704 | 277.6219 | 0.058524 | 0 | 0 | 0.11705 | 277.8468 | 0.059012 | 0 | 0 | 0.11802 | 277.9968 | 0.059337 | 0 | 0 | 0.11867 | 278.2217 | 0.059825 | 0 | 0 | 0.11965 | 278.4466 | 0.060313 | 0 | 0 | 0.12063 | 278.6715 | 0.0608 | 0 | 0 | 0.1216 | 278.9714 | 0.061451 | 0 | 0 | 0.1229 | 279.1963 | 0.061939 | 0 | 0 | 0.12388 | 279.3463 | 0.062264 | 0 | 0 | 0.12453 | 279.5712 | 0.062752 | 0 | 0 | 0.1255 | 279.7211 | 0.063077 | 0 | 0 | 0.12615 | 279.9461 | 0.063565 | 0 | 0 | 0.12713 | 280.171 | 0.064053 | 0 | 0 | 0.12811 | 280.3209 | 0.064378 | 0 | 0 | 0.12876 | 280.5458 | 0.064866 | 0 | 0 | 0.12973 | 280.7707 | 0.065354 | 0 | 0 | 0.13071 | 280.8457 | 0.065516 | 0 | 0 | 0.13103 | 281.0706 | 0.066004 | 0 | 0 | 0.13201 | 281.2955 | 0.066492 | 0 | 0 | 0.13298 | 281.4455 | 0.066817 | 0 | 0 | 0.13363 | 281.6704 | 0.067305 | 0 | 0 | 0.13461 | 281.8204 | 0.06763 | 0 | 0 | 0.13526 | 281.9703 | 0.067955 | 0 | 0 | 0.13591
2017-05-09 14:00 | 247.6055 | 0.73801 |  | 260.0018 | 0.020306 | 0 | 0 | 0.040612 | 267.3081 | 0.036153 | 0 | 0 | 0.072306 | 273.286 | 0.049119 | 0 | 0 | 0.098239 | 273.5074 | 0.049599 | 0 | 0 | 0.099199 | 273.655 | 0.04992 | 0 | 0 | 0.099839 | 273.8765 | 0.0504 | 0 | 0 | 0.1008 | 274.0979 | 0.05088 | 0 | 0 | 0.10176 | 274.3193 | 0.05136 | 0 | 0 | 0.10272 | 274.6145 | 0.052001 | 0 | 0 | 0.104 | 274.8359 | 0.052481 | 0 | 0 | 0.10496 | 274.9835 | 0.052801 | 0 | 0 | 0.1056 | 275.2049 | 0.053281 | 0 | 0 | 0.10656 | 275.3525 | 0.053601 | 0 | 0 | 0.1072 | 275.5739 | 0.054082 | 0 | 0 | 0.10816 | 275.7953 | 0.054562 | 0 | 0 | 0.10912 | 275.9429 | 0.054882 | 0 | 0 | 0.10976 | 276.1643 | 0.055362 | 0 | 0 | 0.11072 | 276.3857 | 0.055842 | 0 | 0 | 0.11168 | 276.4595 | 0.056002 | 0 | 0 | 0.112 | 276.6809 | 0.056483 | 0 | 0 | 0.11297 | 276.9023 | 0.056963 | 0 | 0 | 0.11393 | 277.0499 | 0.057283 | 0 | 0 | 0.11457 | 277.2713 | 0.057763 | 0 | 0 | 0.11553 | 277.4189 | 0.058083 | 0 | 0 | 0.11617 | 277.5665 | 0.058404 | 0 | 0 | 0.11681
2017-05-09 15:00 | 246.2138 | 0.73386 |  | 258.5404 | 0.017136 | 0 | 0 | 0.034272 | 265.8057 | 0.032894 | 0 | 0 | 0.065789 | 271.75 | 0.045788 | 0 | 0 | 0.091575 | 271.9701 | 0.046265 | 0 | 0 | 0.09253 | 272.1169 | 0.046583 | 0 | 0 | 0.093167 | 272.3371 | 0.047061 | 0 | 0 | 0.094122 | 272.5572 | 0.047538 | 0 | 0 | 0.095077 | 272.7774 | 0.048016 | 0 | 0 | 0.096032 | 273.0709 | 0.048653 | 0 | 0 | 0.097305 | 273.2911 | 0.04913 | 0 | 0 | 0.09826 | 273.4379 | 0.049449 | 0 | 0 | 0.098897 | 273.658 | 0.049926 | 0 | 0 | 0.099852 | 273.8048 | 0.050244 | 0 | 0 | 0.10049 | 274.025 | 0.050722 | 0 | 0 | 0.10144 | 274.2451 | 0.051199 | 0 | 0 | 0.1024 | 274.3919 | 0.051518 | 0 | 0 | 0.10304 | 274.612 | 0.051995 | 0 | 0 | 0.10399 | 274.8322 | 0.052473 | 0 | 0 | 0.10495 | 274.9056 | 0.052632 | 0 | 0 | 0.10526 | 275.1258 | 0.05311 | 0 | 0 | 0.10622 | 275.3459 | 0.053587 | 0 | 0 | 0.10717 | 275.4927 | 0.053905 | 0 | 0 | 0.10781 | 275.7128 | 0.054383 | 0 | 0 | 0.10877 | 275.8596 | 0.054701 | 0 | 0 | 0.1094 | 276.0064 | 0.05502 | 0 | 0 | 0.11004
2017-05-09 16:00 | 243.0912 | 0.72456 |  | 255.2615 | 0.010024 | 0 | 0 | 0.020048 | 262.4346 | 0.025582 | 0 | 0 | 0.051165 | 268.3035 | 0.038312 | 0 | 0 | 0.076624 | 268.5209 | 0.038784 | 0 | 0 | 0.077567 | 268.6658 | 0.039098 | 0 | 0 | 0.078196 | 268.8831 | 0.039569 | 0 | 0 | 0.079139 | 269.1005 | 0.040041 | 0 | 0 | 0.080082 | 269.3179 | 0.040512 | 0 | 0 | 0.081025 | 269.6077 | 0.041141 | 0 | 0 | 0.082282 | 269.8251 | 0.041612 | 0 | 0 | 0.083225 | 269.97 | 0.041927 | 0 | 0 | 0.083853 | 270.1874 | 0.042398 | 0 | 0 | 0.084796 | 270.3323 | 0.042713 | 0 | 0 | 0.085425 | 270.5496 | 0.043184 | 0 | 0 | 0.086368 | 270.767 | 0.043655 | 0 | 0 | 0.087311 | 270.9119 | 0.04397 | 0 | 0 | 0.08794 | 271.1293 | 0.044441 | 0 | 0 | 0.088882 | 271.3466 | 0.044913 | 0 | 0 | 0.089825 | 271.4191 | 0.04507 | 0 | 0 | 0.09014 | 271.6365 | 0.045541 | 0 | 0 | 0.091083 | 271.8538 | 0.046013 | 0 | 0 | 0.092026 | 271.9987 | 0.046327 | 0 | 0 | 0.092654 | 272.2161 | 0.046799 | 0 | 0 | 0.093597 | 272.361 | 0.047113 | 0 | 0 | 0.094226 | 272.5059 | 0.047427 | 0 | 0 | 0.094854
2017-05-09 17:00 | 247.5331 | 0.7378 |  | 259.9258 | 0.020141 | 0 | 0 | 0.040282 | 267.23 | 0.035984 | 0 | 0 | 0.071967 | 273.2061 | 0.048946 | 0 | 0 | 0.097892 | 273.4274 | 0.049426 | 0 | 0 | 0.098852 | 273.575 | 0.049746 | 0 | 0 | 0.099492 | 273.7963 | 0.050226 | 0 | 0 | 0.10045 | 274.0177 | 0.050706 | 0 | 0 | 0.10141 | 274.239 | 0.051186 | 0 | 0 | 0.10237 | 274.5341 | 0.051826 | 0 | 0 | 0.10365 | 274.7555 | 0.052306 | 0 | 0 | 0.10461 | 274.903 | 0.052627 | 0 | 0 | 0.10525 | 275.1244 | 0.053107 | 0 | 0 | 0.10621 | 275.2719 | 0.053427 | 0 | 0 | 0.10685 | 275.4933 | 0.053907 | 0 | 0 | 0.10781 | 275.7146 | 0.054387 | 0 | 0 | 0.10877 | 275.8622 | 0.054707 | 0 | 0 | 0.10941 | 276.0835 | 0.055187 | 0 | 0 | 0.11037 | 276.3049 | 0.055667 | 0 | 0 | 0.11133 | 276.3786 | 0.055827 | 0 | 0 | 0.11165 | 276.6 | 0.056307 | 0 | 0 | 0.11261 | 276.8213 | 0.056787 | 0 | 0 | 0.11357 | 276.9689 | 0.057107 | 0 | 0 | 0.11421 | 277.1902 | 0.057587 | 0 | 0 | 0.11517 | 277.3378 | 0.057907 | 0 | 0 | 0.11581 | 277.4853 | 0.058228 | 0 | 0 | 0.11646
2017-05-09 18:00 | 254.2378 | 0.75778 |  | 266.9662 | 0.035411 | 0 | 0 | 0.070823 | 274.4682 | 0.051683 | 0 | 0 | 0.10337 | 280.6062 | 0.064997 | 0 | 0 | 0.12999 | 280.8336 | 0.06549 | 0 | 0 | 0.13098 | 280.9851 | 0.065819 | 0 | 0 | 0.13164 | 281.2125 | 0.066312 | 0 | 0 | 0.13262 | 281.4398 | 0.066805 | 0 | 0 | 0.13361 | 281.6671 | 0.067298 | 0 | 0 | 0.1346 | 281.9702 | 0.067955 | 0 | 0 | 0.13591 | 282.1976 | 0.068448 | 0 | 0 | 0.1369 | 282.3491 | 0.068777 | 0 | 0 | 0.13755 | 282.5765 | 0.06927 | 0 | 0 | 0.13854 | 282.728 | 0.069599 | 0 | 0 | 0.1392 | 282.9554 | 0.070092 | 0 | 0 | 0.14018 | 283.1827 | 0.070585 | 0 | 0 | 0.14117 | 283.3342 | 0.070914 | 0 | 0 | 0.14183 | 283.5616 | 0.071407 | 0 | 0 | 0.14281 | 283.7889 | 0.0719 | 0 | 0 | 0.1438 | 283.8647 | 0.072064 | 0 | 0 | 0.14413 | 284.092 | 0.072557 | 0 | 0 | 0.14511 | 284.3194 | 0.073051 | 0 | 0 | 0.1461 | 284.4709 | 0.073379 | 0 | 0 | 0.14676 | 284.6982 | 0.073872 | 0 | 0 | 0.14774 | 284.8498 | 0.074201 | 0 | 0 | 0.1484 | 285.0014 | 0.07453 | 0 | 0 | 0.14906
2017-05-09 19:00 | 261.9687 | 0.78082 |  | 275.0841 | 0.053019 | 0 | 0 | 0.10604 | 282.8142 | 0.069786 | 0 | 0 | 0.13957 | 289.1389 | 0.083504 | 0 | 0 | 0.16701 | 289.3731 | 0.084012 | 0 | 0 | 0.16802 | 289.5293 | 0.084351 | 0 | 0 | 0.1687 | 289.7636 | 0.084859 | 0 | 0 | 0.16972 | 289.9978 | 0.085367 | 0 | 0 | 0.17073 | 290.232 | 0.085875 | 0 | 0 | 0.17175 | 290.5444 | 0.086553 | 0 | 0 | 0.17311 | 290.7786 | 0.087061 | 0 | 0 | 0.17412 | 290.9348 | 0.087399 | 0 | 0 | 0.1748 | 291.169 | 0.087907 | 0 | 0 | 0.17581 | 291.3252 | 0.088246 | 0 | 0 | 0.17649 | 291.5594 | 0.088754 | 0 | 0 | 0.17751 | 291.7937 | 0.089262 | 0 | 0 | 0.17852 | 291.9499 | 0.089601 | 0 | 0 | 0.1792 | 292.1841 | 0.090109 | 0 | 0 | 0.18022 | 292.4184 | 0.090617 | 0 | 0 | 0.18123 | 292.4964 | 0.090787 | 0 | 0 | 0.18157 | 292.7307 | 0.091295 | 0 | 0 | 0.18259 | 292.9649 | 0.091803 | 0 | 0 | 0.18361 | 293.1211 | 0.092141 | 0 | 0 | 0.18428 | 293.3553 | 0.09265 | 0 | 0 | 0.1853 | 293.5115 | 0.092988 | 0 | 0 | 0.18598 | 293.6677 | 0.093327 | 0 | 0 | 0.18665
2017-05-09 20:00 | 254.5536 | 0.75872 |  | 267.2977 | 0.036131 | 0 | 0 | 0.072261 | 274.8091 | 0.052423 | 0 | 0 | 0.10485 | 280.9547 | 0.065753 | 0 | 0 | 0.13151 | 281.1823 | 0.066246 | 0 | 0 | 0.13249 | 281.3341 | 0.066575 | 0 | 0 | 0.13315 | 281.5617 | 0.067069 | 0 | 0 | 0.13414 | 281.7893 | 0.067563 | 0 | 0 | 0.13513 | 282.0169 | 0.068057 | 0 | 0 | 0.13611 | 282.3204 | 0.068715 | 0 | 0 | 0.13743 | 282.548 | 0.069209 | 0 | 0 | 0.13842 | 282.6998 | 0.069538 | 0 | 0 | 0.13908 | 282.9274 | 0.070031 | 0 | 0 | 0.14006 | 283.0791 | 0.07036 | 0 | 0 | 0.14072 | 283.3068 | 0.070854 | 0 | 0 | 0.14171 | 283.5344 | 0.071348 | 0 | 0 | 0.1427 | 283.6861 | 0.071677 | 0 | 0 | 0.14335 | 283.9137 | 0.072171 | 0 | 0 | 0.14434 | 284.1413 | 0.072664 | 0 | 0 | 0.14533 | 284.2172 | 0.072829 | 0 | 0 | 0.14566 | 284.4448 | 0.073323 | 0 | 0 | 0.14665 | 284.6725 | 0.073816 | 0 | 0 | 0.14763 | 284.8242 | 0.074146 | 0 | 0 | 0.14829 | 285.0518 | 0.074639 | 0 | 0 | 0.14928 | 285.2036 | 0.074968 | 0 | 0 | 0.14994 | 285.3553 | 0.075297 | 0 | 0 | 0.15059
2017-05-09 21:00 | 261.4563 | 0.7793 |  | 274.546 | 0.051852 | 0 | 0 | 0.1037 | 282.261 | 0.068586 | 0 | 0 | 0.13717 | 288.5733 | 0.082277 | 0 | 0 | 0.16455 | 288.8071 | 0.082784 | 0 | 0 | 0.16557 | 288.963 | 0.083123 | 0 | 0 | 0.16625 | 289.1968 | 0.08363 | 0 | 0 | 0.16726 | 289.4306 | 0.084137 | 0 | 0 | 0.16827 | 289.6643 | 0.084644 | 0 | 0 | 0.16929 | 289.9761 | 0.08532 | 0 | 0 | 0.17064 | 290.2099 | 0.085827 | 0 | 0 | 0.17165 | 290.3657 | 0.086165 | 0 | 0 | 0.17233 | 290.5995 | 0.086672 | 0 | 0 | 0.17334 | 290.7554 | 0.08701 | 0 | 0 | 0.17402 | 290.9891 | 0.087517 | 0 | 0 | 0.17503 | 291.2229 | 0.088024 | 0 | 0 | 0.17605 | 291.3788 | 0.088362 | 0 | 0 | 0.17672 | 291.6126 | 0.08887 | 0 | 0 | 0.17774 | 291.8464 | 0.089377 | 0 | 0 | 0.17875 | 291.9243 | 0.089546 | 0 | 0 | 0.17909 | 292.1581 | 0.090053 | 0 | 0 | 0.18011 | 292.3919 | 0.09056 | 0 | 0 | 0.18112 | 292.5477 | 0.090898 | 0 | 0 | 0.1818 | 292.7815 | 0.091405 | 0 | 0 | 0.18281 | 292.9374 | 0.091743 | 0 | 0 | 0.18349 | 293.0932 | 0.092081 | 0 | 0 | 0.18416
2017-05-09 22:00 | 252.9138 | 0.75383 |  | 265.5759 | 0.032396 | 0 | 0 | 0.064792 | 273.0389 | 0.048583 | 0 | 0 | 0.097166 | 279.1449 | 0.061827 | 0 | 0 | 0.12365 | 279.3711 | 0.062318 | 0 | 0 | 0.12464 | 279.5218 | 0.062645 | 0 | 0 | 0.12529 | 279.748 | 0.063135 | 0 | 0 | 0.12627 | 279.9741 | 0.063626 | 0 | 0 | 0.12725 | 280.2003 | 0.064116 | 0 | 0 | 0.12823 | 280.5018 | 0.06477 | 0 | 0 | 0.12954 | 280.728 | 0.065261 | 0 | 0 | 0.13052 | 280.8787 | 0.065588 | 0 | 0 | 0.13118 | 281.1049 | 0.066078 | 0 | 0 | 0.13216 | 281.2556 | 0.066405 | 0 | 0 | 0.13281 | 281.4818 | 0.066896 | 0 | 0 | 0.13379 | 281.7079 | 0.067386 | 0 | 0 | 0.13477 | 281.8587 | 0.067713 | 0 | 0 | 0.13543 | 282.0849 | 0.068204 | 0 | 0 | 0.13641 | 282.311 | 0.068694 | 0 | 0 | 0.13739 | 282.3864 | 0.068858 | 0 | 0 | 0.13772 | 282.6126 | 0.069348 | 0 | 0 | 0.1387 | 282.8387 | 0.069839 | 0 | 0 | 0.13968 | 282.9895 | 0.070166 | 0 | 0 | 0.14033 | 283.2156 | 0.070657 | 0 | 0 | 0.14131 | 283.3664 | 0.070984 | 0 | 0 | 0.14197 | 283.5172 | 0.071311 | 0 | 0 | 0.14262
2017-05-09 23:00 | 252.7463 | 0.75334 |  | 265.4 | 0.032014 | 0 | 0 | 0.064029 | 272.858 | 0.048191 | 0 | 0 | 0.096382 | 278.96 | 0.061426 | 0 | 0 | 0.12285 | 279.186 | 0.061916 | 0 | 0 | 0.12383 | 279.3367 | 0.062243 | 0 | 0 | 0.12449 | 279.5627 | 0.062733 | 0 | 0 | 0.12547 | 279.7887 | 0.063223 | 0 | 0 | 0.12645 | 280.0147 | 0.063714 | 0 | 0 | 0.12743 | 280.316 | 0.064367 | 0 | 0 | 0.12873 | 280.542 | 0.064857 | 0 | 0 | 0.12971 | 280.6927 | 0.065184 | 0 | 0 | 0.13037 | 280.9187 | 0.065674 | 0 | 0 | 0.13135 | 281.0693 | 0.066001 | 0 | 0 | 0.132 | 281.2953 | 0.066491 | 0 | 0 | 0.13298 | 281.5214 | 0.066982 | 0 | 0 | 0.13396 | 281.672 | 0.067308 | 0 | 0 | 0.13462 | 281.898 | 0.067799 | 0 | 0 | 0.1356 | 282.124 | 0.068289 | 0 | 0 | 0.13658 | 282.1994 | 0.068452 | 0 | 0 | 0.1369 | 282.4254 | 0.068942 | 0 | 0 | 0.13788 | 282.6514 | 0.069433 | 0 | 0 | 0.13887 | 282.802 | 0.069759 | 0 | 0 | 0.13952 | 283.028 | 0.07025 | 0 | 0 | 0.1405 | 283.1787 | 0.070576 | 0 | 0 | 0.14115 | 283.3294 | 0.070903 | 0 | 0 | 0.14181
2017-05-10 | 254.5261 | 0.75864 |  | 267.2689 | 0.036068 | 0 | 0 | 0.072136 | 274.7795 | 0.052358 | 0 | 0 | 0.10472 | 280.9244 | 0.065687 | 0 | 0 | 0.13137 | 281.152 | 0.066181 | 0 | 0 | 0.13236 | 281.3038 | 0.06651 | 0 | 0 | 0.13302 | 281.5314 | 0.067003 | 0 | 0 | 0.13401 | 281.7589 | 0.067497 | 0 | 0 | 0.13499 | 281.9865 | 0.067991 | 0 | 0 | 0.13598 | 282.29 | 0.068649 | 0 | 0 | 0.1373 | 282.5176 | 0.069142 | 0 | 0 | 0.13828 | 282.6693 | 0.069472 | 0 | 0 | 0.13894 | 282.8969 | 0.069965 | 0 | 0 | 0.13993 | 283.0486 | 0.070294 | 0 | 0 | 0.14059 | 283.2762 | 0.070788 | 0 | 0 | 0.14158 | 283.5038 | 0.071282 | 0 | 0 | 0.14256 | 283.6555 | 0.071611 | 0 | 0 | 0.14322 | 283.8831 | 0.072104 | 0 | 0 | 0.14421 | 284.1107 | 0.072598 | 0 | 0 | 0.1452 | 284.1866 | 0.072763 | 0 | 0 | 0.14553 | 284.4142 | 0.073256 | 0 | 0 | 0.14651 | 284.6418 | 0.07375 | 0 | 0 | 0.1475 | 284.7935 | 0.074079 | 0 | 0 | 0.14816 | 285.0211 | 0.074573 | 0 | 0 | 0.14915 | 285.1728 | 0.074902 | 0 | 0 | 0.1498 | 285.3246 | 0.075231 | 0 | 0 | 0.15046
2017-05-10 01:00 | 258.9154 | 0.77172 |  | 271.878 | 0.046065 | 0 | 0 | 0.09213 | 279.518 | 0.062636 | 0 | 0 | 0.12527 | 285.769 | 0.076195 | 0 | 0 | 0.15239 | 286.0005 | 0.076697 | 0 | 0 | 0.15339 | 286.1548 | 0.077032 | 0 | 0 | 0.15406 | 286.3863 | 0.077534 | 0 | 0 | 0.15507 | 286.6179 | 0.078036 | 0 | 0 | 0.15607 | 286.8494 | 0.078538 | 0 | 0 | 0.15708 | 287.1581 | 0.079208 | 0 | 0 | 0.15842 | 287.3896 | 0.07971 | 0 | 0 | 0.15942 | 287.5439 | 0.080045 | 0 | 0 | 0.16009 | 287.7754 | 0.080547 | 0 | 0 | 0.16109 | 287.9298 | 0.080882 | 0 | 0 | 0.16176 | 288.1613 | 0.081384 | 0 | 0 | 0.16277 | 288.3928 | 0.081886 | 0 | 0 | 0.16377 | 288.5472 | 0.082221 | 0 | 0 | 0.16444 | 288.7787 | 0.082723 | 0 | 0 | 0.16545 | 289.0102 | 0.083225 | 0 | 0 | 0.16645 | 289.0874 | 0.083392 | 0 | 0 | 0.16678 | 289.3189 | 0.083895 | 0 | 0 | 0.16779 | 289.5504 | 0.084397 | 0 | 0 | 0.16879 | 289.7048 | 0.084731 | 0 | 0 | 0.16946 | 289.9363 | 0.085234 | 0 | 0 | 0.17047 | 290.0906 | 0.085568 | 0 | 0 | 0.17114 | 290.245 | 0.085903 | 0 | 0 | 0.17181
2017-05-10 02:00 | 262.702 | 0.78301 |  | 275.8541 | 0.054689 | 0 | 0 | 0.10938 | 283.6059 | 0.071503 | 0 | 0 | 0.14301 | 289.9483 | 0.08526 | 0 | 0 | 0.17052 | 290.1832 | 0.085769 | 0 | 0 | 0.17154 | 290.3398 | 0.086109 | 0 | 0 | 0.17222 | 290.5747 | 0.086618 | 0 | 0 | 0.17324 | 290.8096 | 0.087128 | 0 | 0 | 0.17426 | 291.0445 | 0.087637 | 0 | 0 | 0.17527 | 291.3577 | 0.088317 | 0 | 0 | 0.17663 | 291.5926 | 0.088826 | 0 | 0 | 0.17765 | 291.7492 | 0.089166 | 0 | 0 | 0.17833 | 291.9841 | 0.089675 | 0 | 0 | 0.17935 | 292.1407 | 0.090015 | 0 | 0 | 0.18003 | 292.3756 | 0.090525 | 0 | 0 | 0.18105 | 292.6105 | 0.091034 | 0 | 0 | 0.18207 | 292.7671 | 0.091374 | 0 | 0 | 0.18275 | 293.002 | 0.091883 | 0 | 0 | 0.18377 | 293.2369 | 0.092393 | 0 | 0 | 0.18479 | 293.3152 | 0.092563 | 0 | 0 | 0.18513 | 293.5501 | 0.093072 | 0 | 0 | 0.18614 | 293.785 | 0.093582 | 0 | 0 | 0.18716 | 293.9416 | 0.093921 | 0 | 0 | 0.18784 | 294.1765 | 0.094431 | 0 | 0 | 0.18886 | 294.3331 | 0.09477 | 0 | 0 | 0.18954 | 294.4897 | 0.09511 | 0 | 0 | 0.19022
2017-05-10 03:00 | 261.4243 | 0.7792 |  | 274.5125 | 0.051779 | 0 | 0 | 0.10356 | 282.2266 | 0.068511 | 0 | 0 | 0.13702 | 288.5381 | 0.082201 | 0 | 0 | 0.1644 | 288.7719 | 0.082708 | 0 | 0 | 0.16542 | 288.9277 | 0.083046 | 0 | 0 | 0.16609 | 289.1615 | 0.083553 | 0 | 0 | 0.16711 | 289.3952 | 0.08406 | 0 | 0 | 0.16812 | 289.629 | 0.084567 | 0 | 0 | 0.16913 | 289.9407 | 0.085243 | 0 | 0 | 0.17049 | 290.1744 | 0.08575 | 0 | 0 | 0.1715 | 290.3303 | 0.086088 | 0 | 0 | 0.17218 | 290.564 | 0.086595 | 0 | 0 | 0.17319 | 290.7199 | 0.086933 | 0 | 0 | 0.17387 | 290.9536 | 0.08744 | 0 | 0 | 0.17488 | 291.1874 | 0.087947 | 0 | 0 | 0.17589 | 291.3432 | 0.088285 | 0 | 0 | 0.17657 | 291.577 | 0.088792 | 0 | 0 | 0.17758 | 291.8107 | 0.089299 | 0 | 0 | 0.1786 | 291.8887 | 0.089468 | 0 | 0 | 0.17894 | 292.1224 | 0.089975 | 0 | 0 | 0.17995 | 292.3562 | 0.090482 | 0 | 0 | 0.18096 | 292.512 | 0.09082 | 0 | 0 | 0.18164 | 292.7458 | 0.091327 | 0 | 0 | 0.18265 | 292.9016 | 0.091665 | 0 | 0 | 0.18333 | 293.0575 | 0.092003 | 0 | 0 | 0.18401
2017-05-10 04:00 | 261.969 | 0.78082 |  | 275.0844 | 0.05302 | 0 | 0 | 0.10604 | 282.8146 | 0.069787 | 0 | 0 | 0.13957 | 289.1392 | 0.083505 | 0 | 0 | 0.16701 | 289.3735 | 0.084013 | 0 | 0 | 0.16803 | 289.5296 | 0.084352 | 0 | 0 | 0.1687 | 289.7639 | 0.08486 | 0 | 0 | 0.16972 | 289.9981 | 0.085368 | 0 | 0 | 0.17074 | 290.2324 | 0.085876 | 0 | 0 | 0.17175 | 290.5447 | 0.086553 | 0 | 0 | 0.17311 | 290.779 | 0.087061 | 0 | 0 | 0.17412 | 290.9351 | 0.0874 | 0 | 0 | 0.1748 | 291.1694 | 0.087908 | 0 | 0 | 0.17582 | 291.3255 | 0.088247 | 0 | 0 | 0.17649 | 291.5598 | 0.088755 | 0 | 0 | 0.17751 | 291.794 | 0.089263 | 0 | 0 | 0.17853 | 291.9502 | 0.089602 | 0 | 0 | 0.1792 | 292.1844 | 0.09011 | 0 | 0 | 0.18022 | 292.4187 | 0.090618 | 0 | 0 | 0.18124 | 292.4968 | 0.090787 | 0 | 0 | 0.18157 | 292.731 | 0.091295 | 0 | 0 | 0.18259 | 292.9653 | 0.091804 | 0 | 0 | 0.18361 | 293.1214 | 0.092142 | 0 | 0 | 0.18428 | 293.3557 | 0.09265 | 0 | 0 | 0.1853 | 293.5118 | 0.092989 | 0 | 0 | 0.18598 | 293.668 | 0.093328 | 0 | 0 | 0.18666
2017-05-10 05:00 | 264.3381 | 0.78789 |  | 277.5721 | 0.058416 | 0 | 0 | 0.11683 | 285.3722 | 0.075334 | 0 | 0 | 0.15067 | 291.754 | 0.089176 | 0 | 0 | 0.17835 | 291.9904 | 0.089689 | 0 | 0 | 0.17938 | 292.148 | 0.090031 | 0 | 0 | 0.18006 | 292.3843 | 0.090543 | 0 | 0 | 0.18109 | 292.6207 | 0.091056 | 0 | 0 | 0.18211 | 292.8571 | 0.091569 | 0 | 0 | 0.18314 | 293.1722 | 0.092252 | 0 | 0 | 0.1845 | 293.4086 | 0.092765 | 0 | 0 | 0.18553 | 293.5662 | 0.093107 | 0 | 0 | 0.18621 | 293.8025 | 0.09362 | 0 | 0 | 0.18724 | 293.9601 | 0.093961 | 0 | 0 | 0.18792 | 294.1965 | 0.094474 | 0 | 0 | 0.18895 | 294.4328 | 0.094987 | 0 | 0 | 0.18997 | 294.5904 | 0.095328 | 0 | 0 | 0.19066 | 294.8268 | 0.095841 | 0 | 0 | 0.19168 | 295.0631 | 0.096354 | 0 | 0 | 0.19271 | 295.1419 | 0.096525 | 0 | 0 | 0.19305 | 295.3783 | 0.097037 | 0 | 0 | 0.19407 | 295.6147 | 0.09755 | 0 | 0 | 0.1951 | 295.7722 | 0.097892 | 0 | 0 | 0.19578 | 296.0086 | 0.098405 | 0 | 0 | 0.19681 | 296.1662 | 0.098746 | 0 | 0 | 0.19749 | 296.3238 | 0.099088 | 0 | 0 | 0.19818
2017-05-10 06:00 | 260.7229 | 0.77711 |  | 273.7759 | 0.050182 | 0 | 0 | 0.10036 | 281.4693 | 0.066869 | 0 | 0 | 0.13374 | 287.7639 | 0.080522 | 0 | 0 | 0.16104 | 287.997 | 0.081027 | 0 | 0 | 0.16205 | 288.1525 | 0.081365 | 0 | 0 | 0.16273 | 288.3856 | 0.08187 | 0 | 0 | 0.16374 | 288.6187 | 0.082376 | 0 | 0 | 0.16475 | 288.8519 | 0.082882 | 0 | 0 | 0.16576 | 289.1627 | 0.083556 | 0 | 0 | 0.16711 | 289.3958 | 0.084061 | 0 | 0 | 0.16812 | 289.5513 | 0.084399 | 0 | 0 | 0.1688 | 289.7844 | 0.084904 | 0 | 0 | 0.16981 | 289.9398 | 0.085241 | 0 | 0 | 0.17048 | 290.1729 | 0.085747 | 0 | 0 | 0.17149 | 290.4061 | 0.086253 | 0 | 0 | 0.17251 | 290.5615 | 0.08659 | 0 | 0 | 0.17318 | 290.7946 | 0.087095 | 0 | 0 | 0.17419 | 291.0278 | 0.087601 | 0 | 0 | 0.1752 | 291.1055 | 0.08777 | 0 | 0 | 0.17554 | 291.3386 | 0.088275 | 0 | 0 | 0.17655 | 291.5717 | 0.088781 | 0 | 0 | 0.17756 | 291.7272 | 0.089118 | 0 | 0 | 0.17824 | 291.9603 | 0.089624 | 0 | 0 | 0.17925 | 292.1157 | 0.089961 | 0 | 0 | 0.17992 | 292.2711 | 0.090298 | 0 | 0 | 0.1806
2017-05-10 07:00 | 259.4039 | 0.77318 |  | 272.3909 | 0.047178 | 0 | 0 | 0.094356 | 280.0454 | 0.06378 | 0 | 0 | 0.12756 | 286.3081 | 0.077364 | 0 | 0 | 0.15473 | 286.5401 | 0.077867 | 0 | 0 | 0.15573 | 286.6947 | 0.078203 | 0 | 0 | 0.15641 | 286.9267 | 0.078706 | 0 | 0 | 0.15741 | 287.1586 | 0.079209 | 0 | 0 | 0.15842 | 287.3906 | 0.079712 | 0 | 0 | 0.15942 | 287.6999 | 0.080383 | 0 | 0 | 0.16077 | 287.9318 | 0.080886 | 0 | 0 | 0.16177 | 288.0865 | 0.081221 | 0 | 0 | 0.16244 | 288.3184 | 0.081724 | 0 | 0 | 0.16345 | 288.4731 | 0.08206 | 0 | 0 | 0.16412 | 288.705 | 0.082563 | 0 | 0 | 0.16513 | 288.937 | 0.083066 | 0 | 0 | 0.16613 | 289.0916 | 0.083402 | 0 | 0 | 0.1668 | 289.3235 | 0.083905 | 0 | 0 | 0.16781 | 289.5555 | 0.084408 | 0 | 0 | 0.16882 | 289.6328 | 0.084575 | 0 | 0 | 0.16915 | 289.8648 | 0.085079 | 0 | 0 | 0.17016 | 290.0967 | 0.085582 | 0 | 0 | 0.17116 | 290.2514 | 0.085917 | 0 | 0 | 0.17183 | 290.4833 | 0.08642 | 0 | 0 | 0.17284 | 290.638 | 0.086756 | 0 | 0 | 0.17351 | 290.7926 | 0.087091 | 0 | 0 | 0.17418
2017-05-10 08:00 | 256.1753 | 0.76356 |  | 269.0007 | 0.039824 | 0 | 0 | 0.079649 | 276.5599 | 0.05622 | 0 | 0 | 0.11244 | 282.7447 | 0.069635 | 0 | 0 | 0.13927 | 282.9737 | 0.070132 | 0 | 0 | 0.14026 | 283.1264 | 0.070463 | 0 | 0 | 0.14093 | 283.3555 | 0.07096 | 0 | 0 | 0.14192 | 283.5846 | 0.071457 | 0 | 0 | 0.14291 | 283.8136 | 0.071954 | 0 | 0 | 0.14391 | 284.1191 | 0.072616 | 0 | 0 | 0.14523 | 284.3481 | 0.073113 | 0 | 0 | 0.14623 | 284.5008 | 0.073444 | 0 | 0 | 0.14689 | 284.7299 | 0.073941 | 0 | 0 | 0.14788 | 284.8826 | 0.074272 | 0 | 0 | 0.14854 | 285.1117 | 0.074769 | 0 | 0 | 0.14954 | 285.3408 | 0.075266 | 0 | 0 | 0.15053 | 285.4935 | 0.075597 | 0 | 0 | 0.15119 | 285.7225 | 0.076094 | 0 | 0 | 0.15219 | 285.9516 | 0.076591 | 0 | 0 | 0.15318 | 286.028 | 0.076756 | 0 | 0 | 0.15351 | 286.257 | 0.077253 | 0 | 0 | 0.15451 | 286.4861 | 0.07775 | 0 | 0 | 0.1555 | 286.6388 | 0.078081 | 0 | 0 | 0.15616 | 286.8679 | 0.078578 | 0 | 0 | 0.15716 | 287.0206 | 0.078909 | 0 | 0 | 0.15782 | 287.1733 | 0.079241 | 0 | 0 | 0.15848
2017-05-10 09:00 | 258.9398 | 0.7718 |  | 271.9036 | 0.046121 | 0 | 0 | 0.092241 | 279.5443 | 0.062694 | 0 | 0 | 0.12539 | 285.7959 | 0.076253 | 0 | 0 | 0.15251 | 286.0274 | 0.076755 | 0 | 0 | 0.15351 | 286.1818 | 0.07709 | 0 | 0 | 0.15418 | 286.4133 | 0.077592 | 0 | 0 | 0.15518 | 286.6449 | 0.078095 | 0 | 0 | 0.15619 | 286.8764 | 0.078597 | 0 | 0 | 0.15719 | 287.1851 | 0.079266 | 0 | 0 | 0.15853 | 287.4166 | 0.079769 | 0 | 0 | 0.15954 | 287.571 | 0.080103 | 0 | 0 | 0.16021 | 287.8025 | 0.080606 | 0 | 0 | 0.16121 | 287.9569 | 0.08094 | 0 | 0 | 0.16188 | 288.1884 | 0.081443 | 0 | 0 | 0.16289 | 288.42 | 0.081945 | 0 | 0 | 0.16389 | 288.5743 | 0.08228 | 0 | 0 | 0.16456 | 288.8059 | 0.082782 | 0 | 0 | 0.16556 | 289.0374 | 0.083284 | 0 | 0 | 0.16657 | 289.1146 | 0.083451 | 0 | 0 | 0.1669 | 289.3461 | 0.083954 | 0 | 0 | 0.16791 | 289.5777 | 0.084456 | 0 | 0 | 0.16891 | 289.732 | 0.084791 | 0 | 0 | 0.16958 | 289.9636 | 0.085293 | 0 | 0 | 0.17059 | 290.1179 | 0.085628 | 0 | 0 | 0.17126 | 290.2723 | 0.085962 | 0 | 0 | 0.17192
2017-05-10 10:00 | 256.3116 | 0.76396 |  | 269.1437 | 0.040135 | 0 | 0 | 0.080269 | 276.707 | 0.056539 | 0 | 0 | 0.11308 | 282.8951 | 0.069961 | 0 | 0 | 0.13992 | 283.1243 | 0.070458 | 0 | 0 | 0.14092 | 283.277 | 0.07079 | 0 | 0 | 0.14158 | 283.5062 | 0.071287 | 0 | 0 | 0.14257 | 283.7354 | 0.071784 | 0 | 0 | 0.14357 | 283.9646 | 0.072281 | 0 | 0 | 0.14456 | 284.2702 | 0.072944 | 0 | 0 | 0.14589 | 284.4994 | 0.073441 | 0 | 0 | 0.14688 | 284.6522 | 0.073772 | 0 | 0 | 0.14754 | 284.8814 | 0.07427 | 0 | 0 | 0.14854 | 285.0342 | 0.074601 | 0 | 0 | 0.1492 | 285.2633 | 0.075098 | 0 | 0 | 0.1502 | 285.4925 | 0.075595 | 0 | 0 | 0.15119 | 285.6453 | 0.075927 | 0 | 0 | 0.15185 | 285.8745 | 0.076424 | 0 | 0 | 0.15285 | 286.1037 | 0.076921 | 0 | 0 | 0.15384 | 286.1801 | 0.077086 | 0 | 0 | 0.15417 | 286.4093 | 0.077584 | 0 | 0 | 0.15517 | 286.6385 | 0.078081 | 0 | 0 | 0.15616 | 286.7913 | 0.078412 | 0 | 0 | 0.15682 | 287.0205 | 0.078909 | 0 | 0 | 0.15782 | 287.1732 | 0.079241 | 0 | 0 | 0.15848 | 287.326 | 0.079572 | 0 | 0 | 0.15914
2017-05-10 11:00 | 243.0984 | 0.72458 |  | 255.2691 | 0.010041 | 0 | 0 | 0.020081 | 262.4424 | 0.025599 | 0 | 0 | 0.051199 | 268.3115 | 0.03833 | 0 | 0 | 0.076659 | 268.5289 | 0.038801 | 0 | 0 | 0.077602 | 268.6738 | 0.039115 | 0 | 0 | 0.078231 | 268.8912 | 0.039587 | 0 | 0 | 0.079174 | 269.1086 | 0.040058 | 0 | 0 | 0.080117 | 269.3259 | 0.04053 | 0 | 0 | 0.08106 | 269.6158 | 0.041158 | 0 | 0 | 0.082317 | 269.8331 | 0.04163 | 0 | 0 | 0.08326 | 269.9781 | 0.041944 | 0 | 0 | 0.083888 | 270.1954 | 0.042416 | 0 | 0 | 0.084831 | 270.3403 | 0.04273 | 0 | 0 | 0.08546 | 270.5577 | 0.043202 | 0 | 0 | 0.086403 | 270.7751 | 0.043673 | 0 | 0 | 0.087346 | 270.92 | 0.043987 | 0 | 0 | 0.087975 | 271.1374 | 0.044459 | 0 | 0 | 0.088918 | 271.3548 | 0.04493 | 0 | 0 | 0.089861 | 271.4272 | 0.045087 | 0 | 0 | 0.090175 | 271.6446 | 0.045559 | 0 | 0 | 0.091118 | 271.862 | 0.04603 | 0 | 0 | 0.092061 | 272.0069 | 0.046345 | 0 | 0 | 0.09269 | 272.2243 | 0.046816 | 0 | 0 | 0.093632 | 272.3692 | 0.047131 | 0 | 0 | 0.094261 | 272.5141 | 0.047445 | 0 | 0 | 0.09489
2017-05-10 12:00 | 242.6074 | 0.72312 |  | 254.7534 | 0.0089221 | 0 | 0 | 0.017844 | 261.9123 | 0.02445 | 0 | 0 | 0.048899 | 267.7695 | 0.037154 | 0 | 0 | 0.074308 | 267.9865 | 0.037624 | 0 | 0 | 0.075249 | 268.1311 | 0.037938 | 0 | 0 | 0.075876 | 268.348 | 0.038409 | 0 | 0 | 0.076817 | 268.5649 | 0.038879 | 0 | 0 | 0.077758 | 268.7819 | 0.03935 | 0 | 0 | 0.078699 | 269.0711 | 0.039977 | 0 | 0 | 0.079954 | 269.2881 | 0.040448 | 0 | 0 | 0.080895 | 269.4327 | 0.040761 | 0 | 0 | 0.081523 | 269.6496 | 0.041232 | 0 | 0 | 0.082464 | 269.7942 | 0.041546 | 0 | 0 | 0.083091 | 270.0112 | 0.042016 | 0 | 0 | 0.084032 | 270.2281 | 0.042487 | 0 | 0 | 0.084973 | 270.3727 | 0.0428 | 0 | 0 | 0.085601 | 270.5897 | 0.043271 | 0 | 0 | 0.086542 | 270.8066 | 0.043741 | 0 | 0 | 0.087483 | 270.8789 | 0.043898 | 0 | 0 | 0.087796 | 271.0958 | 0.044369 | 0 | 0 | 0.088737 | 271.3128 | 0.044839 | 0 | 0 | 0.089679 | 271.4574 | 0.045153 | 0 | 0 | 0.090306 | 271.6743 | 0.045623 | 0 | 0 | 0.091247 | 271.819 | 0.045937 | 0 | 0 | 0.091874 | 271.9636 | 0.046251 | 0 | 0 | 0.092502
2017-05-10 13:00 | 234.1526 | 0.69791 |  | 245.8754 | 0 | 0 | 0 | 0 | 252.7848 | 0.0046521 | 0 | 0 | 0.0093041 | 258.4379 | 0.016914 | 0 | 0 | 0.033827 | 258.6473 | 0.017368 | 0 | 0 | 0.034736 | 258.7869 | 0.017671 | 0 | 0 | 0.035341 | 258.9962 | 0.018125 | 0 | 0 | 0.036249 | 259.2056 | 0.018579 | 0 | 0 | 0.037158 | 259.415 | 0.019033 | 0 | 0 | 0.038066 | 259.6942 | 0.019638 | 0 | 0 | 0.039277 | 259.9035 | 0.020093 | 0 | 0 | 0.040185 | 260.0431 | 0.020395 | 0 | 0 | 0.040791 | 260.2525 | 0.020849 | 0 | 0 | 0.041699 | 260.3921 | 0.021152 | 0 | 0 | 0.042304 | 260.6014 | 0.021606 | 0 | 0 | 0.043213 | 260.8108 | 0.022061 | 0 | 0 | 0.044121 | 260.9504 | 0.022363 | 0 | 0 | 0.044727 | 261.1598 | 0.022817 | 0 | 0 | 0.045635 | 261.3691 | 0.023272 | 0 | 0 | 0.046543 | 261.4389 | 0.023423 | 0 | 0 | 0.046846 | 261.6483 | 0.023877 | 0 | 0 | 0.047754 | 261.8577 | 0.024331 | 0 | 0 | 0.048662 | 261.9973 | 0.024634 | 0 | 0 | 0.049268 | 262.2066 | 0.025088 | 0 | 0 | 0.050176 | 262.3462 | 0.025391 | 0 | 0 | 0.050782 | 262.4858 | 0.025694 | 0 | 0 | 0.051387
2017-05-10 14:00 | 230.0617 | 0.68572 |  | 241.5797 | 0 | 0 | 0 | 0 | 248.3683 | 0 | 0 | 0 | 0 | 253.9227 | 0.0071201 | 0 | 0 | 0.01424 | 254.1284 | 0.0075663 | 0 | 0 | 0.015133 | 254.2655 | 0.0078637 | 0 | 0 | 0.015727 | 254.4712 | 0.0083099 | 0 | 0 | 0.01662 | 254.6769 | 0.0087561 | 0 | 0 | 0.017512 | 254.8827 | 0.0092023 | 0 | 0 | 0.018405 | 255.157 | 0.0097973 | 0 | 0 | 0.019595 | 255.3627 | 0.010243 | 0 | 0 | 0.020487 | 255.4998 | 0.010541 | 0 | 0 | 0.021082 | 255.7055 | 0.010987 | 0 | 0 | 0.021974 | 255.8427 | 0.011285 | 0 | 0 | 0.022569 | 256.0484 | 0.011731 | 0 | 0 | 0.023462 | 256.2541 | 0.012177 | 0 | 0 | 0.024354 | 256.3912 | 0.012474 | 0 | 0 | 0.024949 | 256.597 | 0.012921 | 0 | 0 | 0.025841 | 256.8027 | 0.013367 | 0 | 0 | 0.026734 | 256.8713 | 0.013516 | 0 | 0 | 0.027031 | 257.077 | 0.013962 | 0 | 0 | 0.027924 | 257.2827 | 0.014408 | 0 | 0 | 0.028816 | 257.4198 | 0.014705 | 0 | 0 | 0.029411 | 257.6255 | 0.015152 | 0 | 0 | 0.030303 | 257.7627 | 0.015449 | 0 | 0 | 0.030898 | 257.8998 | 0.015747 | 0 | 0 | 0.031493
2017-05-10 15:00 | 242.257 | 0.72207 |  | 254.3856 | 0.0081241 | 0 | 0 | 0.016248 | 261.5341 | 0.023629 | 0 | 0 | 0.047258 | 267.3828 | 0.036315 | 0 | 0 | 0.07263 | 267.5995 | 0.036785 | 0 | 0 | 0.07357 | 267.7439 | 0.037098 | 0 | 0 | 0.074197 | 267.9605 | 0.037568 | 0 | 0 | 0.075136 | 268.1771 | 0.038038 | 0 | 0 | 0.076076 | 268.3937 | 0.038508 | 0 | 0 | 0.077016 | 268.6826 | 0.039134 | 0 | 0 | 0.078269 | 268.8992 | 0.039604 | 0 | 0 | 0.079208 | 269.0436 | 0.039917 | 0 | 0 | 0.079835 | 269.2602 | 0.040387 | 0 | 0 | 0.080775 | 269.4046 | 0.040701 | 0 | 0 | 0.081401 | 269.6213 | 0.04117 | 0 | 0 | 0.082341 | 269.8379 | 0.04164 | 0 | 0 | 0.08328 | 269.9823 | 0.041953 | 0 | 0 | 0.083907 | 270.1989 | 0.042423 | 0 | 0 | 0.084847 | 270.4155 | 0.042893 | 0 | 0 | 0.085786 | 270.4878 | 0.04305 | 0 | 0 | 0.0861 | 270.7044 | 0.04352 | 0 | 0 | 0.087039 | 270.921 | 0.043989 | 0 | 0 | 0.087979 | 271.0654 | 0.044303 | 0 | 0 | 0.088605 | 271.282 | 0.044773 | 0 | 0 | 0.089545 | 271.4264 | 0.045086 | 0 | 0 | 0.090172 | 271.5709 | 0.045399 | 0 | 0 | 0.090798
2017-05-10 16:00 | 246.0336 | 0.73333 |  | 258.3512 | 0.016726 | 0 | 0 | 0.033451 | 265.6111 | 0.032472 | 0 | 0 | 0.064945 | 271.5511 | 0.045356 | 0 | 0 | 0.090712 | 271.7711 | 0.045833 | 0 | 0 | 0.091667 | 271.9177 | 0.046151 | 0 | 0 | 0.092303 | 272.1377 | 0.046629 | 0 | 0 | 0.093257 | 272.3577 | 0.047106 | 0 | 0 | 0.094212 | 272.5777 | 0.047583 | 0 | 0 | 0.095166 | 272.8711 | 0.048219 | 0 | 0 | 0.096438 | 273.0911 | 0.048696 | 0 | 0 | 0.097393 | 273.2377 | 0.049014 | 0 | 0 | 0.098029 | 273.4577 | 0.049492 | 0 | 0 | 0.098983 | 273.6044 | 0.04981 | 0 | 0 | 0.09962 | 273.8244 | 0.050287 | 0 | 0 | 0.10057 | 274.0444 | 0.050764 | 0 | 0 | 0.10153 | 274.1911 | 0.051082 | 0 | 0 | 0.10216 | 274.4111 | 0.051559 | 0 | 0 | 0.10312 | 274.6311 | 0.052037 | 0 | 0 | 0.10407 | 274.7044 | 0.052196 | 0 | 0 | 0.10439 | 274.9244 | 0.052673 | 0 | 0 | 0.10535 | 275.1444 | 0.05315 | 0 | 0 | 0.1063 | 275.291 | 0.053468 | 0 | 0 | 0.10694 | 275.511 | 0.053945 | 0 | 0 | 0.10789 | 275.6577 | 0.054263 | 0 | 0 | 0.10853 | 275.8044 | 0.054582 | 0 | 0 | 0.10916
2017-05-10 17:00 | 246.3609 | 0.7343 |  | 258.6949 | 0.017471 | 0 | 0 | 0.034942 | 265.9645 | 0.033239 | 0 | 0 | 0.066478 | 271.9124 | 0.04614 | 0 | 0 | 0.09228 | 272.1327 | 0.046618 | 0 | 0 | 0.093235 | 272.2795 | 0.046936 | 0 | 0 | 0.093872 | 272.4998 | 0.047414 | 0 | 0 | 0.094828 | 272.7201 | 0.047892 | 0 | 0 | 0.095784 | 272.9404 | 0.04837 | 0 | 0 | 0.096739 | 273.2341 | 0.049007 | 0 | 0 | 0.098013 | 273.4544 | 0.049484 | 0 | 0 | 0.098969 | 273.6013 | 0.049803 | 0 | 0 | 0.099606 | 273.8216 | 0.050281 | 0 | 0 | 0.10056 | 273.9684 | 0.050599 | 0 | 0 | 0.1012 | 274.1887 | 0.051077 | 0 | 0 | 0.10215 | 274.409 | 0.051555 | 0 | 0 | 0.10311 | 274.5559 | 0.051874 | 0 | 0 | 0.10375 | 274.7762 | 0.052351 | 0 | 0 | 0.1047 | 274.9965 | 0.052829 | 0 | 0 | 0.10566 | 275.0699 | 0.052988 | 0 | 0 | 0.10598 | 275.2902 | 0.053466 | 0 | 0 | 0.10693 | 275.5105 | 0.053944 | 0 | 0 | 0.10789 | 275.6573 | 0.054263 | 0 | 0 | 0.10853 | 275.8776 | 0.05474 | 0 | 0 | 0.10948 | 276.0245 | 0.055059 | 0 | 0 | 0.11012 | 276.1713 | 0.055377 | 0 | 0 | 0.11075
2017-05-10 18:00 | 240.9855 | 0.71828 |  | 253.0504 | 0.0052282 | 0 | 0 | 0.010456 | 260.1614 | 0.020652 | 0 | 0 | 0.041304 | 265.9795 | 0.033271 | 0 | 0 | 0.066543 | 266.195 | 0.033739 | 0 | 0 | 0.067477 | 266.3386 | 0.03405 | 0 | 0 | 0.068101 | 266.5541 | 0.034518 | 0 | 0 | 0.069035 | 266.7696 | 0.034985 | 0 | 0 | 0.06997 | 266.9851 | 0.035452 | 0 | 0 | 0.070905 | 267.2724 | 0.036076 | 0 | 0 | 0.072151 | 267.4879 | 0.036543 | 0 | 0 | 0.073086 | 267.6315 | 0.036855 | 0 | 0 | 0.073709 | 267.847 | 0.037322 | 0 | 0 | 0.074644 | 267.9907 | 0.037634 | 0 | 0 | 0.075267 | 268.2061 | 0.038101 | 0 | 0 | 0.076202 | 268.4216 | 0.038568 | 0 | 0 | 0.077137 | 268.5653 | 0.03888 | 0 | 0 | 0.07776 | 268.7808 | 0.039347 | 0 | 0 | 0.078695 | 268.9963 | 0.039815 | 0 | 0 | 0.079629 | 269.0681 | 0.039971 | 0 | 0 | 0.079941 | 269.2836 | 0.040438 | 0 | 0 | 0.080876 | 269.4991 | 0.040905 | 0 | 0 | 0.081811 | 269.6427 | 0.041217 | 0 | 0 | 0.082434 | 269.8582 | 0.041684 | 0 | 0 | 0.083369 | 270.0019 | 0.041996 | 0 | 0 | 0.083992 | 270.1455 | 0.042307 | 0 | 0 | 0.084615
2017-05-10 19:00 | 239.6189 | 0.71421 |  | 251.6153 | 0.0021155 | 0 | 0 | 0.0042311 | 258.686 | 0.017452 | 0 | 0 | 0.034904 | 264.4711 | 0.03 | 0 | 0 | 0.059999 | 264.6853 | 0.030464 | 0 | 0 | 0.060929 | 264.8282 | 0.030774 | 0 | 0 | 0.061548 | 265.0425 | 0.031239 | 0 | 0 | 0.062478 | 265.2567 | 0.031704 | 0 | 0 | 0.063407 | 265.471 | 0.032168 | 0 | 0 | 0.064337 | 265.7567 | 0.032788 | 0 | 0 | 0.065576 | 265.9709 | 0.033253 | 0 | 0 | 0.066506 | 266.1138 | 0.033563 | 0 | 0 | 0.067125 | 266.328 | 0.034027 | 0 | 0 | 0.068055 | 266.4709 | 0.034337 | 0 | 0 | 0.068674 | 266.6851 | 0.034802 | 0 | 0 | 0.069604 | 266.8994 | 0.035267 | 0 | 0 | 0.070533 | 267.0422 | 0.035576 | 0 | 0 | 0.071153 | 267.2565 | 0.036041 | 0 | 0 | 0.072082 | 267.4708 | 0.036506 | 0 | 0 | 0.073012 | 267.5422 | 0.036661 | 0 | 0 | 0.073322 | 267.7564 | 0.037126 | 0 | 0 | 0.074251 | 267.9707 | 0.03759 | 0 | 0 | 0.075181 | 268.1135 | 0.0379 | 0 | 0 | 0.0758 | 268.3278 | 0.038365 | 0 | 0 | 0.07673 | 268.4706 | 0.038675 | 0 | 0 | 0.077349 | 268.6135 | 0.038984 | 0 | 0 | 0.077969
2017-05-10 20:00 | 230.111 | 0.68587 |  | 241.6314 | 0 | 0 | 0 | 0 | 248.4215 | 0 | 0 | 0 | 0 | 253.9771 | 0.0072381 | 0 | 0 | 0.014476 | 254.1828 | 0.0076844 | 0 | 0 | 0.015369 | 254.32 | 0.0079819 | 0 | 0 | 0.015964 | 254.5258 | 0.0084282 | 0 | 0 | 0.016856 | 254.7315 | 0.0088745 | 0 | 0 | 0.017749 | 254.9373 | 0.0093208 | 0 | 0 | 0.018642 | 255.2116 | 0.0099158 | 0 | 0 | 0.019832 | 255.4174 | 0.010362 | 0 | 0 | 0.020724 | 255.5546 | 0.01066 | 0 | 0 | 0.021319 | 255.7603 | 0.011106 | 0 | 0 | 0.022212 | 255.8975 | 0.011403 | 0 | 0 | 0.022807 | 256.1033 | 0.01185 | 0 | 0 | 0.0237 | 256.309 | 0.012296 | 0 | 0 | 0.024592 | 256.4462 | 0.012594 | 0 | 0 | 0.025187 | 256.6519 | 0.01304 | 0 | 0 | 0.02608 | 256.8577 | 0.013486 | 0 | 0 | 0.026972 | 256.9263 | 0.013635 | 0 | 0 | 0.02727 | 257.1321 | 0.014081 | 0 | 0 | 0.028163 | 257.3378 | 0.014528 | 0 | 0 | 0.029055 | 257.475 | 0.014825 | 0 | 0 | 0.02965 | 257.6807 | 0.015271 | 0 | 0 | 0.030543 | 257.8179 | 0.015569 | 0 | 0 | 0.031138 | 257.9551 | 0.015866 | 0 | 0 | 0.031733
2017-05-10 21:00 | 237.7674 | 0.70869 |  | 249.6712 | 0 | 0 | 0 | 0 | 256.6872 | 0.013116 | 0 | 0 | 0.026233 | 262.4276 | 0.025567 | 0 | 0 | 0.051135 | 262.6402 | 0.026028 | 0 | 0 | 0.052057 | 262.7819 | 0.026336 | 0 | 0 | 0.052672 | 262.9946 | 0.026797 | 0 | 0 | 0.053594 | 263.2072 | 0.027258 | 0 | 0 | 0.054516 | 263.4198 | 0.027719 | 0 | 0 | 0.055439 | 263.7032 | 0.028334 | 0 | 0 | 0.056668 | 263.9158 | 0.028795 | 0 | 0 | 0.057591 | 264.0576 | 0.029103 | 0 | 0 | 0.058205 | 264.2702 | 0.029564 | 0 | 0 | 0.059128 | 264.4119 | 0.029871 | 0 | 0 | 0.059743 | 264.6245 | 0.030332 | 0 | 0 | 0.060665 | 264.8371 | 0.030794 | 0 | 0 | 0.061587 | 264.9789 | 0.031101 | 0 | 0 | 0.062202 | 265.1915 | 0.031562 | 0 | 0 | 0.063124 | 265.4041 | 0.032023 | 0 | 0 | 0.064047 | 265.475 | 0.032177 | 0 | 0 | 0.064354 | 265.6876 | 0.032638 | 0 | 0 | 0.065276 | 265.9002 | 0.033099 | 0 | 0 | 0.066199 | 266.0419 | 0.033407 | 0 | 0 | 0.066814 | 266.2545 | 0.033868 | 0 | 0 | 0.067736 | 266.3963 | 0.034175 | 0 | 0 | 0.068351 | 266.538 | 0.034483 | 0 | 0 | 0.068966
2017-05-10 22:00 | 241.9638 | 0.7212 |  | 254.0776 | 0.0074562 | 0 | 0 | 0.014912 | 261.2175 | 0.022943 | 0 | 0 | 0.045885 | 267.0592 | 0.035613 | 0 | 0 | 0.071226 | 267.2755 | 0.036082 | 0 | 0 | 0.072165 | 267.4197 | 0.036395 | 0 | 0 | 0.072791 | 267.6361 | 0.036865 | 0 | 0 | 0.073729 | 267.8525 | 0.037334 | 0 | 0 | 0.074668 | 268.0688 | 0.037803 | 0 | 0 | 0.075606 | 268.3573 | 0.038429 | 0 | 0 | 0.076858 | 268.5737 | 0.038898 | 0 | 0 | 0.077796 | 268.7179 | 0.039211 | 0 | 0 | 0.078422 | 268.9343 | 0.03968 | 0 | 0 | 0.079361 | 269.0785 | 0.039993 | 0 | 0 | 0.079986 | 269.2949 | 0.040462 | 0 | 0 | 0.080925 | 269.5112 | 0.040932 | 0 | 0 | 0.081863 | 269.6555 | 0.041245 | 0 | 0 | 0.082489 | 269.8718 | 0.041714 | 0 | 0 | 0.083428 | 270.0882 | 0.042183 | 0 | 0 | 0.084366 | 270.1603 | 0.04234 | 0 | 0 | 0.084679 | 270.3767 | 0.042809 | 0 | 0 | 0.085618 | 270.593 | 0.043278 | 0 | 0 | 0.086556 | 270.7373 | 0.043591 | 0 | 0 | 0.087182 | 270.9536 | 0.04406 | 0 | 0 | 0.08812 | 271.0979 | 0.044373 | 0 | 0 | 0.088746 | 271.2421 | 0.044686 | 0 | 0 | 0.089372
2017-05-10 23:00 | 235.808 | 0.70285 |  | 247.6136 | 0 | 0 | 0 | 0 | 254.5718 | 0.0085281 | 0 | 0 | 0.017056 | 260.2649 | 0.020876 | 0 | 0 | 0.041753 | 260.4757 | 0.021334 | 0 | 0 | 0.042667 | 260.6163 | 0.021639 | 0 | 0 | 0.043277 | 260.8272 | 0.022096 | 0 | 0 | 0.044192 | 261.038 | 0.022553 | 0 | 0 | 0.045107 | 261.2489 | 0.023011 | 0 | 0 | 0.046021 | 261.53 | 0.02362 | 0 | 0 | 0.047241 | 261.7409 | 0.024078 | 0 | 0 | 0.048156 | 261.8814 | 0.024383 | 0 | 0 | 0.048765 | 262.0923 | 0.02484 | 0 | 0 | 0.04968 | 262.2329 | 0.025145 | 0 | 0 | 0.05029 | 262.4437 | 0.025602 | 0 | 0 | 0.051205 | 262.6546 | 0.02606 | 0 | 0 | 0.052119 | 262.7952 | 0.026365 | 0 | 0 | 0.052729 | 263.006 | 0.026822 | 0 | 0 | 0.053644 | 263.2169 | 0.027279 | 0 | 0 | 0.054558 | 263.2871 | 0.027432 | 0 | 0 | 0.054863 | 263.498 | 0.027889 | 0 | 0 | 0.055778 | 263.7089 | 0.028346 | 0 | 0 | 0.056693 | 263.8494 | 0.028651 | 0 | 0 | 0.057302 | 264.0603 | 0.029109 | 0 | 0 | 0.058217 | 264.2008 | 0.029413 | 0 | 0 | 0.058827 | 264.3414 | 0.029718 | 0 | 0 | 0.059437
2017-05-11 | 203.4928 | 0.60653 |  | 213.6806 | 0 | 0 | 0 | 0 | 219.6852 | 0 | 0 | 0 | 0 | 224.5981 | 0 | 0 | 0 | 0 | 224.7801 | 0 | 0 | 0 | 0 | 224.9014 | 0 | 0 | 0 | 0 | 225.0833 | 0 | 0 | 0 | 0 | 225.2653 | 0 | 0 | 0 | 0 | 225.4473 | 0 | 0 | 0 | 0 | 225.6899 | 0 | 0 | 0 | 0 | 225.8718 | 0 | 0 | 0 | 0 | 225.9931 | 0 | 0 | 0 | 0 | 226.1751 | 0 | 0 | 0 | 0 | 226.2964 | 0 | 0 | 0 | 0 | 226.4784 | 0 | 0 | 0 | 0 | 226.6603 | 0 | 0 | 0 | 0 | 226.7816 | 0 | 0 | 0 | 0 | 226.9636 | 0 | 0 | 0 | 0 | 227.1455 | 0 | 0 | 0 | 0 | 227.2062 | 0 | 0 | 0 | 0 | 227.3882 | 0 | 0 | 0 | 0 | 227.5701 | 0 | 0 | 0 | 0 | 227.6914 | 0 | 0 | 0 | 0 | 227.8734 | 0 | 0 | 0 | 0 | 227.9947 | 0 | 0 | 0 | 0 | 228.116 | 0 | 0 | 0 | 0
2017-05-11 01:00 | 199.9021 | 0.59583 |  | 209.9101 | 0 | 0 | 0 | 0 | 215.8088 | 0 | 0 | 0 | 0 | 220.635 | 0 | 0 | 0 | 0 | 220.8138 | 0 | 0 | 0 | 0 | 220.933 | 0 | 0 | 0 | 0 | 221.1117 | 0 | 0 | 0 | 0 | 221.2905 | 0 | 0 | 0 | 0 | 221.4692 | 0 | 0 | 0 | 0 | 221.7075 | 0 | 0 | 0 | 0 | 221.8863 | 0 | 0 | 0 | 0 | 222.0055 | 0 | 0 | 0 | 0 | 222.1842 | 0 | 0 | 0 | 0 | 222.3034 | 0 | 0 | 0 | 0 | 222.4821 | 0 | 0 | 0 | 0 | 222.6609 | 0 | 0 | 0 | 0 | 222.78 | 0 | 0 | 0 | 0 | 222.9588 | 0 | 0 | 0 | 0 | 223.1375 | 0 | 0 | 0 | 0 | 223.1971 | 0 | 0 | 0 | 0 | 223.3759 | 0 | 0 | 0 | 0 | 223.5546 | 0 | 0 | 0 | 0 | 223.6738 | 0 | 0 | 0 | 0 | 223.8525 | 0 | 0 | 0 | 0 | 223.9717 | 0 | 0 | 0 | 0 | 224.0908 | 0 | 0 | 0 | 0
2017-05-11 02:00 | 216.3158 | 0.64475 |  | 227.1456 | 0 | 0 | 0 | 0 | 233.5286 | 0 | 0 | 0 | 0 | 238.7511 | 0 | 0 | 0 | 0 | 238.9445 | 0 | 0 | 0 | 0 | 239.0735 | 0 | 0 | 0 | 0 | 239.2669 | 0 | 0 | 0 | 0 | 239.4603 | 0 | 0 | 0 | 0 | 239.6537 | 0 | 0 | 0 | 0 | 239.9116 | 0 | 0 | 0 | 0 | 240.1051 | 0 | 0 | 0 | 0 | 240.234 | 0 | 0 | 0 | 0 | 240.4274 | 0 | 0 | 0 | 0 | 240.5564 | 0 | 0 | 0 | 0 | 240.7498 | 0 | 0 | 0 | 0 | 240.9432 | 0 | 0 | 0 | 0 | 241.0722 | 0 | 0 | 0 | 0 | 241.2656 | 0 | 0 | 0 | 0 | 241.459 | 0 | 0 | 0 | 0 | 241.5235 | 0 | 0 | 0 | 0 | 241.7169 | 0 | 0 | 0 | 0 | 241.9104 | 0 | 0 | 0 | 0 | 242.0393 | 0 | 0 | 0 | 0 | 242.2327 | 0 | 0 | 0 | 0 | 242.3617 | 0 | 0 | 0 | 0 | 242.4906 | 0 | 0 | 0 | 0
2017-05-11 03:00 | 231.5777 | 0.69024 |  | 243.1715 | 0 | 0 | 0 | 0 | 250.0049 | 0 | 0 | 0 | 0 | 255.5959 | 0.010749 | 0 | 0 | 0.021499 | 255.8029 | 0.011198 | 0 | 0 | 0.022397 | 255.941 | 0.011498 | 0 | 0 | 0.022996 | 256.1481 | 0.011947 | 0 | 0 | 0.023894 | 256.3551 | 0.012396 | 0 | 0 | 0.024792 | 256.5622 | 0.012845 | 0 | 0 | 0.02569 | 256.8383 | 0.013444 | 0 | 0 | 0.026888 | 257.0454 | 0.013893 | 0 | 0 | 0.027786 | 257.1834 | 0.014193 | 0 | 0 | 0.028385 | 257.3905 | 0.014642 | 0 | 0 | 0.029284 | 257.5285 | 0.014941 | 0 | 0 | 0.029882 | 257.7356 | 0.01539 | 0 | 0 | 0.030781 | 257.9427 | 0.01584 | 0 | 0 | 0.031679 | 258.0807 | 0.016139 | 0 | 0 | 0.032278 | 258.2878 | 0.016588 | 0 | 0 | 0.033176 | 258.4949 | 0.017037 | 0 | 0 | 0.034074 | 258.5639 | 0.017187 | 0 | 0 | 0.034374 | 258.771 | 0.017636 | 0 | 0 | 0.035272 | 258.978 | 0.018085 | 0 | 0 | 0.03617 | 259.1161 | 0.018385 | 0 | 0 | 0.036769 | 259.3232 | 0.018834 | 0 | 0 | 0.037668 | 259.4612 | 0.019133 | 0 | 0 | 0.038266 | 259.5993 | 0.019433 | 0 | 0 | 0.038865
2017-05-11 04:00 | 233.7103 | 0.6966 |  | 245.411 | 0 | 0 | 0 | 0 | 252.3073 | 0.0036163 | 0 | 0 | 0.0072326 | 257.9497 | 0.015855 | 0 | 0 | 0.031709 | 258.1587 | 0.016308 | 0 | 0 | 0.032616 | 258.298 | 0.01661 | 0 | 0 | 0.03322 | 258.507 | 0.017063 | 0 | 0 | 0.034127 | 258.7159 | 0.017517 | 0 | 0 | 0.035033 | 258.9249 | 0.01797 | 0 | 0 | 0.03594 | 259.2036 | 0.018574 | 0 | 0 | 0.037149 | 259.4125 | 0.019028 | 0 | 0 | 0.038055 | 259.5519 | 0.01933 | 0 | 0 | 0.03866 | 259.7608 | 0.019783 | 0 | 0 | 0.039566 | 259.9002 | 0.020085 | 0 | 0 | 0.040171 | 260.1091 | 0.020539 | 0 | 0 | 0.041077 | 260.3181 | 0.020992 | 0 | 0 | 0.041984 | 260.4574 | 0.021294 | 0 | 0 | 0.042588 | 260.6664 | 0.021747 | 0 | 0 | 0.043495 | 260.8754 | 0.022201 | 0 | 0 | 0.044401 | 260.9451 | 0.022352 | 0 | 0 | 0.044703 | 261.154 | 0.022805 | 0 | 0 | 0.04561 | 261.363 | 0.023258 | 0 | 0 | 0.046516 | 261.5023 | 0.02356 | 0 | 0 | 0.047121 | 261.7113 | 0.024014 | 0 | 0 | 0.048027 | 261.8506 | 0.024316 | 0 | 0 | 0.048632 | 261.99 | 0.024618 | 0 | 0 | 0.049236
2017-05-11 05:00 | 249.0159 | 0.74222 |  | 261.4829 | 0.023518 | 0 | 0 | 0.047036 | 268.8308 | 0.039456 | 0 | 0 | 0.078912 | 274.8428 | 0.052496 | 0 | 0 | 0.10499 | 275.0654 | 0.052979 | 0 | 0 | 0.10596 | 275.2139 | 0.053301 | 0 | 0 | 0.1066 | 275.4365 | 0.053784 | 0 | 0 | 0.10757 | 275.6592 | 0.054267 | 0 | 0 | 0.10853 | 275.8819 | 0.05475 | 0 | 0 | 0.1095 | 276.1787 | 0.055394 | 0 | 0 | 0.11079 | 276.4014 | 0.055876 | 0 | 0 | 0.11175 | 276.5499 | 0.056198 | 0 | 0 | 0.1124 | 276.7725 | 0.056681 | 0 | 0 | 0.11336 | 276.921 | 0.057003 | 0 | 0 | 0.11401 | 277.1436 | 0.057486 | 0 | 0 | 0.11497 | 277.3663 | 0.057969 | 0 | 0 | 0.11594 | 277.5147 | 0.058291 | 0 | 0 | 0.11658 | 277.7374 | 0.058774 | 0 | 0 | 0.11755 | 277.9601 | 0.059257 | 0 | 0 | 0.11851 | 278.0343 | 0.059418 | 0 | 0 | 0.11884 | 278.2569 | 0.059901 | 0 | 0 | 0.1198 | 278.4796 | 0.060384 | 0 | 0 | 0.12077 | 278.6281 | 0.060706 | 0 | 0 | 0.12141 | 278.8507 | 0.061189 | 0 | 0 | 0.12238 | 278.9992 | 0.061511 | 0 | 0 | 0.12302 | 279.1476 | 0.061833 | 0 | 0 | 0.12367
2017-05-11 06:00 | 251.1238 | 0.7485 |  | 263.6962 | 0.028319 | 0 | 0 | 0.056638 | 271.1064 | 0.044392 | 0 | 0 | 0.088783 | 277.1692 | 0.057542 | 0 | 0 | 0.11508 | 277.3938 | 0.058029 | 0 | 0 | 0.11606 | 277.5435 | 0.058354 | 0 | 0 | 0.11671 | 277.768 | 0.058841 | 0 | 0 | 0.11768 | 277.9926 | 0.059328 | 0 | 0 | 0.11866 | 278.2171 | 0.059815 | 0 | 0 | 0.11963 | 278.5165 | 0.060464 | 0 | 0 | 0.12093 | 278.7411 | 0.060951 | 0 | 0 | 0.1219 | 278.8908 | 0.061276 | 0 | 0 | 0.12255 | 279.1153 | 0.061763 | 0 | 0 | 0.12353 | 279.265 | 0.062088 | 0 | 0 | 0.12418 | 279.4896 | 0.062575 | 0 | 0 | 0.12515 | 279.7141 | 0.063062 | 0 | 0 | 0.12612 | 279.8638 | 0.063386 | 0 | 0 | 0.12677 | 280.0884 | 0.063873 | 0 | 0 | 0.12775 | 280.3129 | 0.064361 | 0 | 0 | 0.12872 | 280.3878 | 0.064523 | 0 | 0 | 0.12905 | 280.6123 | 0.06501 | 0 | 0 | 0.13002 | 280.8369 | 0.065497 | 0 | 0 | 0.13099 | 280.9866 | 0.065822 | 0 | 0 | 0.13164 | 281.2111 | 0.066309 | 0 | 0 | 0.13262 | 281.3608 | 0.066633 | 0 | 0 | 0.13327 | 281.5105 | 0.066958 | 0 | 0 | 0.13392
2017-05-11 07:00 | 256.766 | 0.76532 |  | 269.6209 | 0.04117 | 0 | 0 | 0.082339 | 277.1975 | 0.057603 | 0 | 0 | 0.11521 | 283.3966 | 0.071049 | 0 | 0 | 0.1421 | 283.6262 | 0.071547 | 0 | 0 | 0.14309 | 283.7792 | 0.071879 | 0 | 0 | 0.14376 | 284.0088 | 0.072377 | 0 | 0 | 0.14475 | 284.2384 | 0.072875 | 0 | 0 | 0.14575 | 284.468 | 0.073373 | 0 | 0 | 0.14675 | 284.7741 | 0.074037 | 0 | 0 | 0.14807 | 285.0037 | 0.074535 | 0 | 0 | 0.14907 | 285.1568 | 0.074867 | 0 | 0 | 0.14973 | 285.3864 | 0.075365 | 0 | 0 | 0.15073 | 285.5395 | 0.075697 | 0 | 0 | 0.15139 | 285.7691 | 0.076195 | 0 | 0 | 0.15239 | 285.9987 | 0.076693 | 0 | 0 | 0.15339 | 286.1517 | 0.077025 | 0 | 0 | 0.15405 | 286.3813 | 0.077523 | 0 | 0 | 0.15505 | 286.6109 | 0.078021 | 0 | 0 | 0.15604 | 286.6874 | 0.078187 | 0 | 0 | 0.15637 | 286.917 | 0.078685 | 0 | 0 | 0.15737 | 287.1466 | 0.079183 | 0 | 0 | 0.15837 | 287.2997 | 0.079515 | 0 | 0 | 0.15903 | 287.5293 | 0.080013 | 0 | 0 | 0.16003 | 287.6823 | 0.080345 | 0 | 0 | 0.16069 | 287.8354 | 0.080677 | 0 | 0 | 0.16135
2017-05-11 08:00 | 257.621 | 0.76786 |  | 270.5187 | 0.043117 | 0 | 0 | 0.086234 | 278.1206 | 0.059605 | 0 | 0 | 0.11921 | 284.3403 | 0.073096 | 0 | 0 | 0.14619 | 284.5707 | 0.073596 | 0 | 0 | 0.14719 | 284.7242 | 0.073929 | 0 | 0 | 0.14786 | 284.9546 | 0.074428 | 0 | 0 | 0.14886 | 285.185 | 0.074928 | 0 | 0 | 0.14986 | 285.4153 | 0.075428 | 0 | 0 | 0.15086 | 285.7225 | 0.076094 | 0 | 0 | 0.15219 | 285.9528 | 0.076594 | 0 | 0 | 0.15319 | 286.1064 | 0.076927 | 0 | 0 | 0.15385 | 286.3368 | 0.077426 | 0 | 0 | 0.15485 | 286.4903 | 0.077759 | 0 | 0 | 0.15552 | 286.7207 | 0.078259 | 0 | 0 | 0.15652 | 286.951 | 0.078759 | 0 | 0 | 0.15752 | 287.1046 | 0.079092 | 0 | 0 | 0.15818 | 287.335 | 0.079591 | 0 | 0 | 0.15918 | 287.5653 | 0.080091 | 0 | 0 | 0.16018 | 287.6421 | 0.080258 | 0 | 0 | 0.16052 | 287.8725 | 0.080757 | 0 | 0 | 0.16151 | 288.1028 | 0.081257 | 0 | 0 | 0.16251 | 288.2564 | 0.08159 | 0 | 0 | 0.16318 | 288.4868 | 0.08209 | 0 | 0 | 0.16418 | 288.6403 | 0.082423 | 0 | 0 | 0.16485 | 288.7939 | 0.082756 | 0 | 0 | 0.16551
2017-05-11 09:00 | 245.4805 | 0.73168 |  | 257.7704 | 0.015466 | 0 | 0 | 0.030932 | 265.0141 | 0.031177 | 0 | 0 | 0.062355 | 270.9407 | 0.044032 | 0 | 0 | 0.088064 | 271.1602 | 0.044508 | 0 | 0 | 0.089017 | 271.3065 | 0.044826 | 0 | 0 | 0.089651 | 271.526 | 0.045302 | 0 | 0 | 0.090604 | 271.7455 | 0.045778 | 0 | 0 | 0.091556 | 271.965 | 0.046254 | 0 | 0 | 0.092508 | 272.2577 | 0.046889 | 0 | 0 | 0.093778 | 272.4772 | 0.047365 | 0 | 0 | 0.09473 | 272.6235 | 0.047682 | 0 | 0 | 0.095365 | 272.843 | 0.048158 | 0 | 0 | 0.096317 | 272.9894 | 0.048476 | 0 | 0 | 0.096952 | 273.2089 | 0.048952 | 0 | 0 | 0.097904 | 273.4284 | 0.049428 | 0 | 0 | 0.098856 | 273.5747 | 0.049745 | 0 | 0 | 0.099491 | 273.7942 | 0.050221 | 0 | 0 | 0.10044 | 274.0137 | 0.050698 | 0 | 0 | 0.1014 | 274.0869 | 0.050856 | 0 | 0 | 0.10171 | 274.3064 | 0.051332 | 0 | 0 | 0.10266 | 274.5259 | 0.051809 | 0 | 0 | 0.10362 | 274.6722 | 0.052126 | 0 | 0 | 0.10425 | 274.8917 | 0.052602 | 0 | 0 | 0.1052 | 275.0381 | 0.052919 | 0 | 0 | 0.10584 | 275.1844 | 0.053237 | 0 | 0 | 0.10647
2017-05-11 10:00 | 231.3857 | 0.68967 |  | 242.97 | 0 | 0 | 0 | 0 | 249.7977 | 0 | 0 | 0 | 0 | 255.384 | 0.01029 | 0 | 0 | 0.020579 | 255.5909 | 0.010738 | 0 | 0 | 0.021477 | 255.7288 | 0.011038 | 0 | 0 | 0.022075 | 255.9357 | 0.011486 | 0 | 0 | 0.022973 | 256.1426 | 0.011935 | 0 | 0 | 0.02387 | 256.3495 | 0.012384 | 0 | 0 | 0.024768 | 256.6254 | 0.012982 | 0 | 0 | 0.025965 | 256.8323 | 0.013431 | 0 | 0 | 0.026862 | 256.9702 | 0.01373 | 0 | 0 | 0.02746 | 257.1771 | 0.014179 | 0 | 0 | 0.028358 | 257.315 | 0.014478 | 0 | 0 | 0.028956 | 257.5219 | 0.014927 | 0 | 0 | 0.029854 | 257.7288 | 0.015376 | 0 | 0 | 0.030751 | 257.8668 | 0.015675 | 0 | 0 | 0.03135 | 258.0737 | 0.016124 | 0 | 0 | 0.032247 | 258.2806 | 0.016572 | 0 | 0 | 0.033145 | 258.3495 | 0.016722 | 0 | 0 | 0.033444 | 258.5564 | 0.017171 | 0 | 0 | 0.034342 | 258.7633 | 0.01762 | 0 | 0 | 0.035239 | 258.9013 | 0.017919 | 0 | 0 | 0.035837 | 259.1082 | 0.018367 | 0 | 0 | 0.036735 | 259.2461 | 0.018667 | 0 | 0 | 0.037333 | 259.3841 | 0.018966 | 0 | 0 | 0.037932
2017-05-11 11:00 | 230.826 | 0.688 |  | 242.3823 | 0 | 0 | 0 | 0 | 249.1935 | 0 | 0 | 0 | 0 | 254.7663 | 0.0089499 | 0 | 0 | 0.0179 | 254.9727 | 0.0093976 | 0 | 0 | 0.018795 | 255.1103 | 0.009696 | 0 | 0 | 0.019392 | 255.3167 | 0.010144 | 0 | 0 | 0.020287 | 255.5231 | 0.010591 | 0 | 0 | 0.021183 | 255.7295 | 0.011039 | 0 | 0 | 0.022078 | 256.0047 | 0.011636 | 0 | 0 | 0.023272 | 256.2111 | 0.012084 | 0 | 0 | 0.024167 | 256.3487 | 0.012382 | 0 | 0 | 0.024764 | 256.5551 | 0.01283 | 0 | 0 | 0.02566 | 256.6927 | 0.013128 | 0 | 0 | 0.026256 | 256.8991 | 0.013576 | 0 | 0 | 0.027152 | 257.1055 | 0.014024 | 0 | 0 | 0.028047 | 257.2431 | 0.014322 | 0 | 0 | 0.028644 | 257.4495 | 0.01477 | 0 | 0 | 0.029539 | 257.6559 | 0.015217 | 0 | 0 | 0.030435 | 257.7247 | 0.015367 | 0 | 0 | 0.030733 | 257.9311 | 0.015814 | 0 | 0 | 0.031629 | 258.1375 | 0.016262 | 0 | 0 | 0.032524 | 258.2751 | 0.01656 | 0 | 0 | 0.033121 | 258.4815 | 0.017008 | 0 | 0 | 0.034016 | 258.6191 | 0.017307 | 0 | 0 | 0.034613 | 258.7567 | 0.017605 | 0 | 0 | 0.03521
2017-05-11 12:00 | 221.8124 | 0.66113 |  | 232.9173 | 0 | 0 | 0 | 0 | 239.4626 | 0 | 0 | 0 | 0 | 244.8177 | 0 | 0 | 0 | 0 | 245.0161 | 0 | 0 | 0 | 0 | 245.1483 | 0 | 0 | 0 | 0 | 245.3466 | 0 | 0 | 0 | 0 | 245.545 | 0 | 0 | 0 | 0 | 245.7433 | 0 | 0 | 0 | 0 | 246.0078 | 0 | 0 | 0 | 0 | 246.2061 | 0 | 0 | 0 | 0 | 246.3383 | 0 | 0 | 0 | 0 | 246.5367 | 0 | 0 | 0 | 0 | 246.6689 | 0 | 0 | 0 | 0 | 246.8673 | 0 | 0 | 0 | 0 | 247.0656 | 0 | 0 | 0 | 0 | 247.1978 | 0 | 0 | 0 | 0 | 247.3962 | 0 | 0 | 0 | 0 | 247.5945 | 0 | 0 | 0 | 0 | 247.6606 | 0 | 0 | 0 | 0 | 247.859 | 0 | 0 | 0 | 0 | 248.0573 | 0 | 0 | 0 | 0 | 248.1895 | 0 | 0 | 0 | 0 | 248.3879 | 0 | 0 | 0 | 0 | 248.5201 | 0 | 0 | 0 | 0 | 248.6523 | 0 | 0 | 0 | 0
2017-05-11 13:00 | 209.5504 | 0.62459 |  | 220.0415 | 0 | 0 | 0 | 0 | 226.2249 | 0 | 0 | 0 | 0 | 231.284 | 0 | 0 | 0 | 0 | 231.4714 | 0 | 0 | 0 | 0 | 231.5963 | 0 | 0 | 0 | 0 | 231.7837 | 0 | 0 | 0 | 0 | 231.9711 | 0 | 0 | 0 | 0 | 232.1584 | 0 | 0 | 0 | 0 | 232.4083 | 0 | 0 | 0 | 0 | 232.5957 | 0 | 0 | 0 | 0 | 232.7206 | 0 | 0 | 0 | 0 | 232.9079 | 0 | 0 | 0 | 0 | 233.0329 | 0 | 0 | 0 | 0 | 233.2202 | 0 | 0 | 0 | 0 | 233.4076 | 0 | 0 | 0 | 0 | 233.5325 | 0 | 0 | 0 | 0 | 233.7199 | 0 | 0 | 0 | 0 | 233.9073 | 0 | 0 | 0 | 0 | 233.9697 | 0 | 0 | 0 | 0 | 234.1571 | 0 | 0 | 0 | 0 | 234.3445 | 0 | 0 | 0 | 0 | 234.4694 | 0 | 0 | 0 | 0 | 234.6568 | 0 | 0 | 0 | 0 | 234.7817 | 0 | 0 | 0 | 0 | 234.9066 | 0 | 0 | 0 | 0
2017-05-11 14:00 | 213.7763 | 0.63718 |  | 224.479 | 0 | 0 | 0 | 0 | 230.7871 | 0 | 0 | 0 | 0 | 235.9483 | 0 | 0 | 0 | 0 | 236.1394 | 0 | 0 | 0 | 0 | 236.2668 | 0 | 0 | 0 | 0 | 236.458 | 0 | 0 | 0 | 0 | 236.6492 | 0 | 0 | 0 | 0 | 236.8403 | 0 | 0 | 0 | 0 | 237.0952 | 0 | 0 | 0 | 0 | 237.2863 | 0 | 0 | 0 | 0 | 237.4138 | 0 | 0 | 0 | 0 | 237.6049 | 0 | 0 | 0 | 0 | 237.7324 | 0 | 0 | 0 | 0 | 237.9235 | 0 | 0 | 0 | 0 | 238.1147 | 0 | 0 | 0 | 0 | 238.2421 | 0 | 0 | 0 | 0 | 238.4333 | 0 | 0 | 0 | 0 | 238.6244 | 0 | 0 | 0 | 0 | 238.6881 | 0 | 0 | 0 | 0 | 238.8793 | 0 | 0 | 0 | 0 | 239.0704 | 0 | 0 | 0 | 0 | 239.1979 | 0 | 0 | 0 | 0 | 239.389 | 0 | 0 | 0 | 0 | 239.5165 | 0 | 0 | 0 | 0 | 239.6439 | 0 | 0 | 0 | 0
2017-05-11 15:00 | 211.0421 | 0.62903 |  | 221.6078 | 0 | 0 | 0 | 0 | 227.8352 | 0 | 0 | 0 | 0 | 232.9304 | 0 | 0 | 0 | 0 | 233.1191 | 0 | 0 | 0 | 0 | 233.2449 | 0 | 0 | 0 | 0 | 233.4336 | 0 | 0 | 0 | 0 | 233.6223 | 0 | 0 | 0 | 0 | 233.811 | 0 | 0 | 0 | 0 | 234.0626 | 0 | 0 | 0 | 0 | 234.2514 | 0 | 0 | 0 | 0 | 234.3772 | 0 | 0 | 0 | 0 | 234.5659 | 0 | 0 | 0 | 0 | 234.6917 | 0 | 0 | 0 | 0 | 234.8804 | 0 | 0 | 0 | 0 | 235.0691 | 0 | 0 | 0 | 0 | 235.1949 | 0 | 0 | 0 | 0 | 235.3836 | 0 | 0 | 0 | 0 | 235.5723 | 0 | 0 | 0 | 0 | 235.6352 | 0 | 0 | 0 | 0 | 235.8239 | 0 | 0 | 0 | 0 | 236.0126 | 0 | 0 | 0 | 0 | 236.1385 | 0 | 0 | 0 | 0 | 236.3272 | 0 | 0 | 0 | 0 | 236.453 | 0 | 0 | 0 | 0 | 236.5788 | 0 | 0 | 0 | 0
2017-05-11 16:00 | 219.0593 | 0.65293 |  | 230.0264 | 0 | 0 | 0 | 0 | 236.4904 | 0 | 0 | 0 | 0 | 241.7791 | 0 | 0 | 0 | 0 | 241.975 | 0 | 0 | 0 | 0 | 242.1056 | 0 | 0 | 0 | 0 | 242.3014 | 0 | 0 | 0 | 0 | 242.4973 | 0 | 0 | 0 | 0 | 242.6932 | 0 | 0 | 0 | 0 | 242.9544 | 0 | 0 | 0 | 0 | 243.1503 | 0 | 0 | 0 | 0 | 243.2808 | 0 | 0 | 0 | 0 | 243.4767 | 0 | 0 | 0 | 0 | 243.6073 | 0 | 0 | 0 | 0 | 243.8032 | 0 | 0 | 0 | 0 | 243.9991 | 0 | 0 | 0 | 0 | 244.1296 | 0 | 0 | 0 | 0 | 244.3255 | 0 | 0 | 0 | 0 | 244.5214 | 0 | 0 | 0 | 0 | 244.5867 | 0 | 0 | 0 | 0 | 244.7826 | 0 | 0 | 0 | 0 | 244.9784 | 0 | 0 | 0 | 0 | 245.109 | 0 | 0 | 0 | 0 | 245.3049 | 0 | 0 | 0 | 0 | 245.4355 | 0 | 0 | 0 | 0 | 245.5661 | 0 | 0 | 0 | 0
2017-05-11 17:00 | 224.2781 | 0.66848 |  | 235.5065 | 0 | 0 | 0 | 0 | 242.1245 | 0 | 0 | 0 | 0 | 247.5392 | 0 | 0 | 0 | 0 | 247.7398 | 0 | 0 | 0 | 0 | 247.8735 | 0 | 0 | 0 | 0 | 248.074 | 0 | 0 | 0 | 0 | 248.2746 | 0 | 0 | 0 | 0 | 248.4751 | 0 | 0 | 0 | 0 | 248.7425 | 0 | 0 | 0 | 0 | 248.943 | 0 | 0 | 0 | 0 | 249.0767 | 0 | 0 | 0 | 0 | 249.2773 | 0 | 0 | 0 | 0 | 249.411 | 0 | 0 | 0 | 0 | 249.6115 | 0 | 0 | 0 | 0 | 249.8121 | 0 | 0 | 0 | 0 | 249.9458 | 0 | 0 | 0 | 0 | 250.1463 | 0 | 0 | 0 | 0 | 250.3469 | 0 | 0 | 0 | 0 | 250.4137 | 0 | 0 | 0 | 0 | 250.6143 | 0 | 0 | 0 | 0 | 250.8148 | 0.00037913 | 0 | 0 | 0.00075826 | 250.9485 | 0.00066912 | 0 | 0 | 0.0013382 | 251.149 | 0.0011041 | 0 | 0 | 0.0022082 | 251.2827 | 0.0013941 | 0 | 0 | 0.0027882 | 251.4164 | 0.0016841 | 0 | 0 | 0.0033682
2017-05-11 18:00 | 219.5818 | 0.65449 |  | 230.5751 | 0 | 0 | 0 | 0 | 237.0545 | 0 | 0 | 0 | 0 | 242.3559 | 0 | 0 | 0 | 0 | 242.5522 | 0 | 0 | 0 | 0 | 242.6831 | 0 | 0 | 0 | 0 | 242.8795 | 0 | 0 | 0 | 0 | 243.0758 | 0 | 0 | 0 | 0 | 243.2721 | 0 | 0 | 0 | 0 | 243.5339 | 0 | 0 | 0 | 0 | 243.7303 | 0 | 0 | 0 | 0 | 243.8612 | 0 | 0 | 0 | 0 | 244.0575 | 0 | 0 | 0 | 0 | 244.1884 | 0 | 0 | 0 | 0 | 244.3848 | 0 | 0 | 0 | 0 | 244.5811 | 0 | 0 | 0 | 0 | 244.712 | 0 | 0 | 0 | 0 | 244.9084 | 0 | 0 | 0 | 0 | 245.1047 | 0 | 0 | 0 | 0 | 245.1701 | 0 | 0 | 0 | 0 | 245.3665 | 0 | 0 | 0 | 0 | 245.5628 | 0 | 0 | 0 | 0 | 245.6937 | 0 | 0 | 0 | 0 | 245.8901 | 0 | 0 | 0 | 0 | 246.021 | 0 | 0 | 0 | 0 | 246.1519 | 0 | 0 | 0 | 0
2017-05-11 19:00 | 227.7467 | 0.67882 |  | 239.1487 | 0 | 0 | 0 | 0 | 245.8691 | 0 | 0 | 0 | 0 | 251.3675 | 0.001578 | 0 | 0 | 0.0031559 | 251.5712 | 0.0020197 | 0 | 0 | 0.0040394 | 251.7069 | 0.0023142 | 0 | 0 | 0.0046283 | 251.9106 | 0.0027559 | 0 | 0 | 0.0055117 | 252.1142 | 0.0031976 | 0 | 0 | 0.0063951 | 252.3179 | 0.0036393 | 0 | 0 | 0.0072786 | 252.5894 | 0.0042282 | 0 | 0 | 0.0084564 | 252.793 | 0.0046699 | 0 | 0 | 0.0093399 | 252.9288 | 0.0049644 | 0 | 0 | 0.0099288 | 253.1324 | 0.0054061 | 0 | 0 | 0.010812 | 253.2682 | 0.0057006 | 0 | 0 | 0.011401 | 253.4719 | 0.0061423 | 0 | 0 | 0.012285 | 253.6755 | 0.006584 | 0 | 0 | 0.013168 | 253.8113 | 0.0068785 | 0 | 0 | 0.013757 | 254.0149 | 0.0073202 | 0 | 0 | 0.01464 | 254.2186 | 0.0077619 | 0 | 0 | 0.015524 | 254.2864 | 0.0079091 | 0 | 0 | 0.015818 | 254.4901 | 0.0083508 | 0 | 0 | 0.016702 | 254.6937 | 0.0087926 | 0 | 0 | 0.017585 | 254.8295 | 0.009087 | 0 | 0 | 0.018174 | 255.0331 | 0.0095287 | 0 | 0 | 0.019057 | 255.1689 | 0.0098232 | 0 | 0 | 0.019646 | 255.3047 | 0.010118 | 0 | 0 | 0.020235
2017-05-11 20:00 | 222.427 | 0.66297 |  | 233.5627 | 0 | 0 | 0 | 0 | 240.1261 | 0 | 0 | 0 | 0 | 245.4961 | 0 | 0 | 0 | 0 | 245.695 | 0 | 0 | 0 | 0 | 245.8276 | 0 | 0 | 0 | 0 | 246.0265 | 0 | 0 | 0 | 0 | 246.2254 | 0 | 0 | 0 | 0 | 246.4243 | 0 | 0 | 0 | 0 | 246.6894 | 0 | 0 | 0 | 0 | 246.8883 | 0 | 0 | 0 | 0 | 247.0209 | 0 | 0 | 0 | 0 | 247.2198 | 0 | 0 | 0 | 0 | 247.3524 | 0 | 0 | 0 | 0 | 247.5513 | 0 | 0 | 0 | 0 | 247.7502 | 0 | 0 | 0 | 0 | 247.8828 | 0 | 0 | 0 | 0 | 248.0817 | 0 | 0 | 0 | 0 | 248.2806 | 0 | 0 | 0 | 0 | 248.3469 | 0 | 0 | 0 | 0 | 248.5457 | 0 | 0 | 0 | 0 | 248.7446 | 0 | 0 | 0 | 0 | 248.8772 | 0 | 0 | 0 | 0 | 249.0761 | 0 | 0 | 0 | 0 | 249.2087 | 0 | 0 | 0 | 0 | 249.3413 | 0 | 0 | 0 | 0
2017-05-11 21:00 | 223.8284 | 0.66714 |  | 235.0343 | 0 | 0 | 0 | 0 | 241.639 | 0 | 0 | 0 | 0 | 247.0429 | 0 | 0 | 0 | 0 | 247.243 | 0 | 0 | 0 | 0 | 247.3765 | 0 | 0 | 0 | 0 | 247.5766 | 0 | 0 | 0 | 0 | 247.7767 | 0 | 0 | 0 | 0 | 247.9769 | 0 | 0 | 0 | 0 | 248.2437 | 0 | 0 | 0 | 0 | 248.4439 | 0 | 0 | 0 | 0 | 248.5773 | 0 | 0 | 0 | 0 | 248.7775 | 0 | 0 | 0 | 0 | 248.9109 | 0 | 0 | 0 | 0 | 249.111 | 0 | 0 | 0 | 0 | 249.3112 | 0 | 0 | 0 | 0 | 249.4446 | 0 | 0 | 0 | 0 | 249.6447 | 0 | 0 | 0 | 0 | 249.8449 | 0 | 0 | 0 | 0 | 249.9116 | 0 | 0 | 0 | 0 | 250.1117 | 0 | 0 | 0 | 0 | 250.3119 | 0 | 0 | 0 | 0 | 250.4453 | 0 | 0 | 0 | 0 | 250.6455 | 1.1831e-05 | 0 | 0 | 2.3662e-05 | 250.7789 | 0.00030124 | 0 | 0 | 0.00060247 | 250.9123 | 0.00059064 | 0 | 0 | 0.0011813
2017-05-11 22:00 | 221.6662 | 0.6607 |  | 232.7639 | 0 | 0 | 0 | 0 | 239.3048 | 0 | 0 | 0 | 0 | 244.6564 | 0 | 0 | 0 | 0 | 244.8546 | 0 | 0 | 0 | 0 | 244.9868 | 0 | 0 | 0 | 0 | 245.185 | 0 | 0 | 0 | 0 | 245.3832 | 0 | 0 | 0 | 0 | 245.5814 | 0 | 0 | 0 | 0 | 245.8457 | 0 | 0 | 0 | 0 | 246.0439 | 0 | 0 | 0 | 0 | 246.176 | 0 | 0 | 0 | 0 | 246.3743 | 0 | 0 | 0 | 0 | 246.5064 | 0 | 0 | 0 | 0 | 246.7046 | 0 | 0 | 0 | 0 | 246.9028 | 0 | 0 | 0 | 0 | 247.035 | 0 | 0 | 0 | 0 | 247.2332 | 0 | 0 | 0 | 0 | 247.4314 | 0 | 0 | 0 | 0 | 247.4974 | 0 | 0 | 0 | 0 | 247.6956 | 0 | 0 | 0 | 0 | 247.8939 | 0 | 0 | 0 | 0 | 248.026 | 0 | 0 | 0 | 0 | 248.2242 | 0 | 0 | 0 | 0 | 248.3563 | 0 | 0 | 0 | 0 | 248.4885 | 0 | 0 | 0 | 0
2017-05-11 23:00 | 218.0766 | 0.65 |  | 228.9945 | 0 | 0 | 0 | 0 | 235.4295 | 0 | 0 | 0 | 0 | 240.6945 | 0 | 0 | 0 | 0 | 240.8895 | 0 | 0 | 0 | 0 | 241.0195 | 0 | 0 | 0 | 0 | 241.2145 | 0 | 0 | 0 | 0 | 241.4095 | 0 | 0 | 0 | 0 | 241.6045 | 0 | 0 | 0 | 0 | 241.8645 | 0 | 0 | 0 | 0 | 242.0595 | 0 | 0 | 0 | 0 | 242.1895 | 0 | 0 | 0 | 0 | 242.3845 | 0 | 0 | 0 | 0 | 242.5145 | 0 | 0 | 0 | 0 | 242.7095 | 0 | 0 | 0 | 0 | 242.9045 | 0 | 0 | 0 | 0 | 243.0345 | 0 | 0 | 0 | 0 | 243.2295 | 0 | 0 | 0 | 0 | 243.4245 | 0 | 0 | 0 | 0 | 243.4895 | 0 | 0 | 0 | 0 | 243.6845 | 0 | 0 | 0 | 0 | 243.8795 | 0 | 0 | 0 | 0 | 244.0095 | 0 | 0 | 0 | 0 | 244.2045 | 0 | 0 | 0 | 0 | 244.3345 | 0 | 0 | 0 | 0 | 244.4645 | 0 | 0 | 0 | 0
2017-05-12 | 224.8149 | 0.67008 |  | 236.0702 | 0 | 0 | 0 | 0 | 242.704 | 0 | 0 | 0 | 0 | 248.1317 | 0 | 0 | 0 | 0 | 248.3327 | 0 | 0 | 0 | 0 | 248.4667 | 0 | 0 | 0 | 0 | 248.6677 | 0 | 0 | 0 | 0 | 248.8687 | 0 | 0 | 0 | 0 | 249.0698 | 0 | 0 | 0 | 0 | 249.3378 | 0 | 0 | 0 | 0 | 249.5388 | 0 | 0 | 0 | 0 | 249.6728 | 0 | 0 | 0 | 0 | 249.8739 | 0 | 0 | 0 | 0 | 250.0079 | 0 | 0 | 0 | 0 | 250.2089 | 0 | 0 | 0 | 0 | 250.4099 | 0 | 0 | 0 | 0 | 250.544 | 0 | 0 | 0 | 0 | 250.745 | 0.0002277 | 0 | 0 | 0.00045541 | 250.946 | 0.00066373 | 0 | 0 | 0.0013275 | 251.013 | 0.00080907 | 0 | 0 | 0.0016181 | 251.214 | 0.0012451 | 0 | 0 | 0.0024902 | 251.4151 | 0.0016811 | 0 | 0 | 0.0033622 | 251.5491 | 0.0019718 | 0 | 0 | 0.0039436 | 251.7501 | 0.0024078 | 0 | 0 | 0.0048156 | 251.8841 | 0.0026985 | 0 | 0 | 0.005397 | 252.0181 | 0.0029892 | 0 | 0 | 0.0059784
2017-05-12 01:00 | 228.1563 | 0.68004 |  | 239.5789 | 0 | 0 | 0 | 0 | 246.3113 | 0 | 0 | 0 | 0 | 251.8197 | 0.0025587 | 0 | 0 | 0.0051174 | 252.0237 | 0.0030012 | 0 | 0 | 0.0060024 | 252.1597 | 0.0032962 | 0 | 0 | 0.0065924 | 252.3637 | 0.0037387 | 0 | 0 | 0.0074774 | 252.5677 | 0.0041812 | 0 | 0 | 0.0083624 | 252.7717 | 0.0046237 | 0 | 0 | 0.0092474 | 253.0437 | 0.0052137 | 0 | 0 | 0.010427 | 253.2478 | 0.0056562 | 0 | 0 | 0.011312 | 253.3838 | 0.0059512 | 0 | 0 | 0.011902 | 253.5878 | 0.0063937 | 0 | 0 | 0.012787 | 253.7238 | 0.0066887 | 0 | 0 | 0.013377 | 253.9278 | 0.0071312 | 0 | 0 | 0.014262 | 254.1318 | 0.0075737 | 0 | 0 | 0.015147 | 254.2678 | 0.0078687 | 0 | 0 | 0.015737 | 254.4718 | 0.0083112 | 0 | 0 | 0.016622 | 254.6758 | 0.0087537 | 0 | 0 | 0.017507 | 254.7438 | 0.0089012 | 0 | 0 | 0.017802 | 254.9479 | 0.0093437 | 0 | 0 | 0.018687 | 255.1519 | 0.0097862 | 0 | 0 | 0.019572 | 255.2879 | 0.010081 | 0 | 0 | 0.020162 | 255.4919 | 0.010524 | 0 | 0 | 0.021048 | 255.6279 | 0.010819 | 0 | 0 | 0.021638 | 255.7639 | 0.011114 | 0 | 0 | 0.022228
2017-05-12 02:00 | 231.4587 | 0.68989 |  | 243.0466 | 0 | 0 | 0 | 0 | 249.8764 | 0 | 0 | 0 | 0 | 255.4645 | 0.010464 | 0 | 0 | 0.020929 | 255.6715 | 0.010913 | 0 | 0 | 0.021827 | 255.8095 | 0.011213 | 0 | 0 | 0.022425 | 256.0164 | 0.011661 | 0 | 0 | 0.023323 | 256.2234 | 0.01211 | 0 | 0 | 0.024221 | 256.4304 | 0.012559 | 0 | 0 | 0.025119 | 256.7063 | 0.013158 | 0 | 0 | 0.026316 | 256.9133 | 0.013607 | 0 | 0 | 0.027213 | 257.0513 | 0.013906 | 0 | 0 | 0.027812 | 257.2582 | 0.014355 | 0 | 0 | 0.02871 | 257.3962 | 0.014654 | 0 | 0 | 0.029308 | 257.6032 | 0.015103 | 0 | 0 | 0.030206 | 257.8101 | 0.015552 | 0 | 0 | 0.031104 | 257.9481 | 0.015851 | 0 | 0 | 0.031703 | 258.1551 | 0.0163 | 0 | 0 | 0.0326 | 258.362 | 0.016749 | 0 | 0 | 0.033498 | 258.431 | 0.016899 | 0 | 0 | 0.033797 | 258.638 | 0.017348 | 0 | 0 | 0.034695 | 258.845 | 0.017797 | 0 | 0 | 0.035593 | 258.9829 | 0.018096 | 0 | 0 | 0.036192 | 259.1899 | 0.018545 | 0 | 0 | 0.037089 | 259.3279 | 0.018844 | 0 | 0 | 0.037688 | 259.4658 | 0.019143 | 0 | 0 | 0.038287
2017-05-12 03:00 | 233.3224 | 0.69544 |  | 245.0036 | 0 | 0 | 0 | 0 | 251.8885 | 0.002708 | 0 | 0 | 0.005416 | 257.5216 | 0.014926 | 0 | 0 | 0.029852 | 257.7302 | 0.015379 | 0 | 0 | 0.030757 | 257.8693 | 0.01568 | 0 | 0 | 0.031361 | 258.0779 | 0.016133 | 0 | 0 | 0.032266 | 258.2866 | 0.016585 | 0 | 0 | 0.033171 | 258.4952 | 0.017038 | 0 | 0 | 0.034076 | 258.7734 | 0.017641 | 0 | 0 | 0.035283 | 258.982 | 0.018094 | 0 | 0 | 0.036188 | 259.1211 | 0.018395 | 0 | 0 | 0.036791 | 259.3297 | 0.018848 | 0 | 0 | 0.037696 | 259.4688 | 0.01915 | 0 | 0 | 0.038299 | 259.6774 | 0.019602 | 0 | 0 | 0.039204 | 259.8861 | 0.020055 | 0 | 0 | 0.040109 | 260.0252 | 0.020356 | 0 | 0 | 0.040713 | 260.2338 | 0.020809 | 0 | 0 | 0.041618 | 260.4424 | 0.021261 | 0 | 0 | 0.042523 | 260.512 | 0.021412 | 0 | 0 | 0.042825 | 260.7206 | 0.021865 | 0 | 0 | 0.04373 | 260.9292 | 0.022317 | 0 | 0 | 0.044635 | 261.0683 | 0.022619 | 0 | 0 | 0.045238 | 261.2769 | 0.023072 | 0 | 0 | 0.046143 | 261.416 | 0.023373 | 0 | 0 | 0.046746 | 261.5551 | 0.023675 | 0 | 0 | 0.04735
2017-05-12 04:00 | 236.9811 | 0.70635 |  | 248.8455 | 0 | 0 | 0 | 0 | 255.8383 | 0.011275 | 0 | 0 | 0.02255 | 261.5597 | 0.023685 | 0 | 0 | 0.04737 | 261.7716 | 0.024145 | 0 | 0 | 0.048289 | 261.9129 | 0.024451 | 0 | 0 | 0.048902 | 262.1248 | 0.024911 | 0 | 0 | 0.049821 | 262.3367 | 0.02537 | 0 | 0 | 0.05074 | 262.5486 | 0.02583 | 0 | 0 | 0.05166 | 262.8312 | 0.026443 | 0 | 0 | 0.052885 | 263.0431 | 0.026902 | 0 | 0 | 0.053804 | 263.1843 | 0.027209 | 0 | 0 | 0.054417 | 263.3962 | 0.027668 | 0 | 0 | 0.055337 | 263.5375 | 0.027975 | 0 | 0 | 0.055949 | 263.7494 | 0.028434 | 0 | 0 | 0.056869 | 263.9613 | 0.028894 | 0 | 0 | 0.057788 | 264.1026 | 0.0292 | 0 | 0 | 0.058401 | 264.3145 | 0.02966 | 0 | 0 | 0.05932 | 264.5264 | 0.03012 | 0 | 0 | 0.060239 | 264.597 | 0.030273 | 0 | 0 | 0.060546 | 264.8089 | 0.030732 | 0 | 0 | 0.061465 | 265.0208 | 0.031192 | 0 | 0 | 0.062384 | 265.1621 | 0.031498 | 0 | 0 | 0.062997 | 265.374 | 0.031958 | 0 | 0 | 0.063916 | 265.5153 | 0.032264 | 0 | 0 | 0.064529 | 265.6565 | 0.032571 | 0 | 0 | 0.065142
2017-05-12 05:00 | 236.4669 | 0.70481 |  | 248.3056 | 0 | 0 | 0 | 0 | 255.2832 | 0.010071 | 0 | 0 | 0.020142 | 260.9922 | 0.022454 | 0 | 0 | 0.044908 | 261.2037 | 0.022913 | 0 | 0 | 0.045825 | 261.3446 | 0.023218 | 0 | 0 | 0.046437 | 261.5561 | 0.023677 | 0 | 0 | 0.047354 | 261.7675 | 0.024136 | 0 | 0 | 0.048271 | 261.979 | 0.024594 | 0 | 0 | 0.049188 | 262.2609 | 0.025206 | 0 | 0 | 0.050411 | 262.4723 | 0.025664 | 0 | 0 | 0.051329 | 262.6133 | 0.02597 | 0 | 0 | 0.05194 | 262.8247 | 0.026429 | 0 | 0 | 0.052857 | 262.9657 | 0.026734 | 0 | 0 | 0.053469 | 263.1771 | 0.027193 | 0 | 0 | 0.054386 | 263.3886 | 0.027652 | 0 | 0 | 0.055303 | 263.5296 | 0.027957 | 0 | 0 | 0.055915 | 263.741 | 0.028416 | 0 | 0 | 0.056832 | 263.9524 | 0.028875 | 0 | 0 | 0.057749 | 264.0229 | 0.029028 | 0 | 0 | 0.058055 | 264.2344 | 0.029486 | 0 | 0 | 0.058972 | 264.4458 | 0.029945 | 0 | 0 | 0.05989 | 264.5868 | 0.030251 | 0 | 0 | 0.060501 | 264.7982 | 0.030709 | 0 | 0 | 0.061418 | 264.9392 | 0.031015 | 0 | 0 | 0.06203 | 265.0801 | 0.031321 | 0 | 0 | 0.062641
2017-05-12 06:00 | 241.6114 | 0.72015 |  | 253.7076 | 0.0066536 | 0 | 0 | 0.013307 | 260.8371 | 0.022117 | 0 | 0 | 0.044235 | 266.6702 | 0.03477 | 0 | 0 | 0.069539 | 266.8863 | 0.035238 | 0 | 0 | 0.070476 | 267.0303 | 0.035551 | 0 | 0 | 0.071101 | 267.2464 | 0.036019 | 0 | 0 | 0.072038 | 267.4624 | 0.036488 | 0 | 0 | 0.072976 | 267.6784 | 0.036956 | 0 | 0 | 0.073913 | 267.9665 | 0.037581 | 0 | 0 | 0.075162 | 268.1825 | 0.03805 | 0 | 0 | 0.0761 | 268.3266 | 0.038362 | 0 | 0 | 0.076724 | 268.5426 | 0.038831 | 0 | 0 | 0.077662 | 268.6866 | 0.039143 | 0 | 0 | 0.078286 | 268.9027 | 0.039612 | 0 | 0 | 0.079224 | 269.1187 | 0.04008 | 0 | 0 | 0.080161 | 269.2628 | 0.040393 | 0 | 0 | 0.080786 | 269.4788 | 0.040861 | 0 | 0 | 0.081723 | 269.6949 | 0.04133 | 0 | 0 | 0.08266 | 269.7669 | 0.041486 | 0 | 0 | 0.082972 | 269.9829 | 0.041955 | 0 | 0 | 0.08391 | 270.199 | 0.042423 | 0 | 0 | 0.084847 | 270.343 | 0.042736 | 0 | 0 | 0.085472 | 270.559 | 0.043204 | 0 | 0 | 0.086409 | 270.7031 | 0.043517 | 0 | 0 | 0.087034 | 270.8471 | 0.043829 | 0 | 0 | 0.087658
2017-05-12 07:00 | 252.6603 | 0.75308 |  | 265.3096 | 0.031818 | 0 | 0 | 0.063637 | 272.7651 | 0.047989 | 0 | 0 | 0.095979 | 278.865 | 0.06122 | 0 | 0 | 0.12244 | 279.091 | 0.06171 | 0 | 0 | 0.12342 | 279.2416 | 0.062037 | 0 | 0 | 0.12407 | 279.4675 | 0.062527 | 0 | 0 | 0.12505 | 279.6934 | 0.063017 | 0 | 0 | 0.12603 | 279.9193 | 0.063507 | 0 | 0 | 0.12701 | 280.2206 | 0.06416 | 0 | 0 | 0.12832 | 280.4465 | 0.06465 | 0 | 0 | 0.1293 | 280.5971 | 0.064977 | 0 | 0 | 0.12995 | 280.823 | 0.065467 | 0 | 0 | 0.13093 | 280.9737 | 0.065794 | 0 | 0 | 0.13159 | 281.1996 | 0.066284 | 0 | 0 | 0.13257 | 281.4255 | 0.066774 | 0 | 0 | 0.13355 | 281.5761 | 0.0671 | 0 | 0 | 0.1342 | 281.802 | 0.06759 | 0 | 0 | 0.13518 | 282.028 | 0.06808 | 0 | 0 | 0.13616 | 282.1033 | 0.068244 | 0 | 0 | 0.13649 | 282.3292 | 0.068734 | 0 | 0 | 0.13747 | 282.5551 | 0.069224 | 0 | 0 | 0.13845 | 282.7057 | 0.069551 | 0 | 0 | 0.1391 | 282.9317 | 0.070041 | 0 | 0 | 0.14008 | 283.0823 | 0.070367 | 0 | 0 | 0.14073 | 283.2329 | 0.070694 | 0 | 0 | 0.14139
2017-05-12 08:00 | 243.4019 | 0.72548 |  | 255.5878 | 0.010732 | 0 | 0 | 0.021463 | 262.7701 | 0.02631 | 0 | 0 | 0.05262 | 268.6465 | 0.039056 | 0 | 0 | 0.078112 | 268.8641 | 0.039528 | 0 | 0 | 0.079056 | 269.0092 | 0.039843 | 0 | 0 | 0.079686 | 269.2269 | 0.040315 | 0 | 0 | 0.08063 | 269.4445 | 0.040787 | 0 | 0 | 0.081574 | 269.6622 | 0.041259 | 0 | 0 | 0.082518 | 269.9524 | 0.041889 | 0 | 0 | 0.083777 | 270.17 | 0.042361 | 0 | 0 | 0.084721 | 270.3151 | 0.042675 | 0 | 0 | 0.085351 | 270.5327 | 0.043147 | 0 | 0 | 0.086295 | 270.6778 | 0.043462 | 0 | 0 | 0.086924 | 270.8955 | 0.043934 | 0 | 0 | 0.087868 | 271.1131 | 0.044406 | 0 | 0 | 0.088812 | 271.2582 | 0.044721 | 0 | 0 | 0.089442 | 271.4759 | 0.045193 | 0 | 0 | 0.090386 | 271.6935 | 0.045665 | 0 | 0 | 0.09133 | 271.7661 | 0.045822 | 0 | 0 | 0.091645 | 271.9837 | 0.046295 | 0 | 0 | 0.092589 | 272.2014 | 0.046767 | 0 | 0 | 0.093533 | 272.3465 | 0.047081 | 0 | 0 | 0.094163 | 272.5641 | 0.047553 | 0 | 0 | 0.095107 | 272.7092 | 0.047868 | 0 | 0 | 0.095736 | 272.8543 | 0.048183 | 0 | 0 | 0.096366
2017-05-12 09:00 | 239.5671 | 0.71405 |  | 251.5609 | 0.0019975 | 0 | 0 | 0.003995 | 258.6301 | 0.01733 | 0 | 0 | 0.034661 | 264.4139 | 0.029876 | 0 | 0 | 0.059751 | 264.6281 | 0.03034 | 0 | 0 | 0.06068 | 264.7709 | 0.03065 | 0 | 0 | 0.0613 | 264.9851 | 0.031115 | 0 | 0 | 0.062229 | 265.1993 | 0.031579 | 0 | 0 | 0.063158 | 265.4136 | 0.032044 | 0 | 0 | 0.064088 | 265.6992 | 0.032663 | 0 | 0 | 0.065327 | 265.9134 | 0.033128 | 0 | 0 | 0.066256 | 266.0562 | 0.033438 | 0 | 0 | 0.066876 | 266.2704 | 0.033902 | 0 | 0 | 0.067805 | 266.4132 | 0.034212 | 0 | 0 | 0.068424 | 266.6275 | 0.034677 | 0 | 0 | 0.069354 | 266.8417 | 0.035141 | 0 | 0 | 0.070283 | 266.9845 | 0.035451 | 0 | 0 | 0.070902 | 267.1987 | 0.035916 | 0 | 0 | 0.071832 | 267.4129 | 0.03638 | 0 | 0 | 0.072761 | 267.4843 | 0.036535 | 0 | 0 | 0.073071 | 267.6985 | 0.037 | 0 | 0 | 0.074 | 267.9127 | 0.037465 | 0 | 0 | 0.074929 | 268.0556 | 0.037774 | 0 | 0 | 0.075549 | 268.2698 | 0.038239 | 0 | 0 | 0.076478 | 268.4126 | 0.038549 | 0 | 0 | 0.077097 | 268.5554 | 0.038858 | 0 | 0 | 0.077717
2017-05-12 10:00 | 235.6613 | 0.70241 |  | 247.4596 | 0 | 0 | 0 | 0 | 254.4135 | 0.0081846 | 0 | 0 | 0.016369 | 260.103 | 0.020525 | 0 | 0 | 0.04105 | 260.3137 | 0.020982 | 0 | 0 | 0.041965 | 260.4542 | 0.021287 | 0 | 0 | 0.042574 | 260.6649 | 0.021744 | 0 | 0 | 0.043488 | 260.8756 | 0.022201 | 0 | 0 | 0.044402 | 261.0864 | 0.022658 | 0 | 0 | 0.045316 | 261.3673 | 0.023268 | 0 | 0 | 0.046535 | 261.5781 | 0.023725 | 0 | 0 | 0.047449 | 261.7185 | 0.024029 | 0 | 0 | 0.048059 | 261.9293 | 0.024486 | 0 | 0 | 0.048973 | 262.0697 | 0.024791 | 0 | 0 | 0.049582 | 262.2805 | 0.025248 | 0 | 0 | 0.050496 | 262.4912 | 0.025705 | 0 | 0 | 0.05141 | 262.6317 | 0.02601 | 0 | 0 | 0.05202 | 262.8424 | 0.026467 | 0 | 0 | 0.052934 | 263.0531 | 0.026924 | 0 | 0 | 0.053848 | 263.1234 | 0.027076 | 0 | 0 | 0.054153 | 263.3341 | 0.027533 | 0 | 0 | 0.055067 | 263.5448 | 0.027991 | 0 | 0 | 0.055981 | 263.6853 | 0.028295 | 0 | 0 | 0.05659 | 263.896 | 0.028752 | 0 | 0 | 0.057505 | 264.0365 | 0.029057 | 0 | 0 | 0.058114 | 264.177 | 0.029362 | 0 | 0 | 0.058723
2017-05-12 11:00 | 215.8774 | 0.64344 |  | 226.6853 | 0 | 0 | 0 | 0 | 233.0554 | 0 | 0 | 0 | 0 | 238.2673 | 0 | 0 | 0 | 0 | 238.4603 | 0 | 0 | 0 | 0 | 238.589 | 0 | 0 | 0 | 0 | 238.782 | 0 | 0 | 0 | 0 | 238.9751 | 0 | 0 | 0 | 0 | 239.1681 | 0 | 0 | 0 | 0 | 239.4255 | 0 | 0 | 0 | 0 | 239.6185 | 0 | 0 | 0 | 0 | 239.7472 | 0 | 0 | 0 | 0 | 239.9402 | 0 | 0 | 0 | 0 | 240.0689 | 0 | 0 | 0 | 0 | 240.262 | 0 | 0 | 0 | 0 | 240.455 | 0 | 0 | 0 | 0 | 240.5837 | 0 | 0 | 0 | 0 | 240.7767 | 0 | 0 | 0 | 0 | 240.9697 | 0 | 0 | 0 | 0 | 241.0341 | 0 | 0 | 0 | 0 | 241.2271 | 0 | 0 | 0 | 0 | 241.4202 | 0 | 0 | 0 | 0 | 241.5488 | 0 | 0 | 0 | 0 | 241.7419 | 0 | 0 | 0 | 0 | 241.8706 | 0 | 0 | 0 | 0 | 241.9993 | 0 | 0 | 0 | 0
2017-05-12 12:00 | 214.4687 | 0.63924 |  | 225.206 | 0 | 0 | 0 | 0 | 231.5345 | 0 | 0 | 0 | 0 | 236.7124 | 0 | 0 | 0 | 0 | 236.9042 | 0 | 0 | 0 | 0 | 237.032 | 0 | 0 | 0 | 0 | 237.2238 | 0 | 0 | 0 | 0 | 237.4156 | 0 | 0 | 0 | 0 | 237.6073 | 0 | 0 | 0 | 0 | 237.863 | 0 | 0 | 0 | 0 | 238.0548 | 0 | 0 | 0 | 0 | 238.1827 | 0 | 0 | 0 | 0 | 238.3744 | 0 | 0 | 0 | 0 | 238.5023 | 0 | 0 | 0 | 0 | 238.6941 | 0 | 0 | 0 | 0 | 238.8858 | 0 | 0 | 0 | 0 | 239.0137 | 0 | 0 | 0 | 0 | 239.2055 | 0 | 0 | 0 | 0 | 239.3972 | 0 | 0 | 0 | 0 | 239.4612 | 0 | 0 | 0 | 0 | 239.6529 | 0 | 0 | 0 | 0 | 239.8447 | 0 | 0 | 0 | 0 | 239.9725 | 0 | 0 | 0 | 0 | 240.1643 | 0 | 0 | 0 | 0 | 240.2922 | 0 | 0 | 0 | 0 | 240.42 | 0 | 0 | 0 | 0
2017-05-12 13:00 | 219.1676 | 0.65325 |  | 230.1402 | 0 | 0 | 0 | 0 | 236.6073 | 0 | 0 | 0 | 0 | 241.8987 | 0 | 0 | 0 | 0 | 242.0946 | 0 | 0 | 0 | 0 | 242.2253 | 0 | 0 | 0 | 0 | 242.4213 | 0 | 0 | 0 | 0 | 242.6172 | 0 | 0 | 0 | 0 | 242.8132 | 0 | 0 | 0 | 0 | 243.0745 | 0 | 0 | 0 | 0 | 243.2705 | 0 | 0 | 0 | 0 | 243.4011 | 0 | 0 | 0 | 0 | 243.5971 | 0 | 0 | 0 | 0 | 243.7278 | 0 | 0 | 0 | 0 | 243.9237 | 0 | 0 | 0 | 0 | 244.1197 | 0 | 0 | 0 | 0 | 244.2504 | 0 | 0 | 0 | 0 | 244.4463 | 0 | 0 | 0 | 0 | 244.6423 | 0 | 0 | 0 | 0 | 244.7076 | 0 | 0 | 0 | 0 | 244.9036 | 0 | 0 | 0 | 0 | 245.0996 | 0 | 0 | 0 | 0 | 245.2302 | 0 | 0 | 0 | 0 | 245.4262 | 0 | 0 | 0 | 0 | 245.5569 | 0 | 0 | 0 | 0 | 245.6875 | 0 | 0 | 0 | 0
2017-05-12 14:00 | 211.7502 | 0.63114 |  | 222.3514 | 0 | 0 | 0 | 0 | 228.5997 | 0 | 0 | 0 | 0 | 233.712 | 0 | 0 | 0 | 0 | 233.9013 | 0 | 0 | 0 | 0 | 234.0276 | 0 | 0 | 0 | 0 | 234.2169 | 0 | 0 | 0 | 0 | 234.4063 | 0 | 0 | 0 | 0 | 234.5956 | 0 | 0 | 0 | 0 | 234.8481 | 0 | 0 | 0 | 0 | 235.0374 | 0 | 0 | 0 | 0 | 235.1636 | 0 | 0 | 0 | 0 | 235.353 | 0 | 0 | 0 | 0 | 235.4792 | 0 | 0 | 0 | 0 | 235.6685 | 0 | 0 | 0 | 0 | 235.8579 | 0 | 0 | 0 | 0 | 235.9841 | 0 | 0 | 0 | 0 | 236.1735 | 0 | 0 | 0 | 0 | 236.3628 | 0 | 0 | 0 | 0 | 236.4259 | 0 | 0 | 0 | 0 | 236.6152 | 0 | 0 | 0 | 0 | 236.8046 | 0 | 0 | 0 | 0 | 236.9308 | 0 | 0 | 0 | 0 | 237.1202 | 0 | 0 | 0 | 0 | 237.2464 | 0 | 0 | 0 | 0 | 237.3726 | 0 | 0 | 0 | 0
2017-05-12 15:00 | 210.7849 | 0.62827 |  | 221.3378 | 0 | 0 | 0 | 0 | 227.5576 | 0 | 0 | 0 | 0 | 232.6466 | 0 | 0 | 0 | 0 | 232.8351 | 0 | 0 | 0 | 0 | 232.9607 | 0 | 0 | 0 | 0 | 233.1492 | 0 | 0 | 0 | 0 | 233.3377 | 0 | 0 | 0 | 0 | 233.5261 | 0 | 0 | 0 | 0 | 233.7775 | 0 | 0 | 0 | 0 | 233.9659 | 0 | 0 | 0 | 0 | 234.0916 | 0 | 0 | 0 | 0 | 234.2801 | 0 | 0 | 0 | 0 | 234.4057 | 0 | 0 | 0 | 0 | 234.5942 | 0 | 0 | 0 | 0 | 234.7827 | 0 | 0 | 0 | 0 | 234.9083 | 0 | 0 | 0 | 0 | 235.0968 | 0 | 0 | 0 | 0 | 235.2853 | 0 | 0 | 0 | 0 | 235.3481 | 0 | 0 | 0 | 0 | 235.5366 | 0 | 0 | 0 | 0 | 235.7251 | 0 | 0 | 0 | 0 | 235.8507 | 0 | 0 | 0 | 0 | 236.0392 | 0 | 0 | 0 | 0 | 236.1649 | 0 | 0 | 0 | 0 | 236.2905 | 0 | 0 | 0 | 0
2017-05-12 16:00 | 212.9822 | 0.63481 |  | 223.6451 | 0 | 0 | 0 | 0 | 229.9298 | 0 | 0 | 0 | 0 | 235.0718 | 0 | 0 | 0 | 0 | 235.2622 | 0 | 0 | 0 | 0 | 235.3892 | 0 | 0 | 0 | 0 | 235.5796 | 0 | 0 | 0 | 0 | 235.7701 | 0 | 0 | 0 | 0 | 235.9605 | 0 | 0 | 0 | 0 | 236.2144 | 0 | 0 | 0 | 0 | 236.4049 | 0 | 0 | 0 | 0 | 236.5318 | 0 | 0 | 0 | 0 | 236.7223 | 0 | 0 | 0 | 0 | 236.8492 | 0 | 0 | 0 | 0 | 237.0397 | 0 | 0 | 0 | 0 | 237.2301 | 0 | 0 | 0 | 0 | 237.3571 | 0 | 0 | 0 | 0 | 237.5475 | 0 | 0 | 0 | 0 | 237.738 | 0 | 0 | 0 | 0 | 237.8015 | 0 | 0 | 0 | 0 | 237.9919 | 0 | 0 | 0 | 0 | 238.1824 | 0 | 0 | 0 | 0 | 238.3093 | 0 | 0 | 0 | 0 | 238.4998 | 0 | 0 | 0 | 0 | 238.6267 | 0 | 0 | 0 | 0 | 238.7537 | 0 | 0 | 0 | 0
2017-05-12 17:00 | 214.3123 | 0.63878 |  | 225.0418 | 0 | 0 | 0 | 0 | 231.3657 | 0 | 0 | 0 | 0 | 236.5398 | 0 | 0 | 0 | 0 | 236.7314 | 0 | 0 | 0 | 0 | 236.8592 | 0 | 0 | 0 | 0 | 237.0508 | 0 | 0 | 0 | 0 | 237.2425 | 0 | 0 | 0 | 0 | 237.4341 | 0 | 0 | 0 | 0 | 237.6896 | 0 | 0 | 0 | 0 | 237.8812 | 0 | 0 | 0 | 0 | 238.009 | 0 | 0 | 0 | 0 | 238.2006 | 0 | 0 | 0 | 0 | 238.3284 | 0 | 0 | 0 | 0 | 238.52 | 0 | 0 | 0 | 0 | 238.7116 | 0 | 0 | 0 | 0 | 238.8394 | 0 | 0 | 0 | 0 | 239.031 | 0 | 0 | 0 | 0 | 239.2227 | 0 | 0 | 0 | 0 | 239.2865 | 0 | 0 | 0 | 0 | 239.4782 | 0 | 0 | 0 | 0 | 239.6698 | 0 | 0 | 0 | 0 | 239.7976 | 0 | 0 | 0 | 0 | 239.9892 | 0 | 0 | 0 | 0 | 240.117 | 0 | 0 | 0 | 0 | 240.2447 | 0 | 0 | 0 | 0
2017-05-12 18:00 | 216.0234 | 0.64388 |  | 226.8386 | 0 | 0 | 0 | 0 | 233.213 | 0 | 0 | 0 | 0 | 238.4284 | 0 | 0 | 0 | 0 | 238.6216 | 0 | 0 | 0 | 0 | 238.7503 | 0 | 0 | 0 | 0 | 238.9435 | 0 | 0 | 0 | 0 | 239.1367 | 0 | 0 | 0 | 0 | 239.3298 | 0 | 0 | 0 | 0 | 239.5874 | 0 | 0 | 0 | 0 | 239.7805 | 0 | 0 | 0 | 0 | 239.9093 | 0 | 0 | 0 | 0 | 240.1025 | 0 | 0 | 0 | 0 | 240.2313 | 0 | 0 | 0 | 0 | 240.4244 | 0 | 0 | 0 | 0 | 240.6176 | 0 | 0 | 0 | 0 | 240.7464 | 0 | 0 | 0 | 0 | 240.9395 | 0 | 0 | 0 | 0 | 241.1327 | 0 | 0 | 0 | 0 | 241.1971 | 0 | 0 | 0 | 0 | 241.3902 | 0 | 0 | 0 | 0 | 241.5834 | 0 | 0 | 0 | 0 | 241.7122 | 0 | 0 | 0 | 0 | 241.9053 | 0 | 0 | 0 | 0 | 242.0341 | 0 | 0 | 0 | 0 | 242.1629 | 0 | 0 | 0 | 0
2017-05-12 19:00 | 219.1742 | 0.65327 |  | 230.1471 | 0 | 0 | 0 | 0 | 236.6145 | 0 | 0 | 0 | 0 | 241.906 | 0 | 0 | 0 | 0 | 242.102 | 0 | 0 | 0 | 0 | 242.2326 | 0 | 0 | 0 | 0 | 242.4286 | 0 | 0 | 0 | 0 | 242.6246 | 0 | 0 | 0 | 0 | 242.8206 | 0 | 0 | 0 | 0 | 243.0819 | 0 | 0 | 0 | 0 | 243.2779 | 0 | 0 | 0 | 0 | 243.4085 | 0 | 0 | 0 | 0 | 243.6045 | 0 | 0 | 0 | 0 | 243.7352 | 0 | 0 | 0 | 0 | 243.9311 | 0 | 0 | 0 | 0 | 244.1271 | 0 | 0 | 0 | 0 | 244.2578 | 0 | 0 | 0 | 0 | 244.4538 | 0 | 0 | 0 | 0 | 244.6497 | 0 | 0 | 0 | 0 | 244.7151 | 0 | 0 | 0 | 0 | 244.911 | 0 | 0 | 0 | 0 | 245.107 | 0 | 0 | 0 | 0 | 245.2377 | 0 | 0 | 0 | 0 | 245.4337 | 0 | 0 | 0 | 0 | 245.5643 | 0 | 0 | 0 | 0 | 245.695 | 0 | 0 | 0 | 0
2017-05-12 20:00 | 212.9515 | 0.63472 |  | 223.6128 | 0 | 0 | 0 | 0 | 229.8966 | 0 | 0 | 0 | 0 | 235.0378 | 0 | 0 | 0 | 0 | 235.2283 | 0 | 0 | 0 | 0 | 235.3552 | 0 | 0 | 0 | 0 | 235.5456 | 0 | 0 | 0 | 0 | 235.736 | 0 | 0 | 0 | 0 | 235.9265 | 0 | 0 | 0 | 0 | 236.1803 | 0 | 0 | 0 | 0 | 236.3708 | 0 | 0 | 0 | 0 | 236.4977 | 0 | 0 | 0 | 0 | 236.6881 | 0 | 0 | 0 | 0 | 236.8151 | 0 | 0 | 0 | 0 | 237.0055 | 0 | 0 | 0 | 0 | 237.1959 | 0 | 0 | 0 | 0 | 237.3228 | 0 | 0 | 0 | 0 | 237.5133 | 0 | 0 | 0 | 0 | 237.7037 | 0 | 0 | 0 | 0 | 237.7672 | 0 | 0 | 0 | 0 | 237.9576 | 0 | 0 | 0 | 0 | 238.148 | 0 | 0 | 0 | 0 | 238.2749 | 0 | 0 | 0 | 0 | 238.4653 | 0 | 0 | 0 | 0 | 238.5923 | 0 | 0 | 0 | 0 | 238.7192 | 0 | 0 | 0 | 0
2017-05-12 21:00 | 218.7226 | 0.65192 |  | 229.6729 | 0 | 0 | 0 | 0 | 236.1269 | 0 | 0 | 0 | 0 | 241.4075 | 0 | 0 | 0 | 0 | 241.6031 | 0 | 0 | 0 | 0 | 241.7335 | 0 | 0 | 0 | 0 | 241.929 | 0 | 0 | 0 | 0 | 242.1246 | 0 | 0 | 0 | 0 | 242.3202 | 0 | 0 | 0 | 0 | 242.581 | 0 | 0 | 0 | 0 | 242.7765 | 0 | 0 | 0 | 0 | 242.9069 | 0 | 0 | 0 | 0 | 243.1025 | 0 | 0 | 0 | 0 | 243.2329 | 0 | 0 | 0 | 0 | 243.4285 | 0 | 0 | 0 | 0 | 243.624 | 0 | 0 | 0 | 0 | 243.7544 | 0 | 0 | 0 | 0 | 243.95 | 0 | 0 | 0 | 0 | 244.1456 | 0 | 0 | 0 | 0 | 244.2108 | 0 | 0 | 0 | 0 | 244.4063 | 0 | 0 | 0 | 0 | 244.6019 | 0 | 0 | 0 | 0 | 244.7323 | 0 | 0 | 0 | 0 | 244.9279 | 0 | 0 | 0 | 0 | 245.0583 | 0 | 0 | 0 | 0 | 245.1887 | 0 | 0 | 0 | 0
2017-05-12 22:00 | 218.733 | 0.65196 |  | 229.6838 | 0 | 0 | 0 | 0 | 236.1382 | 0 | 0 | 0 | 0 | 241.419 | 0 | 0 | 0 | 0 | 241.6146 | 0 | 0 | 0 | 0 | 241.745 | 0 | 0 | 0 | 0 | 241.9406 | 0 | 0 | 0 | 0 | 242.1362 | 0 | 0 | 0 | 0 | 242.3318 | 0 | 0 | 0 | 0 | 242.5926 | 0 | 0 | 0 | 0 | 242.7881 | 0 | 0 | 0 | 0 | 242.9185 | 0 | 0 | 0 | 0 | 243.1141 | 0 | 0 | 0 | 0 | 243.2445 | 0 | 0 | 0 | 0 | 243.4401 | 0 | 0 | 0 | 0 | 243.6357 | 0 | 0 | 0 | 0 | 243.7661 | 0 | 0 | 0 | 0 | 243.9617 | 0 | 0 | 0 | 0 | 244.1572 | 0 | 0 | 0 | 0 | 244.2224 | 0 | 0 | 0 | 0 | 244.418 | 0 | 0 | 0 | 0 | 244.6136 | 0 | 0 | 0 | 0 | 244.744 | 0 | 0 | 0 | 0 | 244.9396 | 0 | 0 | 0 | 0 | 245.07 | 0 | 0 | 0 | 0 | 245.2004 | 0 | 0 | 0 | 0
2017-05-12 23:00 | 224.2599 | 0.66843 |  | 235.4874 | 0 | 0 | 0 | 0 | 242.1048 | 0 | 0 | 0 | 0 | 247.5191 | 0 | 0 | 0 | 0 | 247.7196 | 0 | 0 | 0 | 0 | 247.8533 | 0 | 0 | 0 | 0 | 248.0538 | 0 | 0 | 0 | 0 | 248.2544 | 0 | 0 | 0 | 0 | 248.4549 | 0 | 0 | 0 | 0 | 248.7223 | 0 | 0 | 0 | 0 | 248.9228 | 0 | 0 | 0 | 0 | 249.0565 | 0 | 0 | 0 | 0 | 249.257 | 0 | 0 | 0 | 0 | 249.3907 | 0 | 0 | 0 | 0 | 249.5912 | 0 | 0 | 0 | 0 | 249.7917 | 0 | 0 | 0 | 0 | 249.9254 | 0 | 0 | 0 | 0 | 250.126 | 0 | 0 | 0 | 0 | 250.3265 | 0 | 0 | 0 | 0 | 250.3933 | 0 | 0 | 0 | 0 | 250.5939 | 0 | 0 | 0 | 0 | 250.7944 | 0.00033486 | 0 | 0 | 0.00066971 | 250.9281 | 0.00062482 | 0 | 0 | 0.0012496 | 251.1286 | 0.0010598 | 0 | 0 | 0.0021195 | 251.2623 | 0.0013497 | 0 | 0 | 0.0026995 | 251.396 | 0.0016397 | 0 | 0 | 0.0032794
2017-05-13 | 230.3336 | 0.68653 |  | 241.8652 | 0 | 0 | 0 | 0 | 248.6619 | 0 | 0 | 0 | 0 | 254.2228 | 0.0077711 | 0 | 0 | 0.015542 | 254.4287 | 0.0082178 | 0 | 0 | 0.016436 | 254.5661 | 0.0085156 | 0 | 0 | 0.017031 | 254.772 | 0.0089623 | 0 | 0 | 0.017925 | 254.978 | 0.0094091 | 0 | 0 | 0.018818 | 255.1839 | 0.0098558 | 0 | 0 | 0.019712 | 255.4585 | 0.010451 | 0 | 0 | 0.020903 | 255.6645 | 0.010898 | 0 | 0 | 0.021796 | 255.8018 | 0.011196 | 0 | 0 | 0.022392 | 256.0078 | 0.011643 | 0 | 0 | 0.023285 | 256.1451 | 0.011941 | 0 | 0 | 0.023881 | 256.351 | 0.012387 | 0 | 0 | 0.024774 | 256.557 | 0.012834 | 0 | 0 | 0.025668 | 256.6943 | 0.013132 | 0 | 0 | 0.026264 | 256.9003 | 0.013579 | 0 | 0 | 0.027157 | 257.1062 | 0.014025 | 0 | 0 | 0.02805 | 257.1749 | 0.014174 | 0 | 0 | 0.028348 | 257.3808 | 0.014621 | 0 | 0 | 0.029242 | 257.5868 | 0.015068 | 0 | 0 | 0.030135 | 257.7241 | 0.015365 | 0 | 0 | 0.030731 | 257.9301 | 0.015812 | 0 | 0 | 0.031624 | 258.0674 | 0.01611 | 0 | 0 | 0.03222 | 258.2047 | 0.016408 | 0 | 0 | 0.032816
2017-05-13 01:00 | 227.318 | 0.67754 |  | 238.6986 | 0 | 0 | 0 | 0 | 245.4063 | 0 | 0 | 0 | 0 | 250.8944 | 0.00055177 | 0 | 0 | 0.0011035 | 251.0977 | 0.00099265 | 0 | 0 | 0.0019853 | 251.2332 | 0.0012866 | 0 | 0 | 0.0025731 | 251.4364 | 0.0017274 | 0 | 0 | 0.0034549 | 251.6397 | 0.0021683 | 0 | 0 | 0.0043366 | 251.843 | 0.0026092 | 0 | 0 | 0.0052184 | 252.114 | 0.003197 | 0 | 0 | 0.0063941 | 252.3172 | 0.0036379 | 0 | 0 | 0.0072758 | 252.4527 | 0.0039318 | 0 | 0 | 0.0078637 | 252.656 | 0.0043727 | 0 | 0 | 0.0087454 | 252.7915 | 0.0046666 | 0 | 0 | 0.0093333 | 252.9948 | 0.0051075 | 0 | 0 | 0.010215 | 253.198 | 0.0055484 | 0 | 0 | 0.011097 | 253.3335 | 0.0058423 | 0 | 0 | 0.011685 | 253.5368 | 0.0062832 | 0 | 0 | 0.012566 | 253.7401 | 0.0067241 | 0 | 0 | 0.013448 | 253.8078 | 0.006871 | 0 | 0 | 0.013742 | 254.0111 | 0.0073119 | 0 | 0 | 0.014624 | 254.2144 | 0.0077528 | 0 | 0 | 0.015506 | 254.3499 | 0.0080467 | 0 | 0 | 0.016093 | 254.5531 | 0.0084876 | 0 | 0 | 0.016975 | 254.6886 | 0.0087815 | 0 | 0 | 0.017563 | 254.8241 | 0.0090754 | 0 | 0 | 0.018151
2017-05-13 02:00 | 228.6069 | 0.68139 |  | 240.052 | 0 | 0 | 0 | 0 | 246.7977 | 0 | 0 | 0 | 0 | 252.317 | 0.0036373 | 0 | 0 | 0.0072746 | 252.5214 | 0.0040807 | 0 | 0 | 0.0081614 | 252.6576 | 0.0043763 | 0 | 0 | 0.0087525 | 252.8621 | 0.0048196 | 0 | 0 | 0.0096393 | 253.0665 | 0.005263 | 0 | 0 | 0.010526 | 253.2709 | 0.0057064 | 0 | 0 | 0.011413 | 253.5434 | 0.0062976 | 0 | 0 | 0.012595 | 253.7479 | 0.0067409 | 0 | 0 | 0.013482 | 253.8841 | 0.0070365 | 0 | 0 | 0.014073 | 254.0886 | 0.0074799 | 0 | 0 | 0.01496 | 254.2248 | 0.0077755 | 0 | 0 | 0.015551 | 254.4292 | 0.0082189 | 0 | 0 | 0.016438 | 254.6337 | 0.0086623 | 0 | 0 | 0.017325 | 254.7699 | 0.0089578 | 0 | 0 | 0.017916 | 254.9744 | 0.0094012 | 0 | 0 | 0.018802 | 255.1788 | 0.0098446 | 0 | 0 | 0.019689 | 255.2469 | 0.0099924 | 0 | 0 | 0.019985 | 255.4513 | 0.010436 | 0 | 0 | 0.020872 | 255.6557 | 0.010879 | 0 | 0 | 0.021758 | 255.792 | 0.011175 | 0 | 0 | 0.022349 | 255.9964 | 0.011618 | 0 | 0 | 0.023236 | 256.1327 | 0.011914 | 0 | 0 | 0.023827 | 256.269 | 0.012209 | 0 | 0 | 0.024419
2017-05-13 03:00 | 227.1753 | 0.67712 |  | 238.5488 | 0 | 0 | 0 | 0 | 245.2522 | 0 | 0 | 0 | 0 | 250.7369 | 0.00021019 | 0 | 0 | 0.00042038 | 250.94 | 0.00065079 | 0 | 0 | 0.0013016 | 251.0755 | 0.00094453 | 0 | 0 | 0.0018891 | 251.2786 | 0.0013851 | 0 | 0 | 0.0027703 | 251.4817 | 0.0018257 | 0 | 0 | 0.0036515 | 251.6849 | 0.0022663 | 0 | 0 | 0.0045327 | 251.9557 | 0.0028538 | 0 | 0 | 0.0057076 | 252.1589 | 0.0032944 | 0 | 0 | 0.0065888 | 252.2943 | 0.0035881 | 0 | 0 | 0.0071763 | 252.4974 | 0.0040287 | 0 | 0 | 0.0080575 | 252.6328 | 0.0043225 | 0 | 0 | 0.0086449 | 252.836 | 0.0047631 | 0 | 0 | 0.0095261 | 253.0391 | 0.0052037 | 0 | 0 | 0.010407 | 253.1745 | 0.0054974 | 0 | 0 | 0.010995 | 253.3777 | 0.005938 | 0 | 0 | 0.011876 | 253.5808 | 0.0063786 | 0 | 0 | 0.012757 | 253.6485 | 0.0065255 | 0 | 0 | 0.013051 | 253.8517 | 0.0069661 | 0 | 0 | 0.013932 | 254.0548 | 0.0074067 | 0 | 0 | 0.014813 | 254.1902 | 0.0077004 | 0 | 0 | 0.015401 | 254.3933 | 0.008141 | 0 | 0 | 0.016282 | 254.5288 | 0.0084347 | 0 | 0 | 0.016869 | 254.6642 | 0.0087285 | 0 | 0 | 0.017457
2017-05-13 04:00 | 233.9033 | 0.69717 |  | 245.6136 | 0 | 0 | 0 | 0 | 252.5156 | 0.0040682 | 0 | 0 | 0.0081365 | 258.1627 | 0.016317 | 0 | 0 | 0.032634 | 258.3719 | 0.01677 | 0 | 0 | 0.033541 | 258.5113 | 0.017073 | 0 | 0 | 0.034146 | 258.7205 | 0.017526 | 0 | 0 | 0.035053 | 258.9296 | 0.01798 | 0 | 0 | 0.03596 | 259.1388 | 0.018434 | 0 | 0 | 0.036868 | 259.4176 | 0.019039 | 0 | 0 | 0.038077 | 259.6268 | 0.019492 | 0 | 0 | 0.038985 | 259.7662 | 0.019795 | 0 | 0 | 0.039589 | 259.9754 | 0.020248 | 0 | 0 | 0.040497 | 260.1148 | 0.020551 | 0 | 0 | 0.041102 | 260.3239 | 0.021004 | 0 | 0 | 0.042009 | 260.5331 | 0.021458 | 0 | 0 | 0.042916 | 260.6725 | 0.021761 | 0 | 0 | 0.043521 | 260.8817 | 0.022214 | 0 | 0 | 0.044428 | 261.0908 | 0.022668 | 0 | 0 | 0.045336 | 261.1606 | 0.022819 | 0 | 0 | 0.045638 | 261.3697 | 0.023273 | 0 | 0 | 0.046545 | 261.5789 | 0.023726 | 0 | 0 | 0.047453 | 261.7183 | 0.024029 | 0 | 0 | 0.048058 | 261.9274 | 0.024482 | 0 | 0 | 0.048965 | 262.0669 | 0.024785 | 0 | 0 | 0.04957 | 262.2063 | 0.025087 | 0 | 0 | 0.050175
2017-05-13 05:00 | 229.3611 | 0.68363 |  | 240.844 | 0 | 0 | 0 | 0 | 247.612 | 0 | 0 | 0 | 0 | 253.1494 | 0.005443 | 0 | 0 | 0.010886 | 253.3545 | 0.0058878 | 0 | 0 | 0.011776 | 253.4913 | 0.0061844 | 0 | 0 | 0.012369 | 253.6964 | 0.0066292 | 0 | 0 | 0.013258 | 253.9014 | 0.0070741 | 0 | 0 | 0.014148 | 254.1065 | 0.0075189 | 0 | 0 | 0.015038 | 254.38 | 0.008112 | 0 | 0 | 0.016224 | 254.5851 | 0.0085569 | 0 | 0 | 0.017114 | 254.7218 | 0.0088534 | 0 | 0 | 0.017707 | 254.9269 | 0.0092983 | 0 | 0 | 0.018597 | 255.0636 | 0.0095948 | 0 | 0 | 0.01919 | 255.2687 | 0.01004 | 0 | 0 | 0.020079 | 255.4738 | 0.010485 | 0 | 0 | 0.020969 | 255.6105 | 0.010781 | 0 | 0 | 0.021562 | 255.8156 | 0.011226 | 0 | 0 | 0.022452 | 256.0207 | 0.011671 | 0 | 0 | 0.023342 | 256.0891 | 0.011819 | 0 | 0 | 0.023638 | 256.2942 | 0.012264 | 0 | 0 | 0.024528 | 256.4993 | 0.012709 | 0 | 0 | 0.025417 | 256.636 | 0.013005 | 0 | 0 | 0.026011 | 256.8411 | 0.01345 | 0 | 0 | 0.0269 | 256.9778 | 0.013747 | 0 | 0 | 0.027493 | 257.1145 | 0.014043 | 0 | 0 | 0.028086
2017-05-13 06:00 | 231.4532 | 0.68987 |  | 243.0408 | 0 | 0 | 0 | 0 | 249.8705 | 0 | 0 | 0 | 0 | 255.4585 | 0.010451 | 0 | 0 | 0.020903 | 255.6654 | 0.0109 | 0 | 0 | 0.0218 | 255.8034 | 0.011199 | 0 | 0 | 0.022399 | 256.0104 | 0.011648 | 0 | 0 | 0.023297 | 256.2173 | 0.012097 | 0 | 0 | 0.024195 | 256.4243 | 0.012546 | 0 | 0 | 0.025092 | 256.7002 | 0.013145 | 0 | 0 | 0.026289 | 256.9072 | 0.013594 | 0 | 0 | 0.027187 | 257.0452 | 0.013893 | 0 | 0 | 0.027786 | 257.2521 | 0.014342 | 0 | 0 | 0.028683 | 257.3901 | 0.014641 | 0 | 0 | 0.029282 | 257.5971 | 0.01509 | 0 | 0 | 0.03018 | 257.804 | 0.015539 | 0 | 0 | 0.031078 | 257.942 | 0.015838 | 0 | 0 | 0.031676 | 258.149 | 0.016287 | 0 | 0 | 0.032574 | 258.3559 | 0.016736 | 0 | 0 | 0.033472 | 258.4249 | 0.016885 | 0 | 0 | 0.033771 | 258.6319 | 0.017334 | 0 | 0 | 0.034669 | 258.8388 | 0.017783 | 0 | 0 | 0.035567 | 258.9768 | 0.018083 | 0 | 0 | 0.036165 | 259.1838 | 0.018531 | 0 | 0 | 0.037063 | 259.3218 | 0.018831 | 0 | 0 | 0.037661 | 259.4597 | 0.01913 | 0 | 0 | 0.03826
2017-05-13 07:00 | 237.531 | 0.70798 |  | 249.4229 | 0 | 0 | 0 | 0 | 256.4319 | 0.012563 | 0 | 0 | 0.025125 | 262.1666 | 0.025001 | 0 | 0 | 0.050002 | 262.379 | 0.025462 | 0 | 0 | 0.050924 | 262.5206 | 0.025769 | 0 | 0 | 0.051538 | 262.733 | 0.02623 | 0 | 0 | 0.052459 | 262.9454 | 0.02669 | 0 | 0 | 0.053381 | 263.1578 | 0.027151 | 0 | 0 | 0.054302 | 263.441 | 0.027765 | 0 | 0 | 0.055531 | 263.6534 | 0.028226 | 0 | 0 | 0.056452 | 263.795 | 0.028533 | 0 | 0 | 0.057066 | 264.0074 | 0.028994 | 0 | 0 | 0.057988 | 264.149 | 0.029301 | 0 | 0 | 0.058602 | 264.3614 | 0.029762 | 0 | 0 | 0.059523 | 264.5738 | 0.030222 | 0 | 0 | 0.060445 | 264.7154 | 0.030529 | 0 | 0 | 0.061059 | 264.9278 | 0.03099 | 0 | 0 | 0.06198 | 265.1402 | 0.031451 | 0 | 0 | 0.062902 | 265.211 | 0.031604 | 0 | 0 | 0.063209 | 265.4233 | 0.032065 | 0 | 0 | 0.06413 | 265.6357 | 0.032526 | 0 | 0 | 0.065052 | 265.7773 | 0.032833 | 0 | 0 | 0.065666 | 265.9897 | 0.033294 | 0 | 0 | 0.066587 | 266.1313 | 0.033601 | 0 | 0 | 0.067201 | 266.2729 | 0.033908 | 0 | 0 | 0.067816
2017-05-13 08:00 | 229.6648 | 0.68454 |  | 241.1629 | 0 | 0 | 0 | 0 | 247.9399 | 0 | 0 | 0 | 0 | 253.4846 | 0.00617 | 0 | 0 | 0.01234 | 253.69 | 0.0066154 | 0 | 0 | 0.013231 | 253.8269 | 0.0069123 | 0 | 0 | 0.013825 | 254.0322 | 0.0073578 | 0 | 0 | 0.014716 | 254.2376 | 0.0078032 | 0 | 0 | 0.015606 | 254.443 | 0.0082486 | 0 | 0 | 0.016497 | 254.7168 | 0.0088425 | 0 | 0 | 0.017685 | 254.9221 | 0.009288 | 0 | 0 | 0.018576 | 255.0591 | 0.0095849 | 0 | 0 | 0.01917 | 255.2644 | 0.01003 | 0 | 0 | 0.020061 | 255.4013 | 0.010327 | 0 | 0 | 0.020655 | 255.6067 | 0.010773 | 0 | 0 | 0.021545 | 255.812 | 0.011218 | 0 | 0 | 0.022436 | 255.949 | 0.011515 | 0 | 0 | 0.02303 | 256.1543 | 0.011961 | 0 | 0 | 0.023921 | 256.3597 | 0.012406 | 0 | 0 | 0.024812 | 256.4281 | 0.012554 | 0 | 0 | 0.025109 | 256.6335 | 0.013 | 0 | 0 | 0.026 | 256.8389 | 0.013445 | 0 | 0 | 0.026891 | 256.9758 | 0.013742 | 0 | 0 | 0.027485 | 257.1811 | 0.014188 | 0 | 0 | 0.028375 | 257.318 | 0.014485 | 0 | 0 | 0.028969 | 257.4549 | 0.014782 | 0 | 0 | 0.029563
2017-05-13 09:00 | 225.2368 | 0.67134 |  | 236.5132 | 0 | 0 | 0 | 0 | 243.1595 | 0 | 0 | 0 | 0 | 248.5974 | 0 | 0 | 0 | 0 | 248.7988 | 0 | 0 | 0 | 0 | 248.933 | 0 | 0 | 0 | 0 | 249.1344 | 0 | 0 | 0 | 0 | 249.3358 | 0 | 0 | 0 | 0 | 249.5372 | 0 | 0 | 0 | 0 | 249.8058 | 0 | 0 | 0 | 0 | 250.0072 | 0 | 0 | 0 | 0 | 250.1414 | 0 | 0 | 0 | 0 | 250.3428 | 0 | 0 | 0 | 0 | 250.4771 | 0 | 0 | 0 | 0 | 250.6785 | 8.352e-05 | 0 | 0 | 0.00016704 | 250.8799 | 0.00052036 | 0 | 0 | 0.0010407 | 251.0142 | 0.00081159 | 0 | 0 | 0.0016232 | 251.2156 | 0.0012484 | 0 | 0 | 0.0024969 | 251.417 | 0.0016853 | 0 | 0 | 0.0033705 | 251.4841 | 0.0018309 | 0 | 0 | 0.0036618 | 251.6855 | 0.0022677 | 0 | 0 | 0.0045355 | 251.8869 | 0.0027046 | 0 | 0 | 0.0054091 | 252.0212 | 0.0029958 | 0 | 0 | 0.0059916 | 252.2226 | 0.0034326 | 0 | 0 | 0.0068653 | 252.3569 | 0.0037239 | 0 | 0 | 0.0074477 | 252.4911 | 0.0040151 | 0 | 0 | 0.0080302
2017-05-13 10:00 | 227.8961 | 0.67927 |  | 239.3057 | 0 | 0 | 0 | 0 | 246.0304 | 0 | 0 | 0 | 0 | 251.5325 | 0.0019358 | 0 | 0 | 0.0038716 | 251.7363 | 0.0023778 | 0 | 0 | 0.0047556 | 251.8721 | 0.0026725 | 0 | 0 | 0.0053449 | 252.0759 | 0.0031145 | 0 | 0 | 0.0062289 | 252.2797 | 0.0035565 | 0 | 0 | 0.0071129 | 252.4835 | 0.0039985 | 0 | 0 | 0.0079969 | 252.7552 | 0.0045878 | 0 | 0 | 0.0091756 | 252.9589 | 0.0050298 | 0 | 0 | 0.01006 | 253.0948 | 0.0053245 | 0 | 0 | 0.010649 | 253.2986 | 0.0057665 | 0 | 0 | 0.011533 | 253.4344 | 0.0060611 | 0 | 0 | 0.012122 | 253.6382 | 0.0065031 | 0 | 0 | 0.013006 | 253.842 | 0.0069451 | 0 | 0 | 0.01389 | 253.9778 | 0.0072398 | 0 | 0 | 0.01448 | 254.1816 | 0.0076818 | 0 | 0 | 0.015364 | 254.3854 | 0.0081238 | 0 | 0 | 0.016248 | 254.4533 | 0.0082711 | 0 | 0 | 0.016542 | 254.6571 | 0.0087131 | 0 | 0 | 0.017426 | 254.8609 | 0.0091551 | 0 | 0 | 0.01831 | 254.9967 | 0.0094498 | 0 | 0 | 0.0189 | 255.2005 | 0.0098918 | 0 | 0 | 0.019784 | 255.3364 | 0.010186 | 0 | 0 | 0.020373 | 255.4722 | 0.010481 | 0 | 0 | 0.020962
2017-05-13 11:00 | 225.1126 | 0.67097 |  | 236.3828 | 0 | 0 | 0 | 0 | 243.0254 | 0 | 0 | 0 | 0 | 248.4603 | 0 | 0 | 0 | 0 | 248.6615 | 0 | 0 | 0 | 0 | 248.7957 | 0 | 0 | 0 | 0 | 248.997 | 0 | 0 | 0 | 0 | 249.1983 | 0 | 0 | 0 | 0 | 249.3996 | 0 | 0 | 0 | 0 | 249.668 | 0 | 0 | 0 | 0 | 249.8693 | 0 | 0 | 0 | 0 | 250.0035 | 0 | 0 | 0 | 0 | 250.2048 | 0 | 0 | 0 | 0 | 250.339 | 0 | 0 | 0 | 0 | 250.5403 | 0 | 0 | 0 | 0 | 250.7416 | 0.00022028 | 0 | 0 | 0.00044055 | 250.8758 | 0.00051134 | 0 | 0 | 0.0010227 | 251.077 | 0.00094794 | 0 | 0 | 0.0018959 | 251.2783 | 0.0013845 | 0 | 0 | 0.0027691 | 251.3454 | 0.0015301 | 0 | 0 | 0.0030602 | 251.5467 | 0.0019667 | 0 | 0 | 0.0039334 | 251.748 | 0.0024033 | 0 | 0 | 0.0048066 | 251.8822 | 0.0026943 | 0 | 0 | 0.0053887 | 252.0835 | 0.0031309 | 0 | 0 | 0.0062619 | 252.2177 | 0.003422 | 0 | 0 | 0.006844 | 252.3519 | 0.0037131 | 0 | 0 | 0.0074262
2017-05-13 12:00 | 219.6132 | 0.65458 |  | 230.608 | 0 | 0 | 0 | 0 | 237.0884 | 0 | 0 | 0 | 0 | 242.3905 | 0 | 0 | 0 | 0 | 242.5868 | 0 | 0 | 0 | 0 | 242.7177 | 0 | 0 | 0 | 0 | 242.9141 | 0 | 0 | 0 | 0 | 243.1105 | 0 | 0 | 0 | 0 | 243.3069 | 0 | 0 | 0 | 0 | 243.5687 | 0 | 0 | 0 | 0 | 243.7651 | 0 | 0 | 0 | 0 | 243.896 | 0 | 0 | 0 | 0 | 244.0924 | 0 | 0 | 0 | 0 | 244.2233 | 0 | 0 | 0 | 0 | 244.4196 | 0 | 0 | 0 | 0 | 244.616 | 0 | 0 | 0 | 0 | 244.7469 | 0 | 0 | 0 | 0 | 244.9433 | 0 | 0 | 0 | 0 | 245.1397 | 0 | 0 | 0 | 0 | 245.2051 | 0 | 0 | 0 | 0 | 245.4015 | 0 | 0 | 0 | 0 | 245.5979 | 0 | 0 | 0 | 0 | 245.7288 | 0 | 0 | 0 | 0 | 245.9252 | 0 | 0 | 0 | 0 | 246.0561 | 0 | 0 | 0 | 0 | 246.187 | 0 | 0 | 0 | 0
2017-05-13 13:00 | 228.4074 | 0.68079 |  | 239.8425 | 0 | 0 | 0 | 0 | 246.5824 | 0 | 0 | 0 | 0 | 252.0968 | 0.0031597 | 0 | 0 | 0.0063194 | 252.301 | 0.0036027 | 0 | 0 | 0.0072054 | 252.4372 | 0.003898 | 0 | 0 | 0.0077961 | 252.6414 | 0.004341 | 0 | 0 | 0.008682 | 252.8456 | 0.004784 | 0 | 0 | 0.009568 | 253.0499 | 0.005227 | 0 | 0 | 0.010454 | 253.3222 | 0.0058177 | 0 | 0 | 0.011635 | 253.5264 | 0.0062606 | 0 | 0 | 0.012521 | 253.6626 | 0.006556 | 0 | 0 | 0.013112 | 253.8668 | 0.006999 | 0 | 0 | 0.013998 | 254.003 | 0.0072943 | 0 | 0 | 0.014589 | 254.2072 | 0.0077373 | 0 | 0 | 0.015475 | 254.4114 | 0.0081803 | 0 | 0 | 0.016361 | 254.5476 | 0.0084756 | 0 | 0 | 0.016951 | 254.7518 | 0.0089186 | 0 | 0 | 0.017837 | 254.9561 | 0.0093616 | 0 | 0 | 0.018723 | 255.0242 | 0.0095092 | 0 | 0 | 0.019018 | 255.2284 | 0.0099522 | 0 | 0 | 0.019904 | 255.4326 | 0.010395 | 0 | 0 | 0.02079 | 255.5688 | 0.010691 | 0 | 0 | 0.021381 | 255.773 | 0.011134 | 0 | 0 | 0.022267 | 255.9092 | 0.011429 | 0 | 0 | 0.022858 | 256.0453 | 0.011724 | 0 | 0 | 0.023448
2017-05-13 14:00 | 232.95 | 0.69433 |  | 244.6126 | 0 | 0 | 0 | 0 | 251.4864 | 0.0018359 | 0 | 0 | 0.0036718 | 257.1105 | 0.014035 | 0 | 0 | 0.028069 | 257.3188 | 0.014486 | 0 | 0 | 0.028973 | 257.4577 | 0.014788 | 0 | 0 | 0.029575 | 257.666 | 0.015239 | 0 | 0 | 0.030479 | 257.8743 | 0.015691 | 0 | 0 | 0.031382 | 258.0826 | 0.016143 | 0 | 0 | 0.032286 | 258.3603 | 0.016745 | 0 | 0 | 0.033491 | 258.5686 | 0.017197 | 0 | 0 | 0.034394 | 258.7075 | 0.017498 | 0 | 0 | 0.034997 | 258.9158 | 0.01795 | 0 | 0 | 0.0359 | 259.0546 | 0.018251 | 0 | 0 | 0.036503 | 259.2629 | 0.018703 | 0 | 0 | 0.037406 | 259.4712 | 0.019155 | 0 | 0 | 0.03831 | 259.6101 | 0.019456 | 0 | 0 | 0.038912 | 259.8184 | 0.019908 | 0 | 0 | 0.039816 | 260.0267 | 0.02036 | 0 | 0 | 0.040719 | 260.0961 | 0.02051 | 0 | 0 | 0.041021 | 260.3044 | 0.020962 | 0 | 0 | 0.041924 | 260.5127 | 0.021414 | 0 | 0 | 0.042828 | 260.6516 | 0.021715 | 0 | 0 | 0.04343 | 260.8599 | 0.022167 | 0 | 0 | 0.044334 | 260.9987 | 0.022468 | 0 | 0 | 0.044936 | 261.1376 | 0.022769 | 0 | 0 | 0.045539
2017-05-13 15:00 | 230.7525 | 0.68778 |  | 242.3051 | 0 | 0 | 0 | 0 | 249.1141 | 0 | 0 | 0 | 0 | 254.6851 | 0.0087739 | 0 | 0 | 0.017548 | 254.8915 | 0.0092214 | 0 | 0 | 0.018443 | 255.029 | 0.0095198 | 0 | 0 | 0.01904 | 255.2353 | 0.0099673 | 0 | 0 | 0.019935 | 255.4417 | 0.010415 | 0 | 0 | 0.02083 | 255.648 | 0.010862 | 0 | 0 | 0.021725 | 255.9231 | 0.011459 | 0 | 0 | 0.022918 | 256.1295 | 0.011907 | 0 | 0 | 0.023813 | 256.267 | 0.012205 | 0 | 0 | 0.02441 | 256.4733 | 0.012653 | 0 | 0 | 0.025305 | 256.6109 | 0.012951 | 0 | 0 | 0.025902 | 256.8172 | 0.013398 | 0 | 0 | 0.026797 | 257.0236 | 0.013846 | 0 | 0 | 0.027692 | 257.1611 | 0.014144 | 0 | 0 | 0.028289 | 257.3675 | 0.014592 | 0 | 0 | 0.029184 | 257.5738 | 0.015039 | 0 | 0 | 0.030079 | 257.6426 | 0.015189 | 0 | 0 | 0.030377 | 257.8489 | 0.015636 | 0 | 0 | 0.031272 | 258.0552 | 0.016084 | 0 | 0 | 0.032167 | 258.1928 | 0.016382 | 0 | 0 | 0.032764 | 258.3991 | 0.01683 | 0 | 0 | 0.033659 | 258.5367 | 0.017128 | 0 | 0 | 0.034256 | 258.6742 | 0.017426 | 0 | 0 | 0.034853
2017-05-13 16:00 | 230.6053 | 0.68734 |  | 242.1505 | 0 | 0 | 0 | 0 | 248.9552 | 0 | 0 | 0 | 0 | 254.5227 | 0.0084215 | 0 | 0 | 0.016843 | 254.7289 | 0.0088688 | 0 | 0 | 0.017738 | 254.8663 | 0.0091669 | 0 | 0 | 0.018334 | 255.0725 | 0.0096142 | 0 | 0 | 0.019228 | 255.2787 | 0.010061 | 0 | 0 | 0.020123 | 255.4849 | 0.010509 | 0 | 0 | 0.021017 | 255.7599 | 0.011105 | 0 | 0 | 0.02221 | 255.9661 | 0.011552 | 0 | 0 | 0.023105 | 256.1036 | 0.01185 | 0 | 0 | 0.023701 | 256.3098 | 0.012298 | 0 | 0 | 0.024595 | 256.4472 | 0.012596 | 0 | 0 | 0.025192 | 256.6534 | 0.013043 | 0 | 0 | 0.026086 | 256.8596 | 0.01349 | 0 | 0 | 0.026981 | 256.9971 | 0.013789 | 0 | 0 | 0.027577 | 257.2033 | 0.014236 | 0 | 0 | 0.028472 | 257.4095 | 0.014683 | 0 | 0 | 0.029366 | 257.4782 | 0.014832 | 0 | 0 | 0.029664 | 257.6844 | 0.015279 | 0 | 0 | 0.030559 | 257.8906 | 0.015727 | 0 | 0 | 0.031453 | 258.0281 | 0.016025 | 0 | 0 | 0.03205 | 258.2343 | 0.016472 | 0 | 0 | 0.032944 | 258.3718 | 0.01677 | 0 | 0 | 0.03354 | 258.5093 | 0.017068 | 0 | 0 | 0.034137
2017-05-13 17:00 | 235.8092 | 0.70285 |  | 247.6149 | 0 | 0 | 0 | 0 | 254.5732 | 0.008531 | 0 | 0 | 0.017062 | 260.2663 | 0.020879 | 0 | 0 | 0.041759 | 260.4771 | 0.021337 | 0 | 0 | 0.042673 | 260.6177 | 0.021642 | 0 | 0 | 0.043283 | 260.8285 | 0.022099 | 0 | 0 | 0.044198 | 261.0394 | 0.022556 | 0 | 0 | 0.045113 | 261.2503 | 0.023014 | 0 | 0 | 0.046027 | 261.5314 | 0.023623 | 0 | 0 | 0.047247 | 261.7423 | 0.024081 | 0 | 0 | 0.048162 | 261.8828 | 0.024386 | 0 | 0 | 0.048771 | 262.0937 | 0.024843 | 0 | 0 | 0.049686 | 262.2343 | 0.025148 | 0 | 0 | 0.050296 | 262.4451 | 0.025605 | 0 | 0 | 0.051211 | 262.656 | 0.026063 | 0 | 0 | 0.052125 | 262.7965 | 0.026368 | 0 | 0 | 0.052735 | 263.0074 | 0.026825 | 0 | 0 | 0.05365 | 263.2182 | 0.027282 | 0 | 0 | 0.054564 | 263.2885 | 0.027435 | 0 | 0 | 0.054869 | 263.4994 | 0.027892 | 0 | 0 | 0.055784 | 263.7102 | 0.028349 | 0 | 0 | 0.056699 | 263.8508 | 0.028654 | 0 | 0 | 0.057308 | 264.0617 | 0.029112 | 0 | 0 | 0.058223 | 264.2022 | 0.029416 | 0 | 0 | 0.058833 | 264.3428 | 0.029721 | 0 | 0 | 0.059443
2017-05-13 18:00 | 239.082 | 0.71261 |  | 251.0516 | 0.00089278 | 0 | 0 | 0.0017856 | 258.1064 | 0.016195 | 0 | 0 | 0.032389 | 263.8785 | 0.028714 | 0 | 0 | 0.057429 | 264.0923 | 0.029178 | 0 | 0 | 0.058356 | 264.2348 | 0.029487 | 0 | 0 | 0.058974 | 264.4486 | 0.029951 | 0 | 0 | 0.059902 | 264.6624 | 0.030415 | 0 | 0 | 0.060829 | 264.8762 | 0.030878 | 0 | 0 | 0.061757 | 265.1612 | 0.031497 | 0 | 0 | 0.062993 | 265.375 | 0.03196 | 0 | 0 | 0.063921 | 265.5175 | 0.032269 | 0 | 0 | 0.064539 | 265.7313 | 0.032733 | 0 | 0 | 0.065466 | 265.8738 | 0.033042 | 0 | 0 | 0.066084 | 266.0876 | 0.033506 | 0 | 0 | 0.067012 | 266.3014 | 0.03397 | 0 | 0 | 0.067939 | 266.4439 | 0.034279 | 0 | 0 | 0.068557 | 266.6577 | 0.034742 | 0 | 0 | 0.069485 | 266.8715 | 0.035206 | 0 | 0 | 0.070412 | 266.9428 | 0.035361 | 0 | 0 | 0.070721 | 267.1565 | 0.035824 | 0 | 0 | 0.071649 | 267.3703 | 0.036288 | 0 | 0 | 0.072576 | 267.5128 | 0.036597 | 0 | 0 | 0.073194 | 267.7266 | 0.037061 | 0 | 0 | 0.074122 | 267.8691 | 0.03737 | 0 | 0 | 0.07474 | 268.0117 | 0.037679 | 0 | 0 | 0.075358
2017-05-13 19:00 | 239.4904 | 0.71382 |  | 251.4804 | 0.0018228 | 0 | 0 | 0.0036456 | 258.5472 | 0.017151 | 0 | 0 | 0.034302 | 264.3292 | 0.029692 | 0 | 0 | 0.059384 | 264.5434 | 0.030156 | 0 | 0 | 0.060313 | 264.6861 | 0.030466 | 0 | 0 | 0.060932 | 264.9003 | 0.030931 | 0 | 0 | 0.061861 | 265.1144 | 0.031395 | 0 | 0 | 0.06279 | 265.3286 | 0.03186 | 0 | 0 | 0.063719 | 265.6141 | 0.032479 | 0 | 0 | 0.064958 | 265.8283 | 0.032943 | 0 | 0 | 0.065887 | 265.971 | 0.033253 | 0 | 0 | 0.066506 | 266.1852 | 0.033717 | 0 | 0 | 0.067435 | 266.3279 | 0.034027 | 0 | 0 | 0.068054 | 266.5421 | 0.034492 | 0 | 0 | 0.068983 | 266.7562 | 0.034956 | 0 | 0 | 0.069912 | 266.899 | 0.035266 | 0 | 0 | 0.070532 | 267.1131 | 0.03573 | 0 | 0 | 0.07146 | 267.3273 | 0.036195 | 0 | 0 | 0.072389 | 267.3987 | 0.03635 | 0 | 0 | 0.072699 | 267.6128 | 0.036814 | 0 | 0 | 0.073628 | 267.827 | 0.037279 | 0 | 0 | 0.074557 | 267.9697 | 0.037588 | 0 | 0 | 0.075176 | 268.1839 | 0.038053 | 0 | 0 | 0.076105 | 268.3266 | 0.038362 | 0 | 0 | 0.076725 | 268.4694 | 0.038672 | 0 | 0 | 0.077344
2017-05-13 20:00 | 234.6112 | 0.69928 |  | 246.357 | 0 | 0 | 0 | 0 | 253.2798 | 0.0057258 | 0 | 0 | 0.011452 | 258.944 | 0.018011 | 0 | 0 | 0.036023 | 259.1538 | 0.018466 | 0 | 0 | 0.036933 | 259.2937 | 0.01877 | 0 | 0 | 0.03754 | 259.5035 | 0.019225 | 0 | 0 | 0.03845 | 259.7132 | 0.01968 | 0 | 0 | 0.03936 | 259.923 | 0.020135 | 0 | 0 | 0.04027 | 260.2027 | 0.020742 | 0 | 0 | 0.041483 | 260.4125 | 0.021197 | 0 | 0 | 0.042393 | 260.5524 | 0.0215 | 0 | 0 | 0.043 | 260.7622 | 0.021955 | 0 | 0 | 0.04391 | 260.902 | 0.022258 | 0 | 0 | 0.044517 | 261.1118 | 0.022713 | 0 | 0 | 0.045427 | 261.3216 | 0.023168 | 0 | 0 | 0.046337 | 261.4614 | 0.023472 | 0 | 0 | 0.046943 | 261.6712 | 0.023927 | 0 | 0 | 0.047853 | 261.881 | 0.024382 | 0 | 0 | 0.048764 | 261.9509 | 0.024533 | 0 | 0 | 0.049067 | 262.1607 | 0.024988 | 0 | 0 | 0.049977 | 262.3705 | 0.025443 | 0 | 0 | 0.050887 | 262.5104 | 0.025747 | 0 | 0 | 0.051494 | 262.7201 | 0.026202 | 0 | 0 | 0.052404 | 262.86 | 0.026505 | 0 | 0 | 0.05301 | 262.9999 | 0.026809 | 0 | 0 | 0.053617
2017-05-13 21:00 | 235.1488 | 0.70088 |  | 246.9214 | 0 | 0 | 0 | 0 | 253.8602 | 0.0069846 | 0 | 0 | 0.013969 | 259.5374 | 0.019298 | 0 | 0 | 0.038597 | 259.7476 | 0.019754 | 0 | 0 | 0.039509 | 259.8878 | 0.020058 | 0 | 0 | 0.040117 | 260.0981 | 0.020515 | 0 | 0 | 0.041029 | 260.3083 | 0.020971 | 0 | 0 | 0.041941 | 260.5186 | 0.021427 | 0 | 0 | 0.042853 | 260.7989 | 0.022035 | 0 | 0 | 0.04407 | 261.0092 | 0.022491 | 0 | 0 | 0.044982 | 261.1494 | 0.022795 | 0 | 0 | 0.04559 | 261.3597 | 0.023251 | 0 | 0 | 0.046502 | 261.4998 | 0.023555 | 0 | 0 | 0.04711 | 261.7101 | 0.024011 | 0 | 0 | 0.048022 | 261.9204 | 0.024467 | 0 | 0 | 0.048934 | 262.0605 | 0.024771 | 0 | 0 | 0.049542 | 262.2708 | 0.025227 | 0 | 0 | 0.050454 | 262.4811 | 0.025683 | 0 | 0 | 0.051367 | 262.5512 | 0.025835 | 0 | 0 | 0.051671 | 262.7614 | 0.026291 | 0 | 0 | 0.052583 | 262.9717 | 0.026747 | 0 | 0 | 0.053495 | 263.1119 | 0.027051 | 0 | 0 | 0.054103 | 263.3221 | 0.027508 | 0 | 0 | 0.055015 | 263.4623 | 0.027812 | 0 | 0 | 0.055623 | 263.6025 | 0.028116 | 0 | 0 | 0.056231
2017-05-13 22:00 | 236.9138 | 0.70614 |  | 248.7749 | 0 | 0 | 0 | 0 | 255.7657 | 0.011118 | 0 | 0 | 0.022235 | 261.4855 | 0.023524 | 0 | 0 | 0.047048 | 261.6973 | 0.023983 | 0 | 0 | 0.047967 | 261.8385 | 0.02429 | 0 | 0 | 0.048579 | 262.0504 | 0.024749 | 0 | 0 | 0.049498 | 262.2622 | 0.025209 | 0 | 0 | 0.050417 | 262.4741 | 0.025668 | 0 | 0 | 0.051336 | 262.7565 | 0.026281 | 0 | 0 | 0.052562 | 262.9684 | 0.02674 | 0 | 0 | 0.05348 | 263.1096 | 0.027047 | 0 | 0 | 0.054093 | 263.3214 | 0.027506 | 0 | 0 | 0.055012 | 263.4627 | 0.027812 | 0 | 0 | 0.055625 | 263.6745 | 0.028272 | 0 | 0 | 0.056544 | 263.8864 | 0.028731 | 0 | 0 | 0.057463 | 264.0276 | 0.029038 | 0 | 0 | 0.058075 | 264.2394 | 0.029497 | 0 | 0 | 0.058994 | 264.4513 | 0.029957 | 0 | 0 | 0.059913 | 264.5219 | 0.03011 | 0 | 0 | 0.06022 | 264.7337 | 0.030569 | 0 | 0 | 0.061139 | 264.9456 | 0.031029 | 0 | 0 | 0.062058 | 265.0868 | 0.031335 | 0 | 0 | 0.06267 | 265.2987 | 0.031795 | 0 | 0 | 0.063589 | 265.4399 | 0.032101 | 0 | 0 | 0.064202 | 265.5811 | 0.032407 | 0 | 0 | 0.064815
2017-05-13 23:00 | 238.9571 | 0.71223 |  | 250.9204 | 0.00060812 | 0 | 0 | 0.0012162 | 257.9715 | 0.015902 | 0 | 0 | 0.031804 | 263.7406 | 0.028415 | 0 | 0 | 0.05683 | 263.9543 | 0.028879 | 0 | 0 | 0.057757 | 264.0967 | 0.029188 | 0 | 0 | 0.058375 | 264.3104 | 0.029651 | 0 | 0 | 0.059302 | 264.5241 | 0.030115 | 0 | 0 | 0.060229 | 264.7377 | 0.030578 | 0 | 0 | 0.061156 | 265.0226 | 0.031196 | 0 | 0 | 0.062392 | 265.2363 | 0.031659 | 0 | 0 | 0.063319 | 265.3787 | 0.031968 | 0 | 0 | 0.063937 | 265.5924 | 0.032432 | 0 | 0 | 0.064864 | 265.7349 | 0.032741 | 0 | 0 | 0.065481 | 265.9485 | 0.033204 | 0 | 0 | 0.066408 | 266.1622 | 0.033668 | 0 | 0 | 0.067335 | 266.3046 | 0.033977 | 0 | 0 | 0.067953 | 266.5183 | 0.03444 | 0 | 0 | 0.06888 | 266.732 | 0.034904 | 0 | 0 | 0.069807 | 266.8032 | 0.035058 | 0 | 0 | 0.070116 | 267.0169 | 0.035521 | 0 | 0 | 0.071043 | 267.2305 | 0.035985 | 0 | 0 | 0.07197 | 267.373 | 0.036294 | 0 | 0 | 0.072588 | 267.5867 | 0.036757 | 0 | 0 | 0.073515 | 267.7291 | 0.037066 | 0 | 0 | 0.074133 | 267.8716 | 0.037375 | 0 | 0 | 0.074751
2017-05-14 | 242.901 | 0.72399 |  | 255.0617 | 0.0095907 | 0 | 0 | 0.019181 | 262.2292 | 0.025137 | 0 | 0 | 0.050274 | 268.0935 | 0.037857 | 0 | 0 | 0.075713 | 268.3107 | 0.038328 | 0 | 0 | 0.076656 | 268.4555 | 0.038642 | 0 | 0 | 0.077284 | 268.6727 | 0.039113 | 0 | 0 | 0.078226 | 268.8899 | 0.039584 | 0 | 0 | 0.079168 | 269.1071 | 0.040055 | 0 | 0 | 0.08011 | 269.3967 | 0.040683 | 0 | 0 | 0.081367 | 269.6139 | 0.041154 | 0 | 0 | 0.082309 | 269.7587 | 0.041469 | 0 | 0 | 0.082937 | 269.9759 | 0.04194 | 0 | 0 | 0.083879 | 270.1207 | 0.042254 | 0 | 0 | 0.084507 | 270.3379 | 0.042725 | 0 | 0 | 0.08545 | 270.5551 | 0.043196 | 0 | 0 | 0.086392 | 270.6999 | 0.04351 | 0 | 0 | 0.08702 | 270.9171 | 0.043981 | 0 | 0 | 0.087962 | 271.1343 | 0.044452 | 0 | 0 | 0.088904 | 271.2067 | 0.044609 | 0 | 0 | 0.089218 | 271.4239 | 0.04508 | 0 | 0 | 0.090161 | 271.6411 | 0.045551 | 0 | 0 | 0.091103 | 271.7859 | 0.045865 | 0 | 0 | 0.091731 | 272.0031 | 0.046337 | 0 | 0 | 0.092673 | 272.1479 | 0.046651 | 0 | 0 | 0.093301 | 272.2927 | 0.046965 | 0 | 0 | 0.093929
2017-05-14 01:00 | 237.5435 | 0.70802 |  | 249.4361 | 0 | 0 | 0 | 0 | 256.4455 | 0.012592 | 0 | 0 | 0.025184 | 262.1805 | 0.025031 | 0 | 0 | 0.050063 | 262.3929 | 0.025492 | 0 | 0 | 0.050984 | 262.5345 | 0.025799 | 0 | 0 | 0.051598 | 262.7469 | 0.02626 | 0 | 0 | 0.05252 | 262.9593 | 0.026721 | 0 | 0 | 0.053441 | 263.1717 | 0.027181 | 0 | 0 | 0.054363 | 263.4549 | 0.027796 | 0 | 0 | 0.055591 | 263.6673 | 0.028256 | 0 | 0 | 0.056513 | 263.8089 | 0.028563 | 0 | 0 | 0.057127 | 264.0213 | 0.029024 | 0 | 0 | 0.058048 | 264.163 | 0.029331 | 0 | 0 | 0.058663 | 264.3754 | 0.029792 | 0 | 0 | 0.059584 | 264.5878 | 0.030253 | 0 | 0 | 0.060505 | 264.7294 | 0.03056 | 0 | 0 | 0.06112 | 264.9418 | 0.031021 | 0 | 0 | 0.062041 | 265.1542 | 0.031481 | 0 | 0 | 0.062963 | 265.225 | 0.031635 | 0 | 0 | 0.06327 | 265.4374 | 0.032096 | 0 | 0 | 0.064191 | 265.6498 | 0.032556 | 0 | 0 | 0.065113 | 265.7914 | 0.032863 | 0 | 0 | 0.065727 | 266.0038 | 0.033324 | 0 | 0 | 0.066648 | 266.1454 | 0.033631 | 0 | 0 | 0.067262 | 266.287 | 0.033938 | 0 | 0 | 0.067877
2017-05-14 02:00 | 237.9092 | 0.70911 |  | 249.82 | 0 | 0 | 0 | 0 | 256.8402 | 0.013448 | 0 | 0 | 0.026897 | 262.5841 | 0.025907 | 0 | 0 | 0.051813 | 262.7968 | 0.026368 | 0 | 0 | 0.052736 | 262.9386 | 0.026676 | 0 | 0 | 0.053351 | 263.1513 | 0.027137 | 0 | 0 | 0.054274 | 263.3641 | 0.027599 | 0 | 0 | 0.055197 | 263.5768 | 0.02806 | 0 | 0 | 0.05612 | 263.8605 | 0.028675 | 0 | 0 | 0.05735 | 264.0732 | 0.029137 | 0 | 0 | 0.058273 | 264.215 | 0.029444 | 0 | 0 | 0.058888 | 264.4277 | 0.029906 | 0 | 0 | 0.059811 | 264.5696 | 0.030213 | 0 | 0 | 0.060426 | 264.7823 | 0.030675 | 0 | 0 | 0.061349 | 264.995 | 0.031136 | 0 | 0 | 0.062272 | 265.1369 | 0.031444 | 0 | 0 | 0.062887 | 265.3496 | 0.031905 | 0 | 0 | 0.06381 | 265.5623 | 0.032367 | 0 | 0 | 0.064733 | 265.6332 | 0.03252 | 0 | 0 | 0.065041 | 265.846 | 0.032982 | 0 | 0 | 0.065963 | 266.0587 | 0.033443 | 0 | 0 | 0.066886 | 266.2005 | 0.033751 | 0 | 0 | 0.067502 | 266.4133 | 0.034212 | 0 | 0 | 0.068424 | 266.5551 | 0.03452 | 0 | 0 | 0.06904 | 266.6969 | 0.034827 | 0 | 0 | 0.069655
2017-05-14 03:00 | 238.6638 | 0.71136 |  | 250.6124 | 0 | 0 | 0 | 0 | 257.6549 | 0.015215 | 0 | 0 | 0.030431 | 263.4169 | 0.027713 | 0 | 0 | 0.055426 | 263.6303 | 0.028176 | 0 | 0 | 0.056352 | 263.7726 | 0.028485 | 0 | 0 | 0.056969 | 263.986 | 0.028948 | 0 | 0 | 0.057895 | 264.1994 | 0.02941 | 0 | 0 | 0.058821 | 264.4128 | 0.029873 | 0 | 0 | 0.059747 | 264.6974 | 0.03049 | 0 | 0 | 0.060981 | 264.9108 | 0.030953 | 0 | 0 | 0.061907 | 265.0531 | 0.031262 | 0 | 0 | 0.062524 | 265.2665 | 0.031725 | 0 | 0 | 0.06345 | 265.4087 | 0.032033 | 0 | 0 | 0.064067 | 265.6221 | 0.032496 | 0 | 0 | 0.064993 | 265.8356 | 0.032959 | 0 | 0 | 0.065918 | 265.9778 | 0.033268 | 0 | 0 | 0.066535 | 266.1912 | 0.033731 | 0 | 0 | 0.067461 | 266.4046 | 0.034194 | 0 | 0 | 0.068387 | 266.4758 | 0.034348 | 0 | 0 | 0.068696 | 266.6892 | 0.034811 | 0 | 0 | 0.069621 | 266.9026 | 0.035274 | 0 | 0 | 0.070547 | 267.0449 | 0.035582 | 0 | 0 | 0.071164 | 267.2583 | 0.036045 | 0 | 0 | 0.07209 | 267.4005 | 0.036354 | 0 | 0 | 0.072707 | 267.5428 | 0.036662 | 0 | 0 | 0.073324
2017-05-14 04:00 | 238.7504 | 0.71162 |  | 250.7033 | 0.00013736 | 0 | 0 | 0.00027472 | 257.7484 | 0.015418 | 0 | 0 | 0.030836 | 263.5125 | 0.02792 | 0 | 0 | 0.055841 | 263.726 | 0.028383 | 0 | 0 | 0.056767 | 263.8683 | 0.028692 | 0 | 0 | 0.057384 | 264.0818 | 0.029155 | 0 | 0 | 0.05831 | 264.2953 | 0.029618 | 0 | 0 | 0.059236 | 264.5087 | 0.030081 | 0 | 0 | 0.060163 | 264.7934 | 0.030699 | 0 | 0 | 0.061397 | 265.0069 | 0.031162 | 0 | 0 | 0.062323 | 265.1492 | 0.03147 | 0 | 0 | 0.062941 | 265.3627 | 0.031933 | 0 | 0 | 0.063867 | 265.505 | 0.032242 | 0 | 0 | 0.064484 | 265.7185 | 0.032705 | 0 | 0 | 0.06541 | 265.932 | 0.033168 | 0 | 0 | 0.066337 | 266.0743 | 0.033477 | 0 | 0 | 0.066954 | 266.2878 | 0.03394 | 0 | 0 | 0.06788 | 266.5013 | 0.034403 | 0 | 0 | 0.068806 | 266.5724 | 0.034557 | 0 | 0 | 0.069115 | 266.7859 | 0.03502 | 0 | 0 | 0.070041 | 266.9994 | 0.035484 | 0 | 0 | 0.070967 | 267.1417 | 0.035792 | 0 | 0 | 0.071584 | 267.3552 | 0.036255 | 0 | 0 | 0.072511 | 267.4975 | 0.036564 | 0 | 0 | 0.073128 | 267.6399 | 0.036873 | 0 | 0 | 0.073745
2017-05-14 05:00 | 230.0923 | 0.68581 |  | 241.6118 | 0 | 0 | 0 | 0 | 248.4013 | 0 | 0 | 0 | 0 | 253.9564 | 0.0071933 | 0 | 0 | 0.014387 | 254.1622 | 0.0076396 | 0 | 0 | 0.015279 | 254.2993 | 0.0079371 | 0 | 0 | 0.015874 | 254.5051 | 0.0083833 | 0 | 0 | 0.016767 | 254.7108 | 0.0088296 | 0 | 0 | 0.017659 | 254.9166 | 0.0092758 | 0 | 0 | 0.018552 | 255.1909 | 0.0098709 | 0 | 0 | 0.019742 | 255.3966 | 0.010317 | 0 | 0 | 0.020634 | 255.5338 | 0.010615 | 0 | 0 | 0.021229 | 255.7395 | 0.011061 | 0 | 0 | 0.022122 | 255.8767 | 0.011358 | 0 | 0 | 0.022717 | 256.0824 | 0.011805 | 0 | 0 | 0.023609 | 256.2882 | 0.012251 | 0 | 0 | 0.024502 | 256.4253 | 0.012548 | 0 | 0 | 0.025097 | 256.6311 | 0.012995 | 0 | 0 | 0.025989 | 256.8368 | 0.013441 | 0 | 0 | 0.026882 | 256.9054 | 0.01359 | 0 | 0 | 0.027179 | 257.1112 | 0.014036 | 0 | 0 | 0.028072 | 257.3169 | 0.014482 | 0 | 0 | 0.028964 | 257.4541 | 0.01478 | 0 | 0 | 0.029559 | 257.6598 | 0.015226 | 0 | 0 | 0.030452 | 257.797 | 0.015523 | 0 | 0 | 0.031047 | 257.9341 | 0.015821 | 0 | 0 | 0.031642
2017-05-14 06:00 | 237.1268 | 0.70678 |  | 248.9985 | 0 | 0 | 0 | 0 | 255.9956 | 0.011616 | 0 | 0 | 0.023233 | 261.7205 | 0.024034 | 0 | 0 | 0.048067 | 261.9325 | 0.024494 | 0 | 0 | 0.048987 | 262.0739 | 0.0248 | 0 | 0 | 0.0496 | 262.2859 | 0.02526 | 0 | 0 | 0.05052 | 262.498 | 0.02572 | 0 | 0 | 0.05144 | 262.71 | 0.02618 | 0 | 0 | 0.05236 | 262.9927 | 0.026793 | 0 | 0 | 0.053586 | 263.2047 | 0.027253 | 0 | 0 | 0.054506 | 263.3461 | 0.02756 | 0 | 0 | 0.055119 | 263.5581 | 0.028019 | 0 | 0 | 0.056039 | 263.6995 | 0.028326 | 0 | 0 | 0.056652 | 263.9115 | 0.028786 | 0 | 0 | 0.057572 | 264.1235 | 0.029246 | 0 | 0 | 0.058492 | 264.2649 | 0.029552 | 0 | 0 | 0.059105 | 264.4769 | 0.030012 | 0 | 0 | 0.060025 | 264.689 | 0.030472 | 0 | 0 | 0.060944 | 264.7597 | 0.030626 | 0 | 0 | 0.061251 | 264.9717 | 0.031085 | 0 | 0 | 0.062171 | 265.1837 | 0.031545 | 0 | 0 | 0.063091 | 265.3251 | 0.031852 | 0 | 0 | 0.063704 | 265.5371 | 0.032312 | 0 | 0 | 0.064624 | 265.6785 | 0.032618 | 0 | 0 | 0.065237 | 265.8198 | 0.032925 | 0 | 0 | 0.06585
2017-05-14 07:00 | 243.3551 | 0.72534 |  | 255.5387 | 0.010625 | 0 | 0 | 0.02125 | 262.7196 | 0.026201 | 0 | 0 | 0.052401 | 268.5948 | 0.038944 | 0 | 0 | 0.077888 | 268.8125 | 0.039416 | 0 | 0 | 0.078832 | 268.9575 | 0.039731 | 0 | 0 | 0.079461 | 269.1751 | 0.040203 | 0 | 0 | 0.080405 | 269.3927 | 0.040675 | 0 | 0 | 0.081349 | 269.6103 | 0.041147 | 0 | 0 | 0.082293 | 269.9005 | 0.041776 | 0 | 0 | 0.083552 | 270.1181 | 0.042248 | 0 | 0 | 0.084496 | 270.2631 | 0.042563 | 0 | 0 | 0.085125 | 270.4807 | 0.043035 | 0 | 0 | 0.086069 | 270.6258 | 0.043349 | 0 | 0 | 0.086698 | 270.8434 | 0.043821 | 0 | 0 | 0.087642 | 271.061 | 0.044293 | 0 | 0 | 0.088586 | 271.2061 | 0.044608 | 0 | 0 | 0.089216 | 271.4237 | 0.04508 | 0 | 0 | 0.09016 | 271.6413 | 0.045552 | 0 | 0 | 0.091104 | 271.7138 | 0.045709 | 0 | 0 | 0.091418 | 271.9314 | 0.046181 | 0 | 0 | 0.092362 | 272.149 | 0.046653 | 0 | 0 | 0.093306 | 272.2941 | 0.046968 | 0 | 0 | 0.093935 | 272.5117 | 0.04744 | 0 | 0 | 0.094879 | 272.6568 | 0.047754 | 0 | 0 | 0.095509 | 272.8018 | 0.048069 | 0 | 0 | 0.096138
2017-05-14 08:00 | 239.9869 | 0.7153 |  | 252.0018 | 0.0029537 | 0 | 0 | 0.0059075 | 259.0833 | 0.018314 | 0 | 0 | 0.036627 | 264.8773 | 0.030881 | 0 | 0 | 0.061761 | 265.0919 | 0.031346 | 0 | 0 | 0.062692 | 265.2349 | 0.031656 | 0 | 0 | 0.063313 | 265.4495 | 0.032122 | 0 | 0 | 0.064244 | 265.6641 | 0.032587 | 0 | 0 | 0.065175 | 265.8787 | 0.033053 | 0 | 0 | 0.066105 | 266.1648 | 0.033673 | 0 | 0 | 0.067347 | 266.3794 | 0.034139 | 0 | 0 | 0.068278 | 266.5225 | 0.034449 | 0 | 0 | 0.068898 | 266.7371 | 0.034915 | 0 | 0 | 0.069829 | 266.8801 | 0.035225 | 0 | 0 | 0.07045 | 267.0947 | 0.03569 | 0 | 0 | 0.071381 | 267.3093 | 0.036156 | 0 | 0 | 0.072311 | 267.4524 | 0.036466 | 0 | 0 | 0.072932 | 267.667 | 0.036931 | 0 | 0 | 0.073863 | 267.8816 | 0.037397 | 0 | 0 | 0.074794 | 267.9531 | 0.037552 | 0 | 0 | 0.075104 | 268.1677 | 0.038018 | 0 | 0 | 0.076035 | 268.3823 | 0.038483 | 0 | 0 | 0.076966 | 268.5253 | 0.038793 | 0 | 0 | 0.077587 | 268.7399 | 0.039259 | 0 | 0 | 0.078517 | 268.883 | 0.039569 | 0 | 0 | 0.079138 | 269.026 | 0.039879 | 0 | 0 | 0.079759
2017-05-14 09:00 | 239.3705 | 0.71347 |  | 251.3546 | 0.0015499 | 0 | 0 | 0.0030998 | 258.4179 | 0.01687 | 0 | 0 | 0.03374 | 264.197 | 0.029405 | 0 | 0 | 0.05881 | 264.411 | 0.029869 | 0 | 0 | 0.059739 | 264.5537 | 0.030179 | 0 | 0 | 0.060358 | 264.7678 | 0.030643 | 0 | 0 | 0.061286 | 264.9818 | 0.031107 | 0 | 0 | 0.062215 | 265.1958 | 0.031572 | 0 | 0 | 0.063143 | 265.4812 | 0.032191 | 0 | 0 | 0.064381 | 265.6953 | 0.032655 | 0 | 0 | 0.06531 | 265.838 | 0.032964 | 0 | 0 | 0.065929 | 266.052 | 0.033429 | 0 | 0 | 0.066857 | 266.1947 | 0.033738 | 0 | 0 | 0.067476 | 266.4087 | 0.034202 | 0 | 0 | 0.068405 | 266.6228 | 0.034667 | 0 | 0 | 0.069333 | 266.7655 | 0.034976 | 0 | 0 | 0.069952 | 266.9795 | 0.03544 | 0 | 0 | 0.070881 | 267.1935 | 0.035905 | 0 | 0 | 0.071809 | 267.2649 | 0.036059 | 0 | 0 | 0.072119 | 267.4789 | 0.036524 | 0 | 0 | 0.073047 | 267.693 | 0.036988 | 0 | 0 | 0.073976 | 267.8357 | 0.037297 | 0 | 0 | 0.074595 | 268.0497 | 0.037762 | 0 | 0 | 0.075523 | 268.1924 | 0.038071 | 0 | 0 | 0.076142 | 268.3351 | 0.038381 | 0 | 0 | 0.076761
2017-05-14 10:00 | 243.1956 | 0.72487 |  | 255.3711 | 0.010262 | 0 | 0 | 0.020524 | 262.5473 | 0.025827 | 0 | 0 | 0.051654 | 268.4188 | 0.038562 | 0 | 0 | 0.077124 | 268.6362 | 0.039034 | 0 | 0 | 0.078068 | 268.7812 | 0.039348 | 0 | 0 | 0.078696 | 268.9987 | 0.03982 | 0 | 0 | 0.07964 | 269.2161 | 0.040292 | 0 | 0 | 0.080583 | 269.4336 | 0.040763 | 0 | 0 | 0.081527 | 269.7235 | 0.041392 | 0 | 0 | 0.082784 | 269.941 | 0.041864 | 0 | 0 | 0.083728 | 270.086 | 0.042178 | 0 | 0 | 0.084357 | 270.3034 | 0.04265 | 0 | 0 | 0.0853 | 270.4484 | 0.042964 | 0 | 0 | 0.085929 | 270.6659 | 0.043436 | 0 | 0 | 0.086872 | 270.8833 | 0.043908 | 0 | 0 | 0.087815 | 271.0283 | 0.044222 | 0 | 0 | 0.088444 | 271.2457 | 0.044694 | 0 | 0 | 0.089388 | 271.4632 | 0.045166 | 0 | 0 | 0.090331 | 271.5357 | 0.045323 | 0 | 0 | 0.090646 | 271.7532 | 0.045794 | 0 | 0 | 0.091589 | 271.9706 | 0.046266 | 0 | 0 | 0.092532 | 272.1156 | 0.046581 | 0 | 0 | 0.093161 | 272.333 | 0.047052 | 0 | 0 | 0.094104 | 272.478 | 0.047367 | 0 | 0 | 0.094733 | 272.623 | 0.047681 | 0 | 0 | 0.095362
2017-05-14 11:00 | 240.6481 | 0.71728 |  | 252.6961 | 0.0044597 | 0 | 0 | 0.0089195 | 259.7972 | 0.019862 | 0 | 0 | 0.039724 | 265.6071 | 0.032464 | 0 | 0 | 0.064927 | 265.8223 | 0.03293 | 0 | 0 | 0.065861 | 265.9657 | 0.033241 | 0 | 0 | 0.066483 | 266.1809 | 0.033708 | 0 | 0 | 0.067416 | 266.3961 | 0.034175 | 0 | 0 | 0.06835 | 266.6113 | 0.034642 | 0 | 0 | 0.069283 | 266.8982 | 0.035264 | 0 | 0 | 0.070528 | 267.1134 | 0.035731 | 0 | 0 | 0.071461 | 267.2568 | 0.036042 | 0 | 0 | 0.072084 | 267.472 | 0.036509 | 0 | 0 | 0.073017 | 267.6155 | 0.03682 | 0 | 0 | 0.07364 | 267.8306 | 0.037286 | 0 | 0 | 0.074573 | 268.0458 | 0.037753 | 0 | 0 | 0.075506 | 268.1893 | 0.038064 | 0 | 0 | 0.076129 | 268.4045 | 0.038531 | 0 | 0 | 0.077062 | 268.6196 | 0.038998 | 0 | 0 | 0.077996 | 268.6914 | 0.039153 | 0 | 0 | 0.078307 | 268.9066 | 0.03962 | 0 | 0 | 0.07924 | 269.1217 | 0.040087 | 0 | 0 | 0.080174 | 269.2652 | 0.040398 | 0 | 0 | 0.080796 | 269.4804 | 0.040865 | 0 | 0 | 0.08173 | 269.6238 | 0.041176 | 0 | 0 | 0.082352 | 269.7673 | 0.041487 | 0 | 0 | 0.082974
2017-05-14 12:00 | 240.5548 | 0.717 |  | 252.5981 | 0.0042471 | 0 | 0 | 0.0084942 | 259.6964 | 0.019643 | 0 | 0 | 0.039286 | 265.504 | 0.03224 | 0 | 0 | 0.06448 | 265.7191 | 0.032707 | 0 | 0 | 0.065413 | 265.8625 | 0.033018 | 0 | 0 | 0.066035 | 266.0776 | 0.033484 | 0 | 0 | 0.066968 | 266.2927 | 0.033951 | 0 | 0 | 0.067902 | 266.5078 | 0.034417 | 0 | 0 | 0.068835 | 266.7946 | 0.035039 | 0 | 0 | 0.070079 | 267.0097 | 0.035506 | 0 | 0 | 0.071012 | 267.1531 | 0.035817 | 0 | 0 | 0.071634 | 267.3682 | 0.036284 | 0 | 0 | 0.072567 | 267.5116 | 0.036595 | 0 | 0 | 0.073189 | 267.7267 | 0.037061 | 0 | 0 | 0.074122 | 267.9418 | 0.037528 | 0 | 0 | 0.075055 | 268.0852 | 0.037839 | 0 | 0 | 0.075677 | 268.3003 | 0.038305 | 0 | 0 | 0.07661 | 268.5154 | 0.038772 | 0 | 0 | 0.077544 | 268.5871 | 0.038927 | 0 | 0 | 0.077855 | 268.8022 | 0.039394 | 0 | 0 | 0.078788 | 269.0173 | 0.03986 | 0 | 0 | 0.079721 | 269.1607 | 0.040171 | 0 | 0 | 0.080343 | 269.3758 | 0.040638 | 0 | 0 | 0.081276 | 269.5192 | 0.040949 | 0 | 0 | 0.081898 | 269.6626 | 0.04126 | 0 | 0 | 0.08252
2017-05-14 13:00 | 240.1809 | 0.71588 |  | 252.2054 | 0.0033954 | 0 | 0 | 0.0067909 | 259.2927 | 0.018768 | 0 | 0 | 0.037535 | 265.0913 | 0.031345 | 0 | 0 | 0.06269 | 265.3061 | 0.031811 | 0 | 0 | 0.063622 | 265.4493 | 0.032121 | 0 | 0 | 0.064243 | 265.664 | 0.032587 | 0 | 0 | 0.065174 | 265.8788 | 0.033053 | 0 | 0 | 0.066106 | 266.0936 | 0.033519 | 0 | 0 | 0.067038 | 266.3799 | 0.03414 | 0 | 0 | 0.06828 | 266.5947 | 0.034606 | 0 | 0 | 0.069211 | 266.7379 | 0.034916 | 0 | 0 | 0.069832 | 266.9526 | 0.035382 | 0 | 0 | 0.070764 | 267.0958 | 0.035693 | 0 | 0 | 0.071385 | 267.3106 | 0.036158 | 0 | 0 | 0.072317 | 267.5253 | 0.036624 | 0 | 0 | 0.073249 | 267.6685 | 0.036935 | 0 | 0 | 0.07387 | 267.8833 | 0.037401 | 0 | 0 | 0.074801 | 268.098 | 0.037866 | 0 | 0 | 0.075733 | 268.1696 | 0.038022 | 0 | 0 | 0.076043 | 268.3844 | 0.038488 | 0 | 0 | 0.076975 | 268.5992 | 0.038953 | 0 | 0 | 0.077907 | 268.7423 | 0.039264 | 0 | 0 | 0.078528 | 268.9571 | 0.03973 | 0 | 0 | 0.07946 | 269.1003 | 0.04004 | 0 | 0 | 0.080081 | 269.2434 | 0.040351 | 0 | 0 | 0.080702
2017-05-14 14:00 | 237.8601 | 0.70897 |  | 249.7685 | 0 | 0 | 0 | 0 | 256.7873 | 0.013333 | 0 | 0 | 0.026667 | 262.5299 | 0.025789 | 0 | 0 | 0.051578 | 262.7426 | 0.02625 | 0 | 0 | 0.052501 | 262.8844 | 0.026558 | 0 | 0 | 0.053116 | 263.0971 | 0.027019 | 0 | 0 | 0.054039 | 263.3098 | 0.027481 | 0 | 0 | 0.054961 | 263.5224 | 0.027942 | 0 | 0 | 0.055884 | 263.806 | 0.028557 | 0 | 0 | 0.057114 | 264.0187 | 0.029018 | 0 | 0 | 0.058037 | 264.1605 | 0.029326 | 0 | 0 | 0.058652 | 264.3732 | 0.029787 | 0 | 0 | 0.059575 | 264.515 | 0.030095 | 0 | 0 | 0.06019 | 264.7277 | 0.030556 | 0 | 0 | 0.061112 | 264.9404 | 0.031018 | 0 | 0 | 0.062035 | 265.0822 | 0.031325 | 0 | 0 | 0.06265 | 265.2949 | 0.031786 | 0 | 0 | 0.063573 | 265.5075 | 0.032248 | 0 | 0 | 0.064495 | 265.5784 | 0.032401 | 0 | 0 | 0.064803 | 265.7911 | 0.032863 | 0 | 0 | 0.065726 | 266.0038 | 0.033324 | 0 | 0 | 0.066648 | 266.1456 | 0.033632 | 0 | 0 | 0.067263 | 266.3583 | 0.034093 | 0 | 0 | 0.068186 | 266.5001 | 0.034401 | 0 | 0 | 0.068801 | 266.6419 | 0.034708 | 0 | 0 | 0.069416
2017-05-14 15:00 | 233.9045 | 0.69718 |  | 245.6149 | 0 | 0 | 0 | 0 | 252.5169 | 0.004071 | 0 | 0 | 0.0081421 | 258.164 | 0.01632 | 0 | 0 | 0.032639 | 258.3732 | 0.016773 | 0 | 0 | 0.033547 | 258.5126 | 0.017076 | 0 | 0 | 0.034151 | 258.7218 | 0.017529 | 0 | 0 | 0.035059 | 258.9309 | 0.017983 | 0 | 0 | 0.035966 | 259.1401 | 0.018437 | 0 | 0 | 0.036873 | 259.419 | 0.019042 | 0 | 0 | 0.038083 | 259.6281 | 0.019495 | 0 | 0 | 0.03899 | 259.7675 | 0.019798 | 0 | 0 | 0.039595 | 259.9767 | 0.020251 | 0 | 0 | 0.040503 | 260.1161 | 0.020554 | 0 | 0 | 0.041107 | 260.3253 | 0.021007 | 0 | 0 | 0.042015 | 260.5344 | 0.021461 | 0 | 0 | 0.042922 | 260.6739 | 0.021763 | 0 | 0 | 0.043527 | 260.883 | 0.022217 | 0 | 0 | 0.044434 | 261.0922 | 0.022671 | 0 | 0 | 0.045342 | 261.1619 | 0.022822 | 0 | 0 | 0.045644 | 261.371 | 0.023276 | 0 | 0 | 0.046551 | 261.5802 | 0.023729 | 0 | 0 | 0.047459 | 261.7196 | 0.024032 | 0 | 0 | 0.048063 | 261.9288 | 0.024485 | 0 | 0 | 0.048971 | 262.0682 | 0.024788 | 0 | 0 | 0.049576 | 262.2077 | 0.02509 | 0 | 0 | 0.05018
2017-05-14 16:00 | 231.2651 | 0.68931 |  | 242.8433 | 0 | 0 | 0 | 0 | 249.6674 | 0 | 0 | 0 | 0 | 255.2508 | 0.010001 | 0 | 0 | 0.020002 | 255.4576 | 0.010449 | 0 | 0 | 0.020899 | 255.5955 | 0.010748 | 0 | 0 | 0.021497 | 255.8023 | 0.011197 | 0 | 0 | 0.022394 | 256.0091 | 0.011646 | 0 | 0 | 0.023291 | 256.2159 | 0.012094 | 0 | 0 | 0.024188 | 256.4916 | 0.012692 | 0 | 0 | 0.025384 | 256.6984 | 0.013141 | 0 | 0 | 0.026281 | 256.8362 | 0.01344 | 0 | 0 | 0.026879 | 257.043 | 0.013888 | 0 | 0 | 0.027776 | 257.1809 | 0.014187 | 0 | 0 | 0.028374 | 257.3877 | 0.014636 | 0 | 0 | 0.029271 | 257.5945 | 0.015084 | 0 | 0 | 0.030169 | 257.7323 | 0.015383 | 0 | 0 | 0.030767 | 257.9391 | 0.015832 | 0 | 0 | 0.031664 | 258.1459 | 0.01628 | 0 | 0 | 0.032561 | 258.2149 | 0.01643 | 0 | 0 | 0.03286 | 258.4216 | 0.016878 | 0 | 0 | 0.033757 | 258.6284 | 0.017327 | 0 | 0 | 0.034654 | 258.7663 | 0.017626 | 0 | 0 | 0.035252 | 258.9731 | 0.018074 | 0 | 0 | 0.036149 | 259.111 | 0.018373 | 0 | 0 | 0.036747 | 259.2488 | 0.018673 | 0 | 0 | 0.037345
2017-05-14 17:00 | 227.7721 | 0.6789 |  | 239.1755 | 0 | 0 | 0 | 0 | 245.8965 | 0 | 0 | 0 | 0 | 251.3956 | 0.0016389 | 0 | 0 | 0.0032779 | 251.5993 | 0.0020807 | 0 | 0 | 0.0041614 | 251.7351 | 0.0023752 | 0 | 0 | 0.0047504 | 251.9387 | 0.002817 | 0 | 0 | 0.0056339 | 252.1424 | 0.0032587 | 0 | 0 | 0.0065174 | 252.3461 | 0.0037005 | 0 | 0 | 0.0074009 | 252.6176 | 0.0042895 | 0 | 0 | 0.008579 | 252.8213 | 0.0047312 | 0 | 0 | 0.0094625 | 252.9571 | 0.0050257 | 0 | 0 | 0.010051 | 253.1607 | 0.0054675 | 0 | 0 | 0.010935 | 253.2965 | 0.005762 | 0 | 0 | 0.011524 | 253.5002 | 0.0062038 | 0 | 0 | 0.012408 | 253.7039 | 0.0066455 | 0 | 0 | 0.013291 | 253.8396 | 0.00694 | 0 | 0 | 0.01388 | 254.0433 | 0.0073818 | 0 | 0 | 0.014764 | 254.247 | 0.0078235 | 0 | 0 | 0.015647 | 254.3149 | 0.0079708 | 0 | 0 | 0.015942 | 254.5185 | 0.0084126 | 0 | 0 | 0.016825 | 254.7222 | 0.0088543 | 0 | 0 | 0.017709 | 254.858 | 0.0091488 | 0 | 0 | 0.018298 | 255.0617 | 0.0095906 | 0 | 0 | 0.019181 | 255.1974 | 0.0098851 | 0 | 0 | 0.01977 | 255.3332 | 0.01018 | 0 | 0 | 0.020359
2017-05-14 18:00 | 230.1814 | 0.68608 |  | 241.7054 | 0 | 0 | 0 | 0 | 248.4976 | 0 | 0 | 0 | 0 | 254.0548 | 0.0074068 | 0 | 0 | 0.014814 | 254.2607 | 0.0078532 | 0 | 0 | 0.015706 | 254.3979 | 0.0081508 | 0 | 0 | 0.016302 | 254.6037 | 0.0085973 | 0 | 0 | 0.017195 | 254.8095 | 0.0090437 | 0 | 0 | 0.018087 | 255.0153 | 0.0094901 | 0 | 0 | 0.01898 | 255.2898 | 0.010085 | 0 | 0 | 0.020171 | 255.4956 | 0.010532 | 0 | 0 | 0.021064 | 255.6328 | 0.010829 | 0 | 0 | 0.021659 | 255.8386 | 0.011276 | 0 | 0 | 0.022552 | 255.9759 | 0.011573 | 0 | 0 | 0.023147 | 256.1817 | 0.01202 | 0 | 0 | 0.02404 | 256.3875 | 0.012466 | 0 | 0 | 0.024933 | 256.5247 | 0.012764 | 0 | 0 | 0.025528 | 256.7305 | 0.01321 | 0 | 0 | 0.026421 | 256.9364 | 0.013657 | 0 | 0 | 0.027314 | 257.005 | 0.013806 | 0 | 0 | 0.027611 | 257.2108 | 0.014252 | 0 | 0 | 0.028504 | 257.4166 | 0.014698 | 0 | 0 | 0.029397 | 257.5538 | 0.014996 | 0 | 0 | 0.029992 | 257.7597 | 0.015443 | 0 | 0 | 0.030885 | 257.8969 | 0.01574 | 0 | 0 | 0.03148 | 258.0341 | 0.016038 | 0 | 0 | 0.032076
2017-05-14 19:00 | 237.1262 | 0.70678 |  | 248.9978 | 0 | 0 | 0 | 0 | 255.9949 | 0.011615 | 0 | 0 | 0.02323 | 261.7198 | 0.024032 | 0 | 0 | 0.048064 | 261.9319 | 0.024492 | 0 | 0 | 0.048984 | 262.0732 | 0.024799 | 0 | 0 | 0.049597 | 262.2853 | 0.025259 | 0 | 0 | 0.050517 | 262.4973 | 0.025718 | 0 | 0 | 0.051437 | 262.7093 | 0.026178 | 0 | 0 | 0.052357 | 262.992 | 0.026792 | 0 | 0 | 0.053583 | 263.2041 | 0.027251 | 0 | 0 | 0.054503 | 263.3454 | 0.027558 | 0 | 0 | 0.055116 | 263.5575 | 0.028018 | 0 | 0 | 0.056036 | 263.6988 | 0.028325 | 0 | 0 | 0.056649 | 263.9109 | 0.028784 | 0 | 0 | 0.057569 | 264.1229 | 0.029244 | 0 | 0 | 0.058489 | 264.2642 | 0.029551 | 0 | 0 | 0.059102 | 264.4763 | 0.030011 | 0 | 0 | 0.060022 | 264.6883 | 0.030471 | 0 | 0 | 0.060942 | 264.759 | 0.030624 | 0 | 0 | 0.061248 | 264.971 | 0.031084 | 0 | 0 | 0.062168 | 265.1831 | 0.031544 | 0 | 0 | 0.063088 | 265.3244 | 0.03185 | 0 | 0 | 0.063701 | 265.5364 | 0.03231 | 0 | 0 | 0.064621 | 265.6778 | 0.032617 | 0 | 0 | 0.065234 | 265.8192 | 0.032924 | 0 | 0 | 0.065847
2017-05-14 20:00 | 234.807 | 0.69987 |  | 246.5625 | 0 | 0 | 0 | 0 | 253.4912 | 0.0061843 | 0 | 0 | 0.012369 | 259.1601 | 0.01848 | 0 | 0 | 0.03696 | 259.3701 | 0.018936 | 0 | 0 | 0.037871 | 259.51 | 0.019239 | 0 | 0 | 0.038478 | 259.72 | 0.019695 | 0 | 0 | 0.039389 | 259.93 | 0.02015 | 0 | 0 | 0.0403 | 260.1399 | 0.020605 | 0 | 0 | 0.041211 | 260.4199 | 0.021213 | 0 | 0 | 0.042425 | 260.6298 | 0.021668 | 0 | 0 | 0.043336 | 260.7698 | 0.021972 | 0 | 0 | 0.043943 | 260.9798 | 0.022427 | 0 | 0 | 0.044854 | 261.1197 | 0.022731 | 0 | 0 | 0.045461 | 261.3297 | 0.023186 | 0 | 0 | 0.046372 | 261.5397 | 0.023641 | 0 | 0 | 0.047283 | 261.6796 | 0.023945 | 0 | 0 | 0.04789 | 261.8896 | 0.0244 | 0 | 0 | 0.048801 | 262.0995 | 0.024856 | 0 | 0 | 0.049712 | 262.1695 | 0.025008 | 0 | 0 | 0.050015 | 262.3795 | 0.025463 | 0 | 0 | 0.050926 | 262.5894 | 0.025918 | 0 | 0 | 0.051837 | 262.7294 | 0.026222 | 0 | 0 | 0.052444 | 262.9394 | 0.026677 | 0 | 0 | 0.053355 | 263.0794 | 0.026981 | 0 | 0 | 0.053962 | 263.2193 | 0.027285 | 0 | 0 | 0.054569
2017-05-14 21:00 | 239.1796 | 0.7129 |  | 251.1541 | 0.0011151 | 0 | 0 | 0.0022302 | 258.2118 | 0.016423 | 0 | 0 | 0.032846 | 263.9863 | 0.028948 | 0 | 0 | 0.057896 | 264.2001 | 0.029412 | 0 | 0 | 0.058824 | 264.3427 | 0.029721 | 0 | 0 | 0.059442 | 264.5566 | 0.030185 | 0 | 0 | 0.06037 | 264.7705 | 0.030649 | 0 | 0 | 0.061298 | 264.9843 | 0.031113 | 0 | 0 | 0.062226 | 265.2695 | 0.031731 | 0 | 0 | 0.063463 | 265.4834 | 0.032195 | 0 | 0 | 0.06439 | 265.6259 | 0.032504 | 0 | 0 | 0.065009 | 265.8398 | 0.032968 | 0 | 0 | 0.065937 | 265.9824 | 0.033278 | 0 | 0 | 0.066555 | 266.1963 | 0.033742 | 0 | 0 | 0.067483 | 266.4101 | 0.034205 | 0 | 0 | 0.068411 | 266.5527 | 0.034515 | 0 | 0 | 0.069029 | 266.7666 | 0.034979 | 0 | 0 | 0.069957 | 266.9804 | 0.035442 | 0 | 0 | 0.070885 | 267.0517 | 0.035597 | 0 | 0 | 0.071194 | 267.2656 | 0.036061 | 0 | 0 | 0.072122 | 267.4795 | 0.036525 | 0 | 0 | 0.07305 | 267.622 | 0.036834 | 0 | 0 | 0.073668 | 267.8359 | 0.037298 | 0 | 0 | 0.074596 | 267.9785 | 0.037607 | 0 | 0 | 0.075214 | 268.1211 | 0.037916 | 0 | 0 | 0.075833
2017-05-14 22:00 | 238.1379 | 0.70979 |  | 250.0602 | 0 | 0 | 0 | 0 | 257.0871 | 0.013984 | 0 | 0 | 0.027968 | 262.8364 | 0.026454 | 0 | 0 | 0.052908 | 263.0494 | 0.026916 | 0 | 0 | 0.053832 | 263.1913 | 0.027224 | 0 | 0 | 0.054448 | 263.4043 | 0.027686 | 0 | 0 | 0.055371 | 263.6172 | 0.028148 | 0 | 0 | 0.056295 | 263.8302 | 0.028609 | 0 | 0 | 0.057219 | 264.1141 | 0.029225 | 0 | 0 | 0.058451 | 264.327 | 0.029687 | 0 | 0 | 0.059374 | 264.469 | 0.029995 | 0 | 0 | 0.05999 | 264.6819 | 0.030457 | 0 | 0 | 0.060914 | 264.8239 | 0.030765 | 0 | 0 | 0.06153 | 265.0368 | 0.031227 | 0 | 0 | 0.062453 | 265.2497 | 0.031689 | 0 | 0 | 0.063377 | 265.3917 | 0.031996 | 0 | 0 | 0.063993 | 265.6046 | 0.032458 | 0 | 0 | 0.064917 | 265.8176 | 0.03292 | 0 | 0 | 0.06584 | 265.8886 | 0.033074 | 0 | 0 | 0.066148 | 266.1015 | 0.033536 | 0 | 0 | 0.067072 | 266.3144 | 0.033998 | 0 | 0 | 0.067996 | 266.4564 | 0.034306 | 0 | 0 | 0.068611 | 266.6693 | 0.034768 | 0 | 0 | 0.069535 | 266.8113 | 0.035076 | 0 | 0 | 0.070151 | 266.9532 | 0.035383 | 0 | 0 | 0.070767
2017-05-14 23:00 | 236.0299 | 0.70351 |  | 247.8466 | 0 | 0 | 0 | 0 | 254.8114 | 0.0090478 | 0 | 0 | 0.018096 | 260.5098 | 0.021408 | 0 | 0 | 0.042815 | 260.7209 | 0.021865 | 0 | 0 | 0.043731 | 260.8616 | 0.022171 | 0 | 0 | 0.044341 | 261.0726 | 0.022628 | 0 | 0 | 0.045257 | 261.2837 | 0.023086 | 0 | 0 | 0.046172 | 261.4947 | 0.023544 | 0 | 0 | 0.047088 | 261.7761 | 0.024154 | 0 | 0 | 0.048309 | 261.9872 | 0.024612 | 0 | 0 | 0.049224 | 262.1279 | 0.024917 | 0 | 0 | 0.049835 | 262.339 | 0.025375 | 0 | 0 | 0.05075 | 262.4797 | 0.02568 | 0 | 0 | 0.05136 | 262.6907 | 0.026138 | 0 | 0 | 0.052276 | 262.9018 | 0.026596 | 0 | 0 | 0.053192 | 263.0425 | 0.026901 | 0 | 0 | 0.053802 | 263.2535 | 0.027359 | 0 | 0 | 0.054717 | 263.4646 | 0.027816 | 0 | 0 | 0.055633 | 263.5349 | 0.027969 | 0 | 0 | 0.055938 | 263.746 | 0.028427 | 0 | 0 | 0.056854 | 263.957 | 0.028885 | 0 | 0 | 0.057769 | 264.0977 | 0.02919 | 0 | 0 | 0.05838 | 264.3088 | 0.029648 | 0 | 0 | 0.059295 | 264.4495 | 0.029953 | 0 | 0 | 0.059906 | 264.5902 | 0.030258 | 0 | 0 | 0.060516
2017-05-15 | 239.9862 | 0.7153 |  | 252.0011 | 0.0029522 | 0 | 0 | 0.0059044 | 259.0826 | 0.018312 | 0 | 0 | 0.036624 | 264.8765 | 0.030879 | 0 | 0 | 0.061758 | 265.0911 | 0.031344 | 0 | 0 | 0.062689 | 265.2342 | 0.031655 | 0 | 0 | 0.06331 | 265.4488 | 0.03212 | 0 | 0 | 0.06424 | 265.6634 | 0.032586 | 0 | 0 | 0.065171 | 265.878 | 0.033051 | 0 | 0 | 0.066102 | 266.1641 | 0.033672 | 0 | 0 | 0.067343 | 266.3787 | 0.034137 | 0 | 0 | 0.068274 | 266.5217 | 0.034447 | 0 | 0 | 0.068895 | 266.7363 | 0.034913 | 0 | 0 | 0.069826 | 266.8794 | 0.035223 | 0 | 0 | 0.070446 | 267.094 | 0.035689 | 0 | 0 | 0.071377 | 267.3086 | 0.036154 | 0 | 0 | 0.072308 | 267.4516 | 0.036464 | 0 | 0 | 0.072929 | 267.6662 | 0.03693 | 0 | 0 | 0.07386 | 267.8808 | 0.037395 | 0 | 0 | 0.074791 | 267.9523 | 0.03755 | 0 | 0 | 0.075101 | 268.1669 | 0.038016 | 0 | 0 | 0.076032 | 268.3815 | 0.038481 | 0 | 0 | 0.076963 | 268.5246 | 0.038792 | 0 | 0 | 0.077583 | 268.7392 | 0.039257 | 0 | 0 | 0.078514 | 268.8822 | 0.039567 | 0 | 0 | 0.079135 | 269.0253 | 0.039878 | 0 | 0 | 0.079755
2017-05-15 01:00 | 237.3171 | 0.70735 |  | 249.1983 | 0 | 0 | 0 | 0 | 256.201 | 0.012062 | 0 | 0 | 0.024124 | 261.9305 | 0.024489 | 0 | 0 | 0.048978 | 262.1427 | 0.024949 | 0 | 0 | 0.049899 | 262.2842 | 0.025256 | 0 | 0 | 0.050513 | 262.4964 | 0.025717 | 0 | 0 | 0.051433 | 262.7086 | 0.026177 | 0 | 0 | 0.052354 | 262.9208 | 0.026637 | 0 | 0 | 0.053274 | 263.2037 | 0.027251 | 0 | 0 | 0.054502 | 263.4159 | 0.027711 | 0 | 0 | 0.055422 | 263.5574 | 0.028018 | 0 | 0 | 0.056036 | 263.7696 | 0.028478 | 0 | 0 | 0.056956 | 263.9111 | 0.028785 | 0 | 0 | 0.05757 | 264.1233 | 0.029245 | 0 | 0 | 0.058491 | 264.3355 | 0.029706 | 0 | 0 | 0.059411 | 264.477 | 0.030012 | 0 | 0 | 0.060025 | 264.6892 | 0.030473 | 0 | 0 | 0.060945 | 264.9014 | 0.030933 | 0 | 0 | 0.061866 | 264.9721 | 0.031086 | 0 | 0 | 0.062173 | 265.1843 | 0.031547 | 0 | 0 | 0.063093 | 265.3965 | 0.032007 | 0 | 0 | 0.064014 | 265.538 | 0.032314 | 0 | 0 | 0.064627 | 265.7502 | 0.032774 | 0 | 0 | 0.065548 | 265.8917 | 0.033081 | 0 | 0 | 0.066162 | 266.0331 | 0.033388 | 0 | 0 | 0.066775
2017-05-15 02:00 | 239.6935 | 0.71443 |  | 251.6937 | 0.0022854 | 0 | 0 | 0.0045708 | 258.7665 | 0.017626 | 0 | 0 | 0.035253 | 264.5534 | 0.030178 | 0 | 0 | 0.060356 | 264.7677 | 0.030643 | 0 | 0 | 0.061286 | 264.9106 | 0.030953 | 0 | 0 | 0.061906 | 265.125 | 0.031418 | 0 | 0 | 0.062836 | 265.3393 | 0.031883 | 0 | 0 | 0.063766 | 265.5536 | 0.032348 | 0 | 0 | 0.064695 | 265.8394 | 0.032967 | 0 | 0 | 0.065935 | 266.0537 | 0.033432 | 0 | 0 | 0.066865 | 266.1966 | 0.033742 | 0 | 0 | 0.067485 | 266.4109 | 0.034207 | 0 | 0 | 0.068414 | 266.5538 | 0.034517 | 0 | 0 | 0.069034 | 266.7681 | 0.034982 | 0 | 0 | 0.069964 | 266.9825 | 0.035447 | 0 | 0 | 0.070894 | 267.1254 | 0.035757 | 0 | 0 | 0.071513 | 267.3397 | 0.036222 | 0 | 0 | 0.072443 | 267.554 | 0.036687 | 0 | 0 | 0.073373 | 267.6255 | 0.036841 | 0 | 0 | 0.073683 | 267.8398 | 0.037306 | 0 | 0 | 0.074613 | 268.0541 | 0.037771 | 0 | 0 | 0.075542 | 268.197 | 0.038081 | 0 | 0 | 0.076162 | 268.4113 | 0.038546 | 0 | 0 | 0.077092 | 268.5542 | 0.038856 | 0 | 0 | 0.077712 | 268.6971 | 0.039166 | 0 | 0 | 0.078332
2017-05-15 03:00 | 235.7363 | 0.70264 |  | 247.5384 | 0 | 0 | 0 | 0 | 254.4945 | 0.0083604 | 0 | 0 | 0.016721 | 260.1858 | 0.020705 | 0 | 0 | 0.04141 | 260.3966 | 0.021162 | 0 | 0 | 0.042324 | 260.5372 | 0.021467 | 0 | 0 | 0.042934 | 260.7479 | 0.021924 | 0 | 0 | 0.043848 | 260.9587 | 0.022381 | 0 | 0 | 0.044763 | 261.1695 | 0.022839 | 0 | 0 | 0.045677 | 261.4506 | 0.023448 | 0 | 0 | 0.046896 | 261.6614 | 0.023905 | 0 | 0 | 0.047811 | 261.8019 | 0.02421 | 0 | 0 | 0.04842 | 262.0127 | 0.024667 | 0 | 0 | 0.049335 | 262.1532 | 0.024972 | 0 | 0 | 0.049944 | 262.364 | 0.025429 | 0 | 0 | 0.050859 | 262.5748 | 0.025887 | 0 | 0 | 0.051773 | 262.7153 | 0.026191 | 0 | 0 | 0.052383 | 262.9261 | 0.026649 | 0 | 0 | 0.053297 | 263.1369 | 0.027106 | 0 | 0 | 0.054212 | 263.2072 | 0.027258 | 0 | 0 | 0.054516 | 263.418 | 0.027715 | 0 | 0 | 0.055431 | 263.6287 | 0.028173 | 0 | 0 | 0.056345 | 263.7693 | 0.028477 | 0 | 0 | 0.056955 | 263.9801 | 0.028935 | 0 | 0 | 0.057869 | 264.1206 | 0.029239 | 0 | 0 | 0.058479 | 264.2611 | 0.029544 | 0 | 0 | 0.059088
2017-05-15 04:00 | 237.2745 | 0.70722 |  | 249.1535 | 0 | 0 | 0 | 0 | 256.155 | 0.011962 | 0 | 0 | 0.023924 | 261.8835 | 0.024387 | 0 | 0 | 0.048774 | 262.0957 | 0.024847 | 0 | 0 | 0.049695 | 262.2371 | 0.025154 | 0 | 0 | 0.050308 | 262.4493 | 0.025614 | 0 | 0 | 0.051229 | 262.6614 | 0.026075 | 0 | 0 | 0.052149 | 262.8736 | 0.026535 | 0 | 0 | 0.053069 | 263.1565 | 0.027148 | 0 | 0 | 0.054297 | 263.3687 | 0.027608 | 0 | 0 | 0.055217 | 263.5101 | 0.027915 | 0 | 0 | 0.055831 | 263.7223 | 0.028375 | 0 | 0 | 0.056751 | 263.8637 | 0.028682 | 0 | 0 | 0.057364 | 264.0759 | 0.029142 | 0 | 0 | 0.058285 | 264.288 | 0.029603 | 0 | 0 | 0.059205 | 264.4295 | 0.029909 | 0 | 0 | 0.059819 | 264.6417 | 0.03037 | 0 | 0 | 0.060739 | 264.8538 | 0.03083 | 0 | 0 | 0.06166 | 264.9245 | 0.030983 | 0 | 0 | 0.061966 | 265.1367 | 0.031443 | 0 | 0 | 0.062887 | 265.3489 | 0.031904 | 0 | 0 | 0.063807 | 265.4903 | 0.03221 | 0 | 0 | 0.064421 | 265.7025 | 0.032671 | 0 | 0 | 0.065341 | 265.8439 | 0.032977 | 0 | 0 | 0.065955 | 265.9854 | 0.033284 | 0 | 0 | 0.066568
2017-05-15 05:00 | 241.3765 | 0.71945 |  | 253.4609 | 0.0061186 | 0 | 0 | 0.012237 | 260.5834 | 0.021567 | 0 | 0 | 0.043135 | 266.411 | 0.034207 | 0 | 0 | 0.068414 | 266.6268 | 0.034675 | 0 | 0 | 0.069351 | 266.7707 | 0.034987 | 0 | 0 | 0.069975 | 266.9865 | 0.035456 | 0 | 0 | 0.070911 | 267.2024 | 0.035924 | 0 | 0 | 0.071847 | 267.4182 | 0.036392 | 0 | 0 | 0.072784 | 267.706 | 0.037016 | 0 | 0 | 0.074032 | 267.9218 | 0.037484 | 0 | 0 | 0.074968 | 268.0657 | 0.037796 | 0 | 0 | 0.075593 | 268.2815 | 0.038264 | 0 | 0 | 0.076529 | 268.4254 | 0.038577 | 0 | 0 | 0.077153 | 268.6412 | 0.039045 | 0 | 0 | 0.078089 | 268.8571 | 0.039513 | 0 | 0 | 0.079026 | 269.001 | 0.039825 | 0 | 0 | 0.07965 | 269.2168 | 0.040293 | 0 | 0 | 0.080586 | 269.4326 | 0.040761 | 0 | 0 | 0.081522 | 269.5046 | 0.040917 | 0 | 0 | 0.081835 | 269.7204 | 0.041385 | 0 | 0 | 0.082771 | 269.9363 | 0.041854 | 0 | 0 | 0.083707 | 270.0801 | 0.042166 | 0 | 0 | 0.084331 | 270.296 | 0.042634 | 0 | 0 | 0.085268 | 270.4399 | 0.042946 | 0 | 0 | 0.085892 | 270.5838 | 0.043258 | 0 | 0 | 0.086516
2017-05-15 06:00 | 237.2742 | 0.70722 |  | 249.1533 | 0 | 0 | 0 | 0 | 256.1548 | 0.011962 | 0 | 0 | 0.023923 | 261.8833 | 0.024387 | 0 | 0 | 0.048773 | 262.0954 | 0.024847 | 0 | 0 | 0.049694 | 262.2369 | 0.025154 | 0 | 0 | 0.050307 | 262.449 | 0.025614 | 0 | 0 | 0.051228 | 262.6612 | 0.026074 | 0 | 0 | 0.052148 | 262.8734 | 0.026534 | 0 | 0 | 0.053068 | 263.1563 | 0.027148 | 0 | 0 | 0.054296 | 263.3684 | 0.027608 | 0 | 0 | 0.055216 | 263.5099 | 0.027915 | 0 | 0 | 0.055829 | 263.722 | 0.028375 | 0 | 0 | 0.05675 | 263.8635 | 0.028682 | 0 | 0 | 0.057363 | 264.0756 | 0.029142 | 0 | 0 | 0.058284 | 264.2878 | 0.029602 | 0 | 0 | 0.059204 | 264.4293 | 0.029909 | 0 | 0 | 0.059818 | 264.6414 | 0.030369 | 0 | 0 | 0.060738 | 264.8536 | 0.030829 | 0 | 0 | 0.061659 | 264.9243 | 0.030983 | 0 | 0 | 0.061965 | 265.1365 | 0.031443 | 0 | 0 | 0.062886 | 265.3486 | 0.031903 | 0 | 0 | 0.063806 | 265.4901 | 0.03221 | 0 | 0 | 0.06442 | 265.7022 | 0.03267 | 0 | 0 | 0.06534 | 265.8437 | 0.032977 | 0 | 0 | 0.065954 | 265.9851 | 0.033284 | 0 | 0 | 0.066567
2017-05-15 07:00 | 238.5825 | 0.71112 |  | 250.5271 | 0 | 0 | 0 | 0 | 257.5672 | 0.015025 | 0 | 0 | 0.03005 | 263.3273 | 0.027519 | 0 | 0 | 0.055037 | 263.5406 | 0.027981 | 0 | 0 | 0.055963 | 263.6828 | 0.02829 | 0 | 0 | 0.05658 | 263.8961 | 0.028753 | 0 | 0 | 0.057505 | 264.1095 | 0.029215 | 0 | 0 | 0.058431 | 264.3228 | 0.029678 | 0 | 0 | 0.059356 | 264.6073 | 0.030295 | 0 | 0 | 0.06059 | 264.8206 | 0.030758 | 0 | 0 | 0.061515 | 264.9628 | 0.031066 | 0 | 0 | 0.062132 | 265.1762 | 0.031529 | 0 | 0 | 0.063058 | 265.3184 | 0.031837 | 0 | 0 | 0.063675 | 265.5317 | 0.0323 | 0 | 0 | 0.0646 | 265.7451 | 0.032763 | 0 | 0 | 0.065526 | 265.8873 | 0.033071 | 0 | 0 | 0.066143 | 266.1006 | 0.033534 | 0 | 0 | 0.067068 | 266.314 | 0.033997 | 0 | 0 | 0.067994 | 266.3851 | 0.034151 | 0 | 0 | 0.068302 | 266.5984 | 0.034614 | 0 | 0 | 0.069228 | 266.8117 | 0.035076 | 0 | 0 | 0.070153 | 266.954 | 0.035385 | 0 | 0 | 0.07077 | 267.1673 | 0.035848 | 0 | 0 | 0.071695 | 267.3095 | 0.036156 | 0 | 0 | 0.072312 | 267.4517 | 0.036465 | 0 | 0 | 0.072929
2017-05-15 08:00 | 234.1962 | 0.69804 |  | 245.9211 | 0 | 0 | 0 | 0 | 252.8318 | 0.004754 | 0 | 0 | 0.0095079 | 258.4859 | 0.017018 | 0 | 0 | 0.034036 | 258.6954 | 0.017472 | 0 | 0 | 0.034944 | 258.835 | 0.017775 | 0 | 0 | 0.03555 | 259.0444 | 0.018229 | 0 | 0 | 0.036458 | 259.2538 | 0.018683 | 0 | 0 | 0.037367 | 259.4632 | 0.019138 | 0 | 0 | 0.038275 | 259.7424 | 0.019743 | 0 | 0 | 0.039486 | 259.9518 | 0.020197 | 0 | 0 | 0.040395 | 260.0914 | 0.0205 | 0 | 0 | 0.041 | 260.3009 | 0.020954 | 0 | 0 | 0.041909 | 260.4405 | 0.021257 | 0 | 0 | 0.042514 | 260.6499 | 0.021711 | 0 | 0 | 0.043423 | 260.8593 | 0.022166 | 0 | 0 | 0.044331 | 260.9989 | 0.022468 | 0 | 0 | 0.044937 | 261.2083 | 0.022923 | 0 | 0 | 0.045845 | 261.4177 | 0.023377 | 0 | 0 | 0.046754 | 261.4875 | 0.023528 | 0 | 0 | 0.047057 | 261.6969 | 0.023983 | 0 | 0 | 0.047965 | 261.9064 | 0.024437 | 0 | 0 | 0.048873 | 262.046 | 0.02474 | 0 | 0 | 0.049479 | 262.2554 | 0.025194 | 0 | 0 | 0.050388 | 262.395 | 0.025497 | 0 | 0 | 0.050993 | 262.5346 | 0.025799 | 0 | 0 | 0.051599
2017-05-15 09:00 | 236.5382 | 0.70503 |  | 248.3804 | 0 | 0 | 0 | 0 | 255.3602 | 0.010238 | 0 | 0 | 0.020476 | 261.0709 | 0.022625 | 0 | 0 | 0.045249 | 261.2824 | 0.023083 | 0 | 0 | 0.046167 | 261.4234 | 0.023389 | 0 | 0 | 0.046778 | 261.6349 | 0.023848 | 0 | 0 | 0.047696 | 261.8464 | 0.024307 | 0 | 0 | 0.048613 | 262.0579 | 0.024765 | 0 | 0 | 0.049531 | 262.3399 | 0.025377 | 0 | 0 | 0.050754 | 262.5514 | 0.025836 | 0 | 0 | 0.051672 | 262.6924 | 0.026142 | 0 | 0 | 0.052283 | 262.9039 | 0.0266 | 0 | 0 | 0.053201 | 263.0449 | 0.026906 | 0 | 0 | 0.053813 | 263.2564 | 0.027365 | 0 | 0 | 0.05473 | 263.4679 | 0.027824 | 0 | 0 | 0.055648 | 263.609 | 0.02813 | 0 | 0 | 0.056259 | 263.8205 | 0.028588 | 0 | 0 | 0.057177 | 264.032 | 0.029047 | 0 | 0 | 0.058094 | 264.1025 | 0.0292 | 0 | 0 | 0.0584 | 264.314 | 0.029659 | 0 | 0 | 0.059318 | 264.5255 | 0.030118 | 0 | 0 | 0.060235 | 264.6665 | 0.030423 | 0 | 0 | 0.060847 | 264.878 | 0.030882 | 0 | 0 | 0.061764 | 265.019 | 0.031188 | 0 | 0 | 0.062376 | 265.16 | 0.031494 | 0 | 0 | 0.062988
2017-05-15 10:00 | 222.4 | 0.66288 |  | 233.5344 | 0 | 0 | 0 | 0 | 240.0969 | 0 | 0 | 0 | 0 | 245.4663 | 0 | 0 | 0 | 0 | 245.6652 | 0 | 0 | 0 | 0 | 245.7978 | 0 | 0 | 0 | 0 | 245.9966 | 0 | 0 | 0 | 0 | 246.1955 | 0 | 0 | 0 | 0 | 246.3944 | 0 | 0 | 0 | 0 | 246.6595 | 0 | 0 | 0 | 0 | 246.8584 | 0 | 0 | 0 | 0 | 246.9909 | 0 | 0 | 0 | 0 | 247.1898 | 0 | 0 | 0 | 0 | 247.3224 | 0 | 0 | 0 | 0 | 247.5213 | 0 | 0 | 0 | 0 | 247.7201 | 0 | 0 | 0 | 0 | 247.8527 | 0 | 0 | 0 | 0 | 248.0516 | 0 | 0 | 0 | 0 | 248.2504 | 0 | 0 | 0 | 0 | 248.3167 | 0 | 0 | 0 | 0 | 248.5156 | 0 | 0 | 0 | 0 | 248.7145 | 0 | 0 | 0 | 0 | 248.847 | 0 | 0 | 0 | 0 | 249.0459 | 0 | 0 | 0 | 0 | 249.1785 | 0 | 0 | 0 | 0 | 249.311 | 0 | 0 | 0 | 0
2017-05-15 11:00 | 214.9992 | 0.64083 |  | 225.7631 | 0 | 0 | 0 | 0 | 232.1073 | 0 | 0 | 0 | 0 | 237.298 | 0 | 0 | 0 | 0 | 237.4902 | 0 | 0 | 0 | 0 | 237.6184 | 0 | 0 | 0 | 0 | 237.8106 | 0 | 0 | 0 | 0 | 238.0029 | 0 | 0 | 0 | 0 | 238.1951 | 0 | 0 | 0 | 0 | 238.4514 | 0 | 0 | 0 | 0 | 238.6437 | 0 | 0 | 0 | 0 | 238.7719 | 0 | 0 | 0 | 0 | 238.9641 | 0 | 0 | 0 | 0 | 239.0923 | 0 | 0 | 0 | 0 | 239.2845 | 0 | 0 | 0 | 0 | 239.4768 | 0 | 0 | 0 | 0 | 239.6049 | 0 | 0 | 0 | 0 | 239.7972 | 0 | 0 | 0 | 0 | 239.9894 | 0 | 0 | 0 | 0 | 240.0535 | 0 | 0 | 0 | 0 | 240.2458 | 0 | 0 | 0 | 0 | 240.438 | 0 | 0 | 0 | 0 | 240.5662 | 0 | 0 | 0 | 0 | 240.7584 | 0 | 0 | 0 | 0 | 240.8866 | 0 | 0 | 0 | 0 | 241.0148 | 0 | 0 | 0 | 0
2017-05-15 12:00 | 220.2369 | 0.65644 |  | 231.2631 | 0 | 0 | 0 | 0 | 237.7618 | 0 | 0 | 0 | 0 | 243.0789 | 0 | 0 | 0 | 0 | 243.2759 | 0 | 0 | 0 | 0 | 243.4072 | 0 | 0 | 0 | 0 | 243.6041 | 0 | 0 | 0 | 0 | 243.801 | 0 | 0 | 0 | 0 | 243.9979 | 0 | 0 | 0 | 0 | 244.2605 | 0 | 0 | 0 | 0 | 244.4575 | 0 | 0 | 0 | 0 | 244.5887 | 0 | 0 | 0 | 0 | 244.7857 | 0 | 0 | 0 | 0 | 244.917 | 0 | 0 | 0 | 0 | 245.1139 | 0 | 0 | 0 | 0 | 245.3108 | 0 | 0 | 0 | 0 | 245.4421 | 0 | 0 | 0 | 0 | 245.639 | 0 | 0 | 0 | 0 | 245.836 | 0 | 0 | 0 | 0 | 245.9016 | 0 | 0 | 0 | 0 | 246.0985 | 0 | 0 | 0 | 0 | 246.2955 | 0 | 0 | 0 | 0 | 246.4268 | 0 | 0 | 0 | 0 | 246.6237 | 0 | 0 | 0 | 0 | 246.755 | 0 | 0 | 0 | 0 | 246.8863 | 0 | 0 | 0 | 0
2017-05-15 13:00 | 225.3043 | 0.67154 |  | 236.5841 | 0 | 0 | 0 | 0 | 243.2324 | 0 | 0 | 0 | 0 | 248.6719 | 0 | 0 | 0 | 0 | 248.8733 | 0 | 0 | 0 | 0 | 249.0076 | 0 | 0 | 0 | 0 | 249.2091 | 0 | 0 | 0 | 0 | 249.4106 | 0 | 0 | 0 | 0 | 249.612 | 0 | 0 | 0 | 0 | 249.8806 | 0 | 0 | 0 | 0 | 250.0821 | 0 | 0 | 0 | 0 | 250.2164 | 0 | 0 | 0 | 0 | 250.4179 | 0 | 0 | 0 | 0 | 250.5522 | 0 | 0 | 0 | 0 | 250.7536 | 0.00024649 | 0 | 0 | 0.00049297 | 250.9551 | 0.00068346 | 0 | 0 | 0.0013669 | 251.0894 | 0.00097477 | 0 | 0 | 0.0019495 | 251.2909 | 0.0014117 | 0 | 0 | 0.0028235 | 251.4923 | 0.0018487 | 0 | 0 | 0.0036974 | 251.5595 | 0.0019944 | 0 | 0 | 0.0039887 | 251.761 | 0.0024313 | 0 | 0 | 0.0048627 | 251.9624 | 0.0028683 | 0 | 0 | 0.0057366 | 252.0967 | 0.0031596 | 0 | 0 | 0.0063193 | 252.2982 | 0.0035966 | 0 | 0 | 0.0071932 | 252.4325 | 0.0038879 | 0 | 0 | 0.0077758 | 252.5668 | 0.0041792 | 0 | 0 | 0.0083585
2017-05-15 14:00 | 220.3485 | 0.65677 |  | 231.3802 | 0 | 0 | 0 | 0 | 237.8823 | 0 | 0 | 0 | 0 | 243.2021 | 0 | 0 | 0 | 0 | 243.3991 | 0 | 0 | 0 | 0 | 243.5305 | 0 | 0 | 0 | 0 | 243.7275 | 0 | 0 | 0 | 0 | 243.9245 | 0 | 0 | 0 | 0 | 244.1216 | 0 | 0 | 0 | 0 | 244.3843 | 0 | 0 | 0 | 0 | 244.5813 | 0 | 0 | 0 | 0 | 244.7127 | 0 | 0 | 0 | 0 | 244.9097 | 0 | 0 | 0 | 0 | 245.0411 | 0 | 0 | 0 | 0 | 245.2381 | 0 | 0 | 0 | 0 | 245.4351 | 0 | 0 | 0 | 0 | 245.5665 | 0 | 0 | 0 | 0 | 245.7635 | 0 | 0 | 0 | 0 | 245.9605 | 0 | 0 | 0 | 0 | 246.0262 | 0 | 0 | 0 | 0 | 246.2232 | 0 | 0 | 0 | 0 | 246.4203 | 0 | 0 | 0 | 0 | 246.5516 | 0 | 0 | 0 | 0 | 246.7487 | 0 | 0 | 0 | 0 | 246.88 | 0 | 0 | 0 | 0 | 247.0114 | 0 | 0 | 0 | 0
2017-05-15 15:00 | 219.5414 | 0.65436 |  | 230.5326 | 0 | 0 | 0 | 0 | 237.0108 | 0 | 0 | 0 | 0 | 242.3112 | 0 | 0 | 0 | 0 | 242.5075 | 0 | 0 | 0 | 0 | 242.6384 | 0 | 0 | 0 | 0 | 242.8347 | 0 | 0 | 0 | 0 | 243.031 | 0 | 0 | 0 | 0 | 243.2273 | 0 | 0 | 0 | 0 | 243.489 | 0 | 0 | 0 | 0 | 243.6854 | 0 | 0 | 0 | 0 | 243.8162 | 0 | 0 | 0 | 0 | 244.0125 | 0 | 0 | 0 | 0 | 244.1434 | 0 | 0 | 0 | 0 | 244.3397 | 0 | 0 | 0 | 0 | 244.536 | 0 | 0 | 0 | 0 | 244.6669 | 0 | 0 | 0 | 0 | 244.8632 | 0 | 0 | 0 | 0 | 245.0595 | 0 | 0 | 0 | 0 | 245.125 | 0 | 0 | 0 | 0 | 245.3213 | 0 | 0 | 0 | 0 | 245.5176 | 0 | 0 | 0 | 0 | 245.6484 | 0 | 0 | 0 | 0 | 245.8448 | 0 | 0 | 0 | 0 | 245.9756 | 0 | 0 | 0 | 0 | 246.1065 | 0 | 0 | 0 | 0
2017-05-15 16:00 | 217.0739 | 0.64701 |  | 227.9416 | 0 | 0 | 0 | 0 | 234.347 | 0 | 0 | 0 | 0 | 239.5878 | 0 | 0 | 0 | 0 | 239.7819 | 0 | 0 | 0 | 0 | 239.9113 | 0 | 0 | 0 | 0 | 240.1054 | 0 | 0 | 0 | 0 | 240.2995 | 0 | 0 | 0 | 0 | 240.4936 | 0 | 0 | 0 | 0 | 240.7524 | 0 | 0 | 0 | 0 | 240.9465 | 0 | 0 | 0 | 0 | 241.0759 | 0 | 0 | 0 | 0 | 241.27 | 0 | 0 | 0 | 0 | 241.3994 | 0 | 0 | 0 | 0 | 241.5935 | 0 | 0 | 0 | 0 | 241.7876 | 0 | 0 | 0 | 0 | 241.917 | 0 | 0 | 0 | 0 | 242.1111 | 0 | 0 | 0 | 0 | 242.3052 | 0 | 0 | 0 | 0 | 242.3699 | 0 | 0 | 0 | 0 | 242.564 | 0 | 0 | 0 | 0 | 242.7581 | 0 | 0 | 0 | 0 | 242.8875 | 0 | 0 | 0 | 0 | 243.0816 | 0 | 0 | 0 | 0 | 243.211 | 0 | 0 | 0 | 0 | 243.3404 | 0 | 0 | 0 | 0
2017-05-15 17:00 | 218.8639 | 0.65235 |  | 229.8212 | 0 | 0 | 0 | 0 | 236.2795 | 0 | 0 | 0 | 0 | 241.5635 | 0 | 0 | 0 | 0 | 241.7592 | 0 | 0 | 0 | 0 | 241.8896 | 0 | 0 | 0 | 0 | 242.0853 | 0 | 0 | 0 | 0 | 242.281 | 0 | 0 | 0 | 0 | 242.4767 | 0 | 0 | 0 | 0 | 242.7377 | 0 | 0 | 0 | 0 | 242.9334 | 0 | 0 | 0 | 0 | 243.0639 | 0 | 0 | 0 | 0 | 243.2596 | 0 | 0 | 0 | 0 | 243.39 | 0 | 0 | 0 | 0 | 243.5857 | 0 | 0 | 0 | 0 | 243.7814 | 0 | 0 | 0 | 0 | 243.9119 | 0 | 0 | 0 | 0 | 244.1076 | 0 | 0 | 0 | 0 | 244.3033 | 0 | 0 | 0 | 0 | 244.3685 | 0 | 0 | 0 | 0 | 244.5643 | 0 | 0 | 0 | 0 | 244.76 | 0 | 0 | 0 | 0 | 244.8904 | 0 | 0 | 0 | 0 | 245.0861 | 0 | 0 | 0 | 0 | 245.2166 | 0 | 0 | 0 | 0 | 245.3471 | 0 | 0 | 0 | 0
2017-05-15 18:00 | 217.6336 | 0.64868 |  | 228.5294 | 0 | 0 | 0 | 0 | 234.9513 | 0 | 0 | 0 | 0 | 240.2056 | 0 | 0 | 0 | 0 | 240.4002 | 0 | 0 | 0 | 0 | 240.5299 | 0 | 0 | 0 | 0 | 240.7245 | 0 | 0 | 0 | 0 | 240.9191 | 0 | 0 | 0 | 0 | 241.1137 | 0 | 0 | 0 | 0 | 241.3732 | 0 | 0 | 0 | 0 | 241.5678 | 0 | 0 | 0 | 0 | 241.6976 | 0 | 0 | 0 | 0 | 241.8922 | 0 | 0 | 0 | 0 | 242.0219 | 0 | 0 | 0 | 0 | 242.2165 | 0 | 0 | 0 | 0 | 242.4111 | 0 | 0 | 0 | 0 | 242.5408 | 0 | 0 | 0 | 0 | 242.7354 | 0 | 0 | 0 | 0 | 242.93 | 0 | 0 | 0 | 0 | 242.9949 | 0 | 0 | 0 | 0 | 243.1895 | 0 | 0 | 0 | 0 | 243.3841 | 0 | 0 | 0 | 0 | 243.5139 | 0 | 0 | 0 | 0 | 243.7085 | 0 | 0 | 0 | 0 | 243.8382 | 0 | 0 | 0 | 0 | 243.9679 | 0 | 0 | 0 | 0
2017-05-15 19:00 | 215.1682 | 0.64133 |  | 225.9405 | 0 | 0 | 0 | 0 | 232.2897 | 0 | 0 | 0 | 0 | 237.4845 | 0 | 0 | 0 | 0 | 237.6769 | 0 | 0 | 0 | 0 | 237.8051 | 0 | 0 | 0 | 0 | 237.9975 | 0 | 0 | 0 | 0 | 238.1899 | 0 | 0 | 0 | 0 | 238.3823 | 0 | 0 | 0 | 0 | 238.6389 | 0 | 0 | 0 | 0 | 238.8312 | 0 | 0 | 0 | 0 | 238.9595 | 0 | 0 | 0 | 0 | 239.1519 | 0 | 0 | 0 | 0 | 239.2802 | 0 | 0 | 0 | 0 | 239.4726 | 0 | 0 | 0 | 0 | 239.665 | 0 | 0 | 0 | 0 | 239.7932 | 0 | 0 | 0 | 0 | 239.9856 | 0 | 0 | 0 | 0 | 240.178 | 0 | 0 | 0 | 0 | 240.2422 | 0 | 0 | 0 | 0 | 240.4346 | 0 | 0 | 0 | 0 | 240.627 | 0 | 0 | 0 | 0 | 240.7552 | 0 | 0 | 0 | 0 | 240.9476 | 0 | 0 | 0 | 0 | 241.0759 | 0 | 0 | 0 | 0 | 241.2042 | 0 | 0 | 0 | 0
2017-05-15 20:00 | 224.0109 | 0.66769 |  | 235.2259 | 0 | 0 | 0 | 0 | 241.836 | 0 | 0 | 0 | 0 | 247.2443 | 0 | 0 | 0 | 0 | 247.4446 | 0 | 0 | 0 | 0 | 247.5781 | 0 | 0 | 0 | 0 | 247.7784 | 0 | 0 | 0 | 0 | 247.9787 | 0 | 0 | 0 | 0 | 248.179 | 0 | 0 | 0 | 0 | 248.4461 | 0 | 0 | 0 | 0 | 248.6464 | 0 | 0 | 0 | 0 | 248.78 | 0 | 0 | 0 | 0 | 248.9803 | 0 | 0 | 0 | 0 | 249.1138 | 0 | 0 | 0 | 0 | 249.3141 | 0 | 0 | 0 | 0 | 249.5144 | 0 | 0 | 0 | 0 | 249.648 | 0 | 0 | 0 | 0 | 249.8483 | 0 | 0 | 0 | 0 | 250.0486 | 0 | 0 | 0 | 0 | 250.1153 | 0 | 0 | 0 | 0 | 250.3156 | 0 | 0 | 0 | 0 | 250.5159 | 0 | 0 | 0 | 0 | 250.6495 | 2.0569e-05 | 0 | 0 | 4.1137e-05 | 250.8498 | 0.00045503 | 0 | 0 | 0.00091006 | 250.9833 | 0.00074467 | 0 | 0 | 0.0014893 | 251.1169 | 0.0010343 | 0 | 0 | 0.0020686
2017-05-15 21:00 | 235.0023 | 0.70045 |  | 246.7676 | 0 | 0 | 0 | 0 | 253.7021 | 0.0066417 | 0 | 0 | 0.013283 | 259.3757 | 0.018948 | 0 | 0 | 0.037895 | 259.5858 | 0.019404 | 0 | 0 | 0.038807 | 259.7259 | 0.019707 | 0 | 0 | 0.039415 | 259.9361 | 0.020163 | 0 | 0 | 0.040326 | 260.1462 | 0.020619 | 0 | 0 | 0.041238 | 260.3563 | 0.021075 | 0 | 0 | 0.042149 | 260.6365 | 0.021682 | 0 | 0 | 0.043365 | 260.8466 | 0.022138 | 0 | 0 | 0.044276 | 260.9867 | 0.022442 | 0 | 0 | 0.044884 | 261.1969 | 0.022898 | 0 | 0 | 0.045796 | 261.337 | 0.023202 | 0 | 0 | 0.046403 | 261.5471 | 0.023657 | 0 | 0 | 0.047315 | 261.7572 | 0.024113 | 0 | 0 | 0.048227 | 261.8973 | 0.024417 | 0 | 0 | 0.048834 | 262.1074 | 0.024873 | 0 | 0 | 0.049746 | 262.3176 | 0.025329 | 0 | 0 | 0.050657 | 262.3876 | 0.025481 | 0 | 0 | 0.050961 | 262.5978 | 0.025936 | 0 | 0 | 0.051873 | 262.8079 | 0.026392 | 0 | 0 | 0.052784 | 262.948 | 0.026696 | 0 | 0 | 0.053392 | 263.1581 | 0.027152 | 0 | 0 | 0.054304 | 263.2982 | 0.027456 | 0 | 0 | 0.054911 | 263.4383 | 0.02776 | 0 | 0 | 0.055519
2017-05-15 22:00 | 238.6423 | 0.7113 |  | 250.5899 | 0 | 0 | 0 | 0 | 257.6317 | 0.015165 | 0 | 0 | 0.03033 | 263.3932 | 0.027662 | 0 | 0 | 0.055324 | 263.6066 | 0.028125 | 0 | 0 | 0.056249 | 263.7489 | 0.028433 | 0 | 0 | 0.056866 | 263.9623 | 0.028896 | 0 | 0 | 0.057792 | 264.1757 | 0.029359 | 0 | 0 | 0.058718 | 264.3891 | 0.029822 | 0 | 0 | 0.059643 | 264.6736 | 0.030439 | 0 | 0 | 0.060878 | 264.887 | 0.030902 | 0 | 0 | 0.061803 | 265.0292 | 0.03121 | 0 | 0 | 0.06242 | 265.2426 | 0.031673 | 0 | 0 | 0.063346 | 265.3849 | 0.031982 | 0 | 0 | 0.063963 | 265.5983 | 0.032444 | 0 | 0 | 0.064889 | 265.8116 | 0.032907 | 0 | 0 | 0.065815 | 265.9539 | 0.033216 | 0 | 0 | 0.066432 | 266.1673 | 0.033679 | 0 | 0 | 0.067357 | 266.3807 | 0.034142 | 0 | 0 | 0.068283 | 266.4518 | 0.034296 | 0 | 0 | 0.068592 | 266.6652 | 0.034759 | 0 | 0 | 0.069517 | 266.8786 | 0.035222 | 0 | 0 | 0.070443 | 267.0209 | 0.03553 | 0 | 0 | 0.07106 | 267.2342 | 0.035993 | 0 | 0 | 0.071986 | 267.3765 | 0.036301 | 0 | 0 | 0.072603 | 267.5188 | 0.03661 | 0 | 0 | 0.07322
2017-05-15 23:00 | 244.6371 | 0.72916 |  | 256.8848 | 0.013545 | 0 | 0 | 0.02709 | 264.1035 | 0.029202 | 0 | 0 | 0.058405 | 270.0097 | 0.042013 | 0 | 0 | 0.084026 | 270.2285 | 0.042487 | 0 | 0 | 0.084975 | 270.3743 | 0.042804 | 0 | 0 | 0.085607 | 270.5931 | 0.043278 | 0 | 0 | 0.086556 | 270.8118 | 0.043753 | 0 | 0 | 0.087505 | 271.0306 | 0.044227 | 0 | 0 | 0.088454 | 271.3222 | 0.04486 | 0 | 0 | 0.089719 | 271.541 | 0.045334 | 0 | 0 | 0.090668 | 271.6868 | 0.045651 | 0 | 0 | 0.091301 | 271.9056 | 0.046125 | 0 | 0 | 0.09225 | 272.0514 | 0.046441 | 0 | 0 | 0.092883 | 272.2701 | 0.046916 | 0 | 0 | 0.093832 | 272.4889 | 0.04739 | 0 | 0 | 0.09478 | 272.6347 | 0.047707 | 0 | 0 | 0.095413 | 272.8535 | 0.048181 | 0 | 0 | 0.096362 | 273.0722 | 0.048655 | 0 | 0 | 0.097311 | 273.1451 | 0.048814 | 0 | 0 | 0.097627 | 273.3639 | 0.049288 | 0 | 0 | 0.098576 | 273.5826 | 0.049763 | 0 | 0 | 0.099525 | 273.7285 | 0.050079 | 0 | 0 | 0.10016 | 273.9472 | 0.050553 | 0 | 0 | 0.10111 | 274.093 | 0.05087 | 0 | 0 | 0.10174 | 274.2389 | 0.051186 | 0 | 0 | 0.10237
2017-05-16 | 234.1223 | 0.69782 |  | 245.8436 | 0 | 0 | 0 | 0 | 252.752 | 0.004581 | 0 | 0 | 0.009162 | 258.4044 | 0.016841 | 0 | 0 | 0.033682 | 258.6138 | 0.017295 | 0 | 0 | 0.03459 | 258.7533 | 0.017598 | 0 | 0 | 0.035196 | 258.9627 | 0.018052 | 0 | 0 | 0.036104 | 259.172 | 0.018506 | 0 | 0 | 0.037012 | 259.3814 | 0.01896 | 0 | 0 | 0.03792 | 259.6605 | 0.019565 | 0 | 0 | 0.039131 | 259.8699 | 0.02002 | 0 | 0 | 0.040039 | 260.0094 | 0.020322 | 0 | 0 | 0.040645 | 260.2188 | 0.020776 | 0 | 0 | 0.041553 | 260.3583 | 0.021079 | 0 | 0 | 0.042158 | 260.5677 | 0.021533 | 0 | 0 | 0.043066 | 260.777 | 0.021987 | 0 | 0 | 0.043974 | 260.9166 | 0.02229 | 0 | 0 | 0.04458 | 261.1259 | 0.022744 | 0 | 0 | 0.045488 | 261.3353 | 0.023198 | 0 | 0 | 0.046396 | 261.4051 | 0.023349 | 0 | 0 | 0.046699 | 261.6144 | 0.023804 | 0 | 0 | 0.047607 | 261.8238 | 0.024258 | 0 | 0 | 0.048515 | 261.9633 | 0.02456 | 0 | 0 | 0.049121 | 262.1727 | 0.025014 | 0 | 0 | 0.050029 | 262.3122 | 0.025317 | 0 | 0 | 0.050634 | 262.4518 | 0.02562 | 0 | 0 | 0.05124
2017-05-16 01:00 | 230.7587 | 0.6878 |  | 242.3116 | 0 | 0 | 0 | 0 | 249.1208 | 0 | 0 | 0 | 0 | 254.6919 | 0.0087887 | 0 | 0 | 0.017577 | 254.8983 | 0.0092362 | 0 | 0 | 0.018472 | 255.0358 | 0.0095346 | 0 | 0 | 0.019069 | 255.2422 | 0.0099821 | 0 | 0 | 0.019964 | 255.4485 | 0.01043 | 0 | 0 | 0.020859 | 255.6549 | 0.010877 | 0 | 0 | 0.021754 | 255.93 | 0.011474 | 0 | 0 | 0.022948 | 256.1363 | 0.011922 | 0 | 0 | 0.023843 | 256.2739 | 0.01222 | 0 | 0 | 0.02444 | 256.4802 | 0.012667 | 0 | 0 | 0.025335 | 256.6178 | 0.012966 | 0 | 0 | 0.025932 | 256.8241 | 0.013413 | 0 | 0 | 0.026827 | 257.0305 | 0.013861 | 0 | 0 | 0.027722 | 257.168 | 0.014159 | 0 | 0 | 0.028319 | 257.3744 | 0.014607 | 0 | 0 | 0.029214 | 257.5807 | 0.015054 | 0 | 0 | 0.030109 | 257.6495 | 0.015204 | 0 | 0 | 0.030407 | 257.8558 | 0.015651 | 0 | 0 | 0.031302 | 258.0622 | 0.016099 | 0 | 0 | 0.032197 | 258.1997 | 0.016397 | 0 | 0 | 0.032794 | 258.4061 | 0.016845 | 0 | 0 | 0.033689 | 258.5436 | 0.017143 | 0 | 0 | 0.034286 | 258.6812 | 0.017441 | 0 | 0 | 0.034883
2017-05-16 02:00 | 235.7816 | 0.70277 |  | 247.5859 | 0 | 0 | 0 | 0 | 254.5433 | 0.0084663 | 0 | 0 | 0.016933 | 260.2358 | 0.020813 | 0 | 0 | 0.041626 | 260.4466 | 0.021271 | 0 | 0 | 0.042541 | 260.5872 | 0.021575 | 0 | 0 | 0.043151 | 260.798 | 0.022033 | 0 | 0 | 0.044065 | 261.0088 | 0.02249 | 0 | 0 | 0.04498 | 261.2197 | 0.022947 | 0 | 0 | 0.045895 | 261.5008 | 0.023557 | 0 | 0 | 0.047114 | 261.7116 | 0.024014 | 0 | 0 | 0.048029 | 261.8522 | 0.024319 | 0 | 0 | 0.048638 | 262.063 | 0.024776 | 0 | 0 | 0.049553 | 262.2035 | 0.025081 | 0 | 0 | 0.050163 | 262.4144 | 0.025539 | 0 | 0 | 0.051077 | 262.6252 | 0.025996 | 0 | 0 | 0.051992 | 262.7658 | 0.026301 | 0 | 0 | 0.052602 | 262.9766 | 0.026758 | 0 | 0 | 0.053516 | 263.1874 | 0.027215 | 0 | 0 | 0.054431 | 263.2577 | 0.027368 | 0 | 0 | 0.054736 | 263.4685 | 0.027825 | 0 | 0 | 0.05565 | 263.6794 | 0.028282 | 0 | 0 | 0.056565 | 263.8199 | 0.028587 | 0 | 0 | 0.057174 | 264.0307 | 0.029045 | 0 | 0 | 0.058089 | 264.1713 | 0.029349 | 0 | 0 | 0.058699 | 264.3118 | 0.029654 | 0 | 0 | 0.059308
2017-05-16 03:00 | 233.7549 | 0.69673 |  | 245.4578 | 0 | 0 | 0 | 0 | 252.3554 | 0.0037208 | 0 | 0 | 0.0074415 | 257.9989 | 0.015962 | 0 | 0 | 0.031923 | 258.208 | 0.016415 | 0 | 0 | 0.03283 | 258.3473 | 0.016717 | 0 | 0 | 0.033434 | 258.5563 | 0.017171 | 0 | 0 | 0.034341 | 258.7653 | 0.017624 | 0 | 0 | 0.035248 | 258.9744 | 0.018077 | 0 | 0 | 0.036154 | 259.2531 | 0.018682 | 0 | 0 | 0.037363 | 259.4621 | 0.019135 | 0 | 0 | 0.03827 | 259.6014 | 0.019437 | 0 | 0 | 0.038875 | 259.8104 | 0.019891 | 0 | 0 | 0.039781 | 259.9498 | 0.020193 | 0 | 0 | 0.040386 | 260.1588 | 0.020646 | 0 | 0 | 0.041293 | 260.3678 | 0.0211 | 0 | 0 | 0.042199 | 260.5072 | 0.021402 | 0 | 0 | 0.042804 | 260.7162 | 0.021855 | 0 | 0 | 0.04371 | 260.9252 | 0.022309 | 0 | 0 | 0.044617 | 260.9949 | 0.02246 | 0 | 0 | 0.044919 | 261.2039 | 0.022913 | 0 | 0 | 0.045826 | 261.4129 | 0.023366 | 0 | 0 | 0.046733 | 261.5523 | 0.023669 | 0 | 0 | 0.047337 | 261.7613 | 0.024122 | 0 | 0 | 0.048244 | 261.9006 | 0.024424 | 0 | 0 | 0.048849 | 262.04 | 0.024727 | 0 | 0 | 0.049453
2017-05-16 04:00 | 236.6754 | 0.70543 |  | 248.5245 | 0 | 0 | 0 | 0 | 255.5083 | 0.010559 | 0 | 0 | 0.021119 | 261.2223 | 0.022953 | 0 | 0 | 0.045906 | 261.4339 | 0.023412 | 0 | 0 | 0.046824 | 261.575 | 0.023718 | 0 | 0 | 0.047436 | 261.7867 | 0.024177 | 0 | 0 | 0.048354 | 261.9983 | 0.024636 | 0 | 0 | 0.049272 | 262.2099 | 0.025095 | 0 | 0 | 0.05019 | 262.4921 | 0.025707 | 0 | 0 | 0.051414 | 262.7037 | 0.026166 | 0 | 0 | 0.052332 | 262.8448 | 0.026472 | 0 | 0 | 0.052944 | 263.0564 | 0.026931 | 0 | 0 | 0.053863 | 263.1975 | 0.027237 | 0 | 0 | 0.054475 | 263.4092 | 0.027696 | 0 | 0 | 0.055393 | 263.6208 | 0.028155 | 0 | 0 | 0.056311 | 263.7619 | 0.028461 | 0 | 0 | 0.056923 | 263.9735 | 0.02892 | 0 | 0 | 0.057841 | 264.1851 | 0.029379 | 0 | 0 | 0.058759 | 264.2557 | 0.029532 | 0 | 0 | 0.059065 | 264.4673 | 0.029991 | 0 | 0 | 0.059983 | 264.6789 | 0.03045 | 0 | 0 | 0.060901 | 264.82 | 0.030756 | 0 | 0 | 0.061513 | 265.0317 | 0.031215 | 0 | 0 | 0.062431 | 265.1727 | 0.031522 | 0 | 0 | 0.063043 | 265.3138 | 0.031828 | 0 | 0 | 0.063655
2017-05-16 05:00 | 244.3612 | 0.72834 |  | 256.5951 | 0.012917 | 0 | 0 | 0.025833 | 263.8057 | 0.028556 | 0 | 0 | 0.057113 | 269.7053 | 0.041353 | 0 | 0 | 0.082705 | 269.9238 | 0.041826 | 0 | 0 | 0.083653 | 270.0694 | 0.042142 | 0 | 0 | 0.084285 | 270.2879 | 0.042616 | 0 | 0 | 0.085233 | 270.5064 | 0.04309 | 0 | 0 | 0.086181 | 270.7249 | 0.043564 | 0 | 0 | 0.087128 | 271.0163 | 0.044196 | 0 | 0 | 0.088392 | 271.2348 | 0.04467 | 0 | 0 | 0.08934 | 271.3804 | 0.044986 | 0 | 0 | 0.089972 | 271.5989 | 0.04546 | 0 | 0 | 0.09092 | 271.7446 | 0.045776 | 0 | 0 | 0.091552 | 271.9631 | 0.04625 | 0 | 0 | 0.0925 | 272.1816 | 0.046724 | 0 | 0 | 0.093448 | 272.3273 | 0.04704 | 0 | 0 | 0.094079 | 272.5458 | 0.047514 | 0 | 0 | 0.095027 | 272.7643 | 0.047988 | 0 | 0 | 0.095975 | 272.8371 | 0.048146 | 0 | 0 | 0.096291 | 273.0556 | 0.048619 | 0 | 0 | 0.097239 | 273.2741 | 0.049093 | 0 | 0 | 0.098187 | 273.4198 | 0.049409 | 0 | 0 | 0.098819 | 273.6383 | 0.049883 | 0 | 0 | 0.099767 | 273.784 | 0.050199 | 0 | 0 | 0.1004 | 273.9296 | 0.050515 | 0 | 0 | 0.10103
2017-05-16 06:00 | 246.7982 | 0.73561 |  | 259.154 | 0.018467 | 0 | 0 | 0.036934 | 266.4365 | 0.034263 | 0 | 0 | 0.068525 | 272.3949 | 0.047186 | 0 | 0 | 0.094373 | 272.6156 | 0.047665 | 0 | 0 | 0.09533 | 272.7628 | 0.047984 | 0 | 0 | 0.095968 | 272.9834 | 0.048463 | 0 | 0 | 0.096926 | 273.2041 | 0.048942 | 0 | 0 | 0.097883 | 273.4248 | 0.04942 | 0 | 0 | 0.09884 | 273.719 | 0.050058 | 0 | 0 | 0.10012 | 273.9397 | 0.050537 | 0 | 0 | 0.10107 | 274.0868 | 0.050856 | 0 | 0 | 0.10171 | 274.3075 | 0.051335 | 0 | 0 | 0.10267 | 274.4546 | 0.051654 | 0 | 0 | 0.10331 | 274.6753 | 0.052133 | 0 | 0 | 0.10427 | 274.896 | 0.052611 | 0 | 0 | 0.10522 | 275.0431 | 0.05293 | 0 | 0 | 0.10586 | 275.2638 | 0.053409 | 0 | 0 | 0.10682 | 275.4845 | 0.053888 | 0 | 0 | 0.10778 | 275.5581 | 0.054047 | 0 | 0 | 0.10809 | 275.7787 | 0.054526 | 0 | 0 | 0.10905 | 275.9994 | 0.055005 | 0 | 0 | 0.11001 | 276.1465 | 0.055324 | 0 | 0 | 0.11065 | 276.3672 | 0.055802 | 0 | 0 | 0.1116 | 276.5143 | 0.056121 | 0 | 0 | 0.11224 | 276.6615 | 0.056441 | 0 | 0 | 0.11288
2017-05-16 07:00 | 243.4298 | 0.72557 |  | 255.6171 | 0.010795 | 0 | 0 | 0.02159 | 262.8002 | 0.026375 | 0 | 0 | 0.052751 | 268.6773 | 0.039123 | 0 | 0 | 0.078246 | 268.8949 | 0.039595 | 0 | 0 | 0.07919 | 269.04 | 0.03991 | 0 | 0 | 0.079819 | 269.2577 | 0.040382 | 0 | 0 | 0.080764 | 269.4754 | 0.040854 | 0 | 0 | 0.081708 | 269.693 | 0.041326 | 0 | 0 | 0.082652 | 269.9833 | 0.041956 | 0 | 0 | 0.083911 | 270.2009 | 0.042428 | 0 | 0 | 0.084855 | 270.3461 | 0.042742 | 0 | 0 | 0.085485 | 270.5637 | 0.043215 | 0 | 0 | 0.086429 | 270.7088 | 0.043529 | 0 | 0 | 0.087059 | 270.9265 | 0.044001 | 0 | 0 | 0.088003 | 271.1442 | 0.044474 | 0 | 0 | 0.088947 | 271.2893 | 0.044788 | 0 | 0 | 0.089577 | 271.507 | 0.04526 | 0 | 0 | 0.090521 | 271.7246 | 0.045733 | 0 | 0 | 0.091465 | 271.7972 | 0.04589 | 0 | 0 | 0.09178 | 272.0149 | 0.046362 | 0 | 0 | 0.092724 | 272.2325 | 0.046834 | 0 | 0 | 0.093668 | 272.3776 | 0.047149 | 0 | 0 | 0.094298 | 272.5953 | 0.047621 | 0 | 0 | 0.095242 | 272.7404 | 0.047936 | 0 | 0 | 0.095872 | 272.8855 | 0.048251 | 0 | 0 | 0.096501
2017-05-16 08:00 | 231.5216 | 0.69007 |  | 243.1127 | 0 | 0 | 0 | 0 | 249.9444 | 0 | 0 | 0 | 0 | 255.534 | 0.010615 | 0 | 0 | 0.02123 | 255.741 | 0.011064 | 0 | 0 | 0.022128 | 255.879 | 0.011363 | 0 | 0 | 0.022727 | 256.0861 | 0.011813 | 0 | 0 | 0.023625 | 256.2931 | 0.012262 | 0 | 0 | 0.024523 | 256.5001 | 0.012711 | 0 | 0 | 0.025421 | 256.7761 | 0.013309 | 0 | 0 | 0.026619 | 256.9832 | 0.013758 | 0 | 0 | 0.027517 | 257.1212 | 0.014058 | 0 | 0 | 0.028115 | 257.3282 | 0.014507 | 0 | 0 | 0.029013 | 257.4662 | 0.014806 | 0 | 0 | 0.029612 | 257.6732 | 0.015255 | 0 | 0 | 0.03051 | 257.8802 | 0.015704 | 0 | 0 | 0.031408 | 258.0183 | 0.016003 | 0 | 0 | 0.032007 | 258.2253 | 0.016452 | 0 | 0 | 0.032905 | 258.4323 | 0.016902 | 0 | 0 | 0.033803 | 258.5013 | 0.017051 | 0 | 0 | 0.034102 | 258.7083 | 0.0175 | 0 | 0 | 0.035 | 258.9154 | 0.017949 | 0 | 0 | 0.035899 | 259.0534 | 0.018249 | 0 | 0 | 0.036497 | 259.2604 | 0.018698 | 0 | 0 | 0.037395 | 259.3984 | 0.018997 | 0 | 0 | 0.037994 | 259.5364 | 0.019296 | 0 | 0 | 0.038593
2017-05-16 09:00 | 235.6627 | 0.70242 |  | 247.461 | 0 | 0 | 0 | 0 | 254.415 | 0.0081879 | 0 | 0 | 0.016376 | 260.1045 | 0.020529 | 0 | 0 | 0.041057 | 260.3152 | 0.020986 | 0 | 0 | 0.041971 | 260.4557 | 0.02129 | 0 | 0 | 0.042581 | 260.6665 | 0.021747 | 0 | 0 | 0.043495 | 260.8772 | 0.022204 | 0 | 0 | 0.044409 | 261.0879 | 0.022661 | 0 | 0 | 0.045323 | 261.3689 | 0.023271 | 0 | 0 | 0.046542 | 261.5796 | 0.023728 | 0 | 0 | 0.047456 | 261.7201 | 0.024033 | 0 | 0 | 0.048065 | 261.9308 | 0.02449 | 0 | 0 | 0.048979 | 262.0713 | 0.024794 | 0 | 0 | 0.049589 | 262.282 | 0.025252 | 0 | 0 | 0.050503 | 262.4927 | 0.025709 | 0 | 0 | 0.051417 | 262.6332 | 0.026013 | 0 | 0 | 0.052027 | 262.8439 | 0.02647 | 0 | 0 | 0.052941 | 263.0547 | 0.026927 | 0 | 0 | 0.053855 | 263.1249 | 0.02708 | 0 | 0 | 0.05416 | 263.3356 | 0.027537 | 0 | 0 | 0.055074 | 263.5464 | 0.027994 | 0 | 0 | 0.055988 | 263.6868 | 0.028299 | 0 | 0 | 0.056597 | 263.8976 | 0.028756 | 0 | 0 | 0.057511 | 264.038 | 0.02906 | 0 | 0 | 0.058121 | 264.1785 | 0.029365 | 0 | 0 | 0.05873
2017-05-16 10:00 | 228.7004 | 0.68166 |  | 240.1503 | 0 | 0 | 0 | 0 | 246.8987 | 0 | 0 | 0 | 0 | 252.4202 | 0.0038613 | 0 | 0 | 0.0077225 | 252.6247 | 0.0043048 | 0 | 0 | 0.0086097 | 252.761 | 0.0046005 | 0 | 0 | 0.0092011 | 252.9655 | 0.0050441 | 0 | 0 | 0.010088 | 253.17 | 0.0054877 | 0 | 0 | 0.010975 | 253.3745 | 0.0059312 | 0 | 0 | 0.011862 | 253.6472 | 0.0065226 | 0 | 0 | 0.013045 | 253.8517 | 0.0069662 | 0 | 0 | 0.013932 | 253.988 | 0.0072619 | 0 | 0 | 0.014524 | 254.1925 | 0.0077055 | 0 | 0 | 0.015411 | 254.3289 | 0.0080012 | 0 | 0 | 0.016002 | 254.5334 | 0.0084447 | 0 | 0 | 0.016889 | 254.7379 | 0.0088883 | 0 | 0 | 0.017777 | 254.8742 | 0.009184 | 0 | 0 | 0.018368 | 255.0787 | 0.0096275 | 0 | 0 | 0.019255 | 255.2832 | 0.010071 | 0 | 0 | 0.020142 | 255.3514 | 0.010219 | 0 | 0 | 0.020438 | 255.5559 | 0.010663 | 0 | 0 | 0.021325 | 255.7604 | 0.011106 | 0 | 0 | 0.022212 | 255.8967 | 0.011402 | 0 | 0 | 0.022804 | 256.1012 | 0.011845 | 0 | 0 | 0.023691 | 256.2375 | 0.012141 | 0 | 0 | 0.024282 | 256.3739 | 0.012437 | 0 | 0 | 0.024873
2017-05-16 11:00 | 230.1548 | 0.686 |  | 241.6775 | 0 | 0 | 0 | 0 | 248.4689 | 0 | 0 | 0 | 0 | 254.0255 | 0.0073431 | 0 | 0 | 0.014686 | 254.2313 | 0.0077895 | 0 | 0 | 0.015579 | 254.3685 | 0.008087 | 0 | 0 | 0.016174 | 254.5743 | 0.0085334 | 0 | 0 | 0.017067 | 254.7801 | 0.0089798 | 0 | 0 | 0.01796 | 254.9859 | 0.0094262 | 0 | 0 | 0.018852 | 255.2603 | 0.010021 | 0 | 0 | 0.020043 | 255.4661 | 0.010468 | 0 | 0 | 0.020935 | 255.6033 | 0.010765 | 0 | 0 | 0.021531 | 255.8091 | 0.011212 | 0 | 0 | 0.022423 | 255.9463 | 0.011509 | 0 | 0 | 0.023019 | 256.1521 | 0.011956 | 0 | 0 | 0.023911 | 256.3579 | 0.012402 | 0 | 0 | 0.024804 | 256.4951 | 0.0127 | 0 | 0 | 0.025399 | 256.7009 | 0.013146 | 0 | 0 | 0.026292 | 256.9067 | 0.013592 | 0 | 0 | 0.027185 | 256.9753 | 0.013741 | 0 | 0 | 0.027482 | 257.1811 | 0.014188 | 0 | 0 | 0.028375 | 257.3869 | 0.014634 | 0 | 0 | 0.029268 | 257.5241 | 0.014932 | 0 | 0 | 0.029863 | 257.7299 | 0.015378 | 0 | 0 | 0.030756 | 257.8671 | 0.015675 | 0 | 0 | 0.031351 | 258.0043 | 0.015973 | 0 | 0 | 0.031946
2017-05-16 12:00 | 227.0305 | 0.67669 |  | 238.3968 | 0 | 0 | 0 | 0 | 245.096 | 0 | 0 | 0 | 0 | 250.5771 | 0 | 0 | 0 | 0 | 250.7801 | 0.00030396 | 0 | 0 | 0.00060792 | 250.9155 | 0.00059751 | 0 | 0 | 0.001195 | 251.1185 | 0.0010378 | 0 | 0 | 0.0020757 | 251.3215 | 0.0014781 | 0 | 0 | 0.0029563 | 251.5245 | 0.0019185 | 0 | 0 | 0.0038369 | 251.7952 | 0.0025056 | 0 | 0 | 0.0050111 | 251.9982 | 0.0029459 | 0 | 0 | 0.0058918 | 252.1335 | 0.0032394 | 0 | 0 | 0.0064789 | 252.3365 | 0.0036797 | 0 | 0 | 0.0073595 | 252.4719 | 0.0039733 | 0 | 0 | 0.0079466 | 252.6749 | 0.0044136 | 0 | 0 | 0.0088272 | 252.8779 | 0.0048539 | 0 | 0 | 0.0097079 | 253.0132 | 0.0051475 | 0 | 0 | 0.010295 | 253.2162 | 0.0055878 | 0 | 0 | 0.011176 | 253.4192 | 0.0060281 | 0 | 0 | 0.012056 | 253.4869 | 0.0061749 | 0 | 0 | 0.01235 | 253.6899 | 0.0066152 | 0 | 0 | 0.01323 | 253.8929 | 0.0070555 | 0 | 0 | 0.014111 | 254.0282 | 0.0073491 | 0 | 0 | 0.014698 | 254.2312 | 0.0077894 | 0 | 0 | 0.015579 | 254.3666 | 0.008083 | 0 | 0 | 0.016166 | 254.5019 | 0.0083765 | 0 | 0 | 0.016753
2017-05-16 13:00 | 231.0454 | 0.68865 |  | 242.6126 | 0 | 0 | 0 | 0 | 249.4303 | 0 | 0 | 0 | 0 | 255.0084 | 0.0094751 | 0 | 0 | 0.01895 | 255.215 | 0.0099232 | 0 | 0 | 0.019846 | 255.3527 | 0.010222 | 0 | 0 | 0.020444 | 255.5593 | 0.01067 | 0 | 0 | 0.02134 | 255.7659 | 0.011118 | 0 | 0 | 0.022236 | 255.9725 | 0.011566 | 0 | 0 | 0.023132 | 256.248 | 0.012164 | 0 | 0 | 0.024327 | 256.4546 | 0.012612 | 0 | 0 | 0.025224 | 256.5923 | 0.012911 | 0 | 0 | 0.025821 | 256.7989 | 0.013359 | 0 | 0 | 0.026717 | 256.9366 | 0.013657 | 0 | 0 | 0.027315 | 257.1432 | 0.014106 | 0 | 0 | 0.028211 | 257.3498 | 0.014554 | 0 | 0 | 0.029107 | 257.4876 | 0.014852 | 0 | 0 | 0.029705 | 257.6942 | 0.0153 | 0 | 0 | 0.030601 | 257.9008 | 0.015749 | 0 | 0 | 0.031497 | 257.9696 | 0.015898 | 0 | 0 | 0.031796 | 258.1762 | 0.016346 | 0 | 0 | 0.032692 | 258.3828 | 0.016794 | 0 | 0 | 0.033588 | 258.5205 | 0.017093 | 0 | 0 | 0.034186 | 258.7271 | 0.017541 | 0 | 0 | 0.035082 | 258.8649 | 0.01784 | 0 | 0 | 0.035679 | 259.0026 | 0.018138 | 0 | 0 | 0.036277
2017-05-16 14:00 | 235.1856 | 0.70099 |  | 246.9601 | 0 | 0 | 0 | 0 | 253.8999 | 0.0070707 | 0 | 0 | 0.014141 | 259.578 | 0.019386 | 0 | 0 | 0.038773 | 259.7883 | 0.019843 | 0 | 0 | 0.039685 | 259.9285 | 0.020147 | 0 | 0 | 0.040293 | 260.1388 | 0.020603 | 0 | 0 | 0.041206 | 260.3491 | 0.021059 | 0 | 0 | 0.042118 | 260.5594 | 0.021515 | 0 | 0 | 0.04303 | 260.8397 | 0.022123 | 0 | 0 | 0.044247 | 261.05 | 0.022579 | 0 | 0 | 0.045159 | 261.1902 | 0.022883 | 0 | 0 | 0.045767 | 261.4005 | 0.02334 | 0 | 0 | 0.046679 | 261.5407 | 0.023644 | 0 | 0 | 0.047287 | 261.751 | 0.0241 | 0 | 0 | 0.0482 | 261.9613 | 0.024556 | 0 | 0 | 0.049112 | 262.1015 | 0.02486 | 0 | 0 | 0.04972 | 262.3118 | 0.025316 | 0 | 0 | 0.050632 | 262.5221 | 0.025772 | 0 | 0 | 0.051545 | 262.5922 | 0.025924 | 0 | 0 | 0.051849 | 262.8025 | 0.026381 | 0 | 0 | 0.052761 | 263.0128 | 0.026837 | 0 | 0 | 0.053673 | 263.153 | 0.027141 | 0 | 0 | 0.054282 | 263.3633 | 0.027597 | 0 | 0 | 0.055194 | 263.5035 | 0.027901 | 0 | 0 | 0.055802 | 263.6437 | 0.028205 | 0 | 0 | 0.05641
2017-05-16 15:00 | 234.014 | 0.6975 |  | 245.7298 | 0 | 0 | 0 | 0 | 252.6351 | 0.0043273 | 0 | 0 | 0.0086546 | 258.2848 | 0.016582 | 0 | 0 | 0.033163 | 258.4941 | 0.017036 | 0 | 0 | 0.034071 | 258.6336 | 0.017338 | 0 | 0 | 0.034676 | 258.8428 | 0.017792 | 0 | 0 | 0.035584 | 259.0521 | 0.018246 | 0 | 0 | 0.036492 | 259.2613 | 0.0187 | 0 | 0 | 0.037399 | 259.5403 | 0.019305 | 0 | 0 | 0.03861 | 259.7496 | 0.019759 | 0 | 0 | 0.039517 | 259.8891 | 0.020061 | 0 | 0 | 0.040123 | 260.0983 | 0.020515 | 0 | 0 | 0.04103 | 260.2378 | 0.020818 | 0 | 0 | 0.041635 | 260.4471 | 0.021272 | 0 | 0 | 0.042543 | 260.6563 | 0.021725 | 0 | 0 | 0.043451 | 260.7958 | 0.022028 | 0 | 0 | 0.044056 | 261.0051 | 0.022482 | 0 | 0 | 0.044964 | 261.2143 | 0.022936 | 0 | 0 | 0.045872 | 261.2841 | 0.023087 | 0 | 0 | 0.046174 | 261.4933 | 0.023541 | 0 | 0 | 0.047082 | 261.7026 | 0.023995 | 0 | 0 | 0.04799 | 261.8421 | 0.024297 | 0 | 0 | 0.048595 | 262.0513 | 0.024751 | 0 | 0 | 0.049502 | 262.1908 | 0.025054 | 0 | 0 | 0.050108 | 262.3303 | 0.025356 | 0 | 0 | 0.050713
2017-05-16 16:00 | 232.8044 | 0.6939 |  | 244.4597 | 0 | 0 | 0 | 0 | 251.3293 | 0.001495 | 0 | 0 | 0.00299 | 256.9498 | 0.013686 | 0 | 0 | 0.027372 | 257.158 | 0.014138 | 0 | 0 | 0.028275 | 257.2968 | 0.014439 | 0 | 0 | 0.028877 | 257.5049 | 0.01489 | 0 | 0 | 0.02978 | 257.7131 | 0.015342 | 0 | 0 | 0.030683 | 257.9213 | 0.015793 | 0 | 0 | 0.031586 | 258.1988 | 0.016395 | 0 | 0 | 0.03279 | 258.407 | 0.016847 | 0 | 0 | 0.033693 | 258.5458 | 0.017148 | 0 | 0 | 0.034295 | 258.754 | 0.017599 | 0 | 0 | 0.035198 | 258.8927 | 0.0179 | 0 | 0 | 0.0358 | 259.1009 | 0.018352 | 0 | 0 | 0.036703 | 259.3091 | 0.018803 | 0 | 0 | 0.037606 | 259.4479 | 0.019104 | 0 | 0 | 0.038208 | 259.656 | 0.019556 | 0 | 0 | 0.039111 | 259.8642 | 0.020007 | 0 | 0 | 0.040015 | 259.9336 | 0.020158 | 0 | 0 | 0.040316 | 260.1417 | 0.020609 | 0 | 0 | 0.041219 | 260.3499 | 0.021061 | 0 | 0 | 0.042122 | 260.4887 | 0.021362 | 0 | 0 | 0.042724 | 260.6969 | 0.021813 | 0 | 0 | 0.043627 | 260.8356 | 0.022114 | 0 | 0 | 0.044229 | 260.9744 | 0.022415 | 0 | 0 | 0.044831
2017-05-16 17:00 | 232.743 | 0.69371 |  | 244.3952 | 0 | 0 | 0 | 0 | 251.2629 | 0.0013511 | 0 | 0 | 0.0027023 | 256.882 | 0.013539 | 0 | 0 | 0.027078 | 257.0901 | 0.01399 | 0 | 0 | 0.027981 | 257.2289 | 0.014291 | 0 | 0 | 0.028582 | 257.437 | 0.014743 | 0 | 0 | 0.029485 | 257.6451 | 0.015194 | 0 | 0 | 0.030388 | 257.8532 | 0.015645 | 0 | 0 | 0.031291 | 258.1307 | 0.016247 | 0 | 0 | 0.032495 | 258.3388 | 0.016699 | 0 | 0 | 0.033397 | 258.4775 | 0.017 | 0 | 0 | 0.033999 | 258.6857 | 0.017451 | 0 | 0 | 0.034902 | 258.8244 | 0.017752 | 0 | 0 | 0.035504 | 259.0325 | 0.018203 | 0 | 0 | 0.036407 | 259.2406 | 0.018655 | 0 | 0 | 0.03731 | 259.3794 | 0.018956 | 0 | 0 | 0.037911 | 259.5875 | 0.019407 | 0 | 0 | 0.038814 | 259.7956 | 0.019859 | 0 | 0 | 0.039717 | 259.865 | 0.020009 | 0 | 0 | 0.040018 | 260.0731 | 0.02046 | 0 | 0 | 0.040921 | 260.2812 | 0.020912 | 0 | 0 | 0.041824 | 260.4199 | 0.021213 | 0 | 0 | 0.042425 | 260.6281 | 0.021664 | 0 | 0 | 0.043328 | 260.7668 | 0.021965 | 0 | 0 | 0.04393 | 260.9055 | 0.022266 | 0 | 0 | 0.044532
2017-05-16 18:00 | 233.5212 | 0.69603 |  | 245.2123 | 0 | 0 | 0 | 0 | 252.1031 | 0.0031734 | 0 | 0 | 0.0063468 | 257.7409 | 0.015402 | 0 | 0 | 0.030804 | 257.9497 | 0.015855 | 0 | 0 | 0.03171 | 258.0889 | 0.016157 | 0 | 0 | 0.032314 | 258.2978 | 0.01661 | 0 | 0 | 0.033219 | 258.5066 | 0.017063 | 0 | 0 | 0.034125 | 258.7154 | 0.017515 | 0 | 0 | 0.035031 | 258.9938 | 0.018119 | 0 | 0 | 0.036239 | 259.2026 | 0.018572 | 0 | 0 | 0.037145 | 259.3418 | 0.018874 | 0 | 0 | 0.037748 | 259.5506 | 0.019327 | 0 | 0 | 0.038654 | 259.6898 | 0.019629 | 0 | 0 | 0.039258 | 259.8986 | 0.020082 | 0 | 0 | 0.040164 | 260.1074 | 0.020535 | 0 | 0 | 0.04107 | 260.2466 | 0.020837 | 0 | 0 | 0.041674 | 260.4555 | 0.02129 | 0 | 0 | 0.042579 | 260.6643 | 0.021743 | 0 | 0 | 0.043485 | 260.7339 | 0.021894 | 0 | 0 | 0.043787 | 260.9427 | 0.022347 | 0 | 0 | 0.044693 | 261.1515 | 0.022799 | 0 | 0 | 0.045599 | 261.2907 | 0.023101 | 0 | 0 | 0.046203 | 261.4995 | 0.023554 | 0 | 0 | 0.047109 | 261.6387 | 0.023856 | 0 | 0 | 0.047712 | 261.7779 | 0.024158 | 0 | 0 | 0.048316
2017-05-16 19:00 | 250.9404 | 0.74795 |  | 263.5036 | 0.027901 | 0 | 0 | 0.055802 | 270.9083 | 0.043962 | 0 | 0 | 0.087924 | 276.9668 | 0.057103 | 0 | 0 | 0.11421 | 277.1911 | 0.057589 | 0 | 0 | 0.11518 | 277.3407 | 0.057914 | 0 | 0 | 0.11583 | 277.5651 | 0.058401 | 0 | 0 | 0.1168 | 277.7895 | 0.058887 | 0 | 0 | 0.11777 | 278.0139 | 0.059374 | 0 | 0 | 0.11875 | 278.3131 | 0.060023 | 0 | 0 | 0.12005 | 278.5375 | 0.06051 | 0 | 0 | 0.12102 | 278.6871 | 0.060834 | 0 | 0 | 0.12167 | 278.9114 | 0.061321 | 0 | 0 | 0.12264 | 279.061 | 0.061645 | 0 | 0 | 0.12329 | 279.2854 | 0.062132 | 0 | 0 | 0.12426 | 279.5098 | 0.062619 | 0 | 0 | 0.12524 | 279.6594 | 0.062943 | 0 | 0 | 0.12589 | 279.8838 | 0.06343 | 0 | 0 | 0.12686 | 280.1082 | 0.063916 | 0 | 0 | 0.12783 | 280.183 | 0.064079 | 0 | 0 | 0.12816 | 280.4073 | 0.064565 | 0 | 0 | 0.12913 | 280.6317 | 0.065052 | 0 | 0 | 0.1301 | 280.7813 | 0.065377 | 0 | 0 | 0.13075 | 281.0057 | 0.065863 | 0 | 0 | 0.13173 | 281.1553 | 0.066188 | 0 | 0 | 0.13238 | 281.3049 | 0.066512 | 0 | 0 | 0.13302
2017-05-16 20:00 | 246.7304 | 0.7354 |  | 259.0829 | 0.018313 | 0 | 0 | 0.036625 | 266.3634 | 0.034104 | 0 | 0 | 0.068208 | 272.3201 | 0.047024 | 0 | 0 | 0.094048 | 272.5407 | 0.047503 | 0 | 0 | 0.095005 | 272.6878 | 0.047822 | 0 | 0 | 0.095643 | 272.9085 | 0.0483 | 0 | 0 | 0.096601 | 273.1291 | 0.048779 | 0 | 0 | 0.097558 | 273.3497 | 0.049257 | 0 | 0 | 0.098515 | 273.6439 | 0.049895 | 0 | 0 | 0.099791 | 273.8645 | 0.050374 | 0 | 0 | 0.10075 | 274.0116 | 0.050693 | 0 | 0 | 0.10139 | 274.2322 | 0.051171 | 0 | 0 | 0.10234 | 274.3793 | 0.05149 | 0 | 0 | 0.10298 | 274.5999 | 0.051969 | 0 | 0 | 0.10394 | 274.8205 | 0.052448 | 0 | 0 | 0.1049 | 274.9676 | 0.052767 | 0 | 0 | 0.10553 | 275.1882 | 0.053245 | 0 | 0 | 0.10649 | 275.4088 | 0.053724 | 0 | 0 | 0.10745 | 275.4824 | 0.053883 | 0 | 0 | 0.10777 | 275.703 | 0.054362 | 0 | 0 | 0.10872 | 275.9236 | 0.05484 | 0 | 0 | 0.10968 | 276.0707 | 0.055159 | 0 | 0 | 0.11032 | 276.2913 | 0.055638 | 0 | 0 | 0.11128 | 276.4384 | 0.055957 | 0 | 0 | 0.11191 | 276.5855 | 0.056276 | 0 | 0 | 0.11255
2017-05-16 21:00 | 251.4028 | 0.74933 |  | 263.9892 | 0.028954 | 0 | 0 | 0.057909 | 271.4076 | 0.045045 | 0 | 0 | 0.09009 | 277.4771 | 0.05821 | 0 | 0 | 0.11642 | 277.7019 | 0.058697 | 0 | 0 | 0.11739 | 277.8518 | 0.059022 | 0 | 0 | 0.11804 | 278.0766 | 0.05951 | 0 | 0 | 0.11902 | 278.3014 | 0.059998 | 0 | 0 | 0.12 | 278.5262 | 0.060485 | 0 | 0 | 0.12097 | 278.8259 | 0.061135 | 0 | 0 | 0.12227 | 279.0507 | 0.061623 | 0 | 0 | 0.12325 | 279.2006 | 0.061948 | 0 | 0 | 0.1239 | 279.4254 | 0.062436 | 0 | 0 | 0.12487 | 279.5753 | 0.062761 | 0 | 0 | 0.12552 | 279.8001 | 0.063248 | 0 | 0 | 0.1265 | 280.0249 | 0.063736 | 0 | 0 | 0.12747 | 280.1747 | 0.064061 | 0 | 0 | 0.12812 | 280.3995 | 0.064548 | 0 | 0 | 0.1291 | 280.6243 | 0.065036 | 0 | 0 | 0.13007 | 280.6993 | 0.065199 | 0 | 0 | 0.1304 | 280.924 | 0.065686 | 0 | 0 | 0.13137 | 281.1488 | 0.066174 | 0 | 0 | 0.13235 | 281.2987 | 0.066499 | 0 | 0 | 0.133 | 281.5235 | 0.066986 | 0 | 0 | 0.13397 | 281.6734 | 0.067311 | 0 | 0 | 0.13462 | 281.8232 | 0.067636 | 0 | 0 | 0.13527
2017-05-16 22:00 | 256.8399 | 0.76554 |  | 269.6986 | 0.041338 | 0 | 0 | 0.082676 | 277.2774 | 0.057776 | 0 | 0 | 0.11555 | 283.4782 | 0.071226 | 0 | 0 | 0.14245 | 283.7079 | 0.071724 | 0 | 0 | 0.14345 | 283.861 | 0.072056 | 0 | 0 | 0.14411 | 284.0907 | 0.072554 | 0 | 0 | 0.14511 | 284.3203 | 0.073053 | 0 | 0 | 0.14611 | 284.55 | 0.073551 | 0 | 0 | 0.1471 | 284.8562 | 0.074215 | 0 | 0 | 0.14843 | 285.0859 | 0.074713 | 0 | 0 | 0.14943 | 285.239 | 0.075045 | 0 | 0 | 0.15009 | 285.4686 | 0.075543 | 0 | 0 | 0.15109 | 285.6217 | 0.075875 | 0 | 0 | 0.15175 | 285.8514 | 0.076374 | 0 | 0 | 0.15275 | 286.0811 | 0.076872 | 0 | 0 | 0.15374 | 286.2342 | 0.077204 | 0 | 0 | 0.15441 | 286.4638 | 0.077702 | 0 | 0 | 0.1554 | 286.6935 | 0.0782 | 0 | 0 | 0.1564 | 286.77 | 0.078366 | 0 | 0 | 0.15673 | 286.9997 | 0.078864 | 0 | 0 | 0.15773 | 287.2294 | 0.079362 | 0 | 0 | 0.15872 | 287.3825 | 0.079694 | 0 | 0 | 0.15939 | 287.6121 | 0.080193 | 0 | 0 | 0.16039 | 287.7652 | 0.080525 | 0 | 0 | 0.16105 | 287.9183 | 0.080857 | 0 | 0 | 0.16171
2017-05-16 23:00 | 251.7311 | 0.75031 |  | 264.3339 | 0.029702 | 0 | 0 | 0.059404 | 271.762 | 0.045814 | 0 | 0 | 0.091627 | 277.8395 | 0.058996 | 0 | 0 | 0.11799 | 278.0646 | 0.059484 | 0 | 0 | 0.11897 | 278.2147 | 0.059809 | 0 | 0 | 0.11962 | 278.4398 | 0.060298 | 0 | 0 | 0.1206 | 278.6648 | 0.060786 | 0 | 0 | 0.12157 | 278.8899 | 0.061274 | 0 | 0 | 0.12255 | 279.1901 | 0.061925 | 0 | 0 | 0.12385 | 279.4152 | 0.062413 | 0 | 0 | 0.12483 | 279.5652 | 0.062739 | 0 | 0 | 0.12548 | 279.7903 | 0.063227 | 0 | 0 | 0.12645 | 279.9404 | 0.063553 | 0 | 0 | 0.12711 | 280.1655 | 0.064041 | 0 | 0 | 0.12808 | 280.3906 | 0.064529 | 0 | 0 | 0.12906 | 280.5406 | 0.064854 | 0 | 0 | 0.12971 | 280.7657 | 0.065343 | 0 | 0 | 0.13069 | 280.9908 | 0.065831 | 0 | 0 | 0.13166 | 281.0658 | 0.065994 | 0 | 0 | 0.13199 | 281.2909 | 0.066482 | 0 | 0 | 0.13296 | 281.516 | 0.06697 | 0 | 0 | 0.13394 | 281.6661 | 0.067296 | 0 | 0 | 0.13459 | 281.8912 | 0.067784 | 0 | 0 | 0.13557 | 282.0412 | 0.068109 | 0 | 0 | 0.13622 | 282.1913 | 0.068435 | 0 | 0 | 0.13687
2017-05-17 | 252.2959 | 0.75199 |  | 264.927 | 0.030989 | 0 | 0 | 0.061977 | 272.3718 | 0.047136 | 0 | 0 | 0.094272 | 278.4629 | 0.060348 | 0 | 0 | 0.1207 | 278.6885 | 0.060837 | 0 | 0 | 0.12167 | 278.8389 | 0.061163 | 0 | 0 | 0.12233 | 279.0645 | 0.061653 | 0 | 0 | 0.12331 | 279.2901 | 0.062142 | 0 | 0 | 0.12428 | 279.5157 | 0.062631 | 0 | 0 | 0.12526 | 279.8165 | 0.063284 | 0 | 0 | 0.12657 | 280.0421 | 0.063773 | 0 | 0 | 0.12755 | 280.1925 | 0.064099 | 0 | 0 | 0.1282 | 280.4181 | 0.064589 | 0 | 0 | 0.12918 | 280.5685 | 0.064915 | 0 | 0 | 0.12983 | 280.7941 | 0.065404 | 0 | 0 | 0.13081 | 281.0197 | 0.065894 | 0 | 0 | 0.13179 | 281.1701 | 0.06622 | 0 | 0 | 0.13244 | 281.3957 | 0.066709 | 0 | 0 | 0.13342 | 281.6213 | 0.067198 | 0 | 0 | 0.1344 | 281.6965 | 0.067361 | 0 | 0 | 0.13472 | 281.9221 | 0.067851 | 0 | 0 | 0.1357 | 282.1477 | 0.06834 | 0 | 0 | 0.13668 | 282.2981 | 0.068666 | 0 | 0 | 0.13733 | 282.5237 | 0.069156 | 0 | 0 | 0.13831 | 282.6741 | 0.069482 | 0 | 0 | 0.13896 | 282.8245 | 0.069808 | 0 | 0 | 0.13962
2017-05-17 01:00 | 247.8439 | 0.73872 |  | 260.2521 | 0.020849 | 0 | 0 | 0.041697 | 267.5654 | 0.036711 | 0 | 0 | 0.073423 | 273.5491 | 0.04969 | 0 | 0 | 0.09938 | 273.7707 | 0.050171 | 0 | 0 | 0.10034 | 273.9185 | 0.050491 | 0 | 0 | 0.10098 | 274.1401 | 0.050972 | 0 | 0 | 0.10194 | 274.3617 | 0.051452 | 0 | 0 | 0.1029 | 274.5833 | 0.051933 | 0 | 0 | 0.10387 | 274.8788 | 0.052574 | 0 | 0 | 0.10515 | 275.1004 | 0.053055 | 0 | 0 | 0.10611 | 275.2482 | 0.053375 | 0 | 0 | 0.10675 | 275.4698 | 0.053856 | 0 | 0 | 0.10771 | 275.6175 | 0.054176 | 0 | 0 | 0.10835 | 275.8391 | 0.054657 | 0 | 0 | 0.10931 | 276.0608 | 0.055138 | 0 | 0 | 0.11028 | 276.2085 | 0.055458 | 0 | 0 | 0.11092 | 276.4301 | 0.055939 | 0 | 0 | 0.11188 | 276.6517 | 0.056419 | 0 | 0 | 0.11284 | 276.7256 | 0.05658 | 0 | 0 | 0.11316 | 276.9472 | 0.05706 | 0 | 0 | 0.11412 | 277.1688 | 0.057541 | 0 | 0 | 0.11508 | 277.3166 | 0.057862 | 0 | 0 | 0.11572 | 277.5382 | 0.058342 | 0 | 0 | 0.11668 | 277.6859 | 0.058663 | 0 | 0 | 0.11733 | 277.8337 | 0.058983 | 0 | 0 | 0.11797
2017-05-17 02:00 | 256.7537 | 0.76528 |  | 269.608 | 0.041142 | 0 | 0 | 0.082283 | 277.1842 | 0.057574 | 0 | 0 | 0.11515 | 283.383 | 0.07102 | 0 | 0 | 0.14204 | 283.6126 | 0.071518 | 0 | 0 | 0.14304 | 283.7657 | 0.07185 | 0 | 0 | 0.1437 | 283.9952 | 0.072348 | 0 | 0 | 0.1447 | 284.2248 | 0.072845 | 0 | 0 | 0.14569 | 284.4544 | 0.073343 | 0 | 0 | 0.14669 | 284.7605 | 0.074007 | 0 | 0 | 0.14801 | 284.9901 | 0.074505 | 0 | 0 | 0.14901 | 285.1432 | 0.074837 | 0 | 0 | 0.14967 | 285.3727 | 0.075335 | 0 | 0 | 0.15067 | 285.5258 | 0.075667 | 0 | 0 | 0.15133 | 285.7554 | 0.076165 | 0 | 0 | 0.15233 | 285.985 | 0.076663 | 0 | 0 | 0.15333 | 286.138 | 0.076995 | 0 | 0 | 0.15399 | 286.3676 | 0.077493 | 0 | 0 | 0.15499 | 286.5972 | 0.077991 | 0 | 0 | 0.15598 | 286.6737 | 0.078157 | 0 | 0 | 0.15631 | 286.9033 | 0.078655 | 0 | 0 | 0.15731 | 287.1329 | 0.079153 | 0 | 0 | 0.15831 | 287.2859 | 0.079485 | 0 | 0 | 0.15897 | 287.5155 | 0.079983 | 0 | 0 | 0.15997 | 287.6686 | 0.080315 | 0 | 0 | 0.16063 | 287.8216 | 0.080647 | 0 | 0 | 0.16129
2017-05-17 03:00 | 253.9277 | 0.75686 |  | 266.6406 | 0.034705 | 0 | 0 | 0.06941 | 274.1335 | 0.050957 | 0 | 0 | 0.10191 | 280.264 | 0.064254 | 0 | 0 | 0.12851 | 280.491 | 0.064747 | 0 | 0 | 0.12949 | 280.6424 | 0.065075 | 0 | 0 | 0.13015 | 280.8695 | 0.065568 | 0 | 0 | 0.13114 | 281.0965 | 0.06606 | 0 | 0 | 0.13212 | 281.3236 | 0.066553 | 0 | 0 | 0.13311 | 281.6263 | 0.067209 | 0 | 0 | 0.13442 | 281.8534 | 0.067702 | 0 | 0 | 0.1354 | 282.0048 | 0.06803 | 0 | 0 | 0.13606 | 282.2318 | 0.068523 | 0 | 0 | 0.13705 | 282.3832 | 0.068851 | 0 | 0 | 0.1377 | 282.6102 | 0.069343 | 0 | 0 | 0.13869 | 282.8373 | 0.069836 | 0 | 0 | 0.13967 | 282.9887 | 0.070164 | 0 | 0 | 0.14033 | 283.2157 | 0.070657 | 0 | 0 | 0.14131 | 283.4428 | 0.071149 | 0 | 0 | 0.1423 | 283.5185 | 0.071313 | 0 | 0 | 0.14263 | 283.7455 | 0.071806 | 0 | 0 | 0.14361 | 283.9726 | 0.072298 | 0 | 0 | 0.1446 | 284.124 | 0.072627 | 0 | 0 | 0.14525 | 284.351 | 0.073119 | 0 | 0 | 0.14624 | 284.5024 | 0.073448 | 0 | 0 | 0.1469 | 284.6538 | 0.073776 | 0 | 0 | 0.14755
2017-05-17 04:00 | 257.3392 | 0.76702 |  | 270.2229 | 0.042475 | 0 | 0 | 0.08495 | 277.8164 | 0.058946 | 0 | 0 | 0.11789 | 284.0293 | 0.072421 | 0 | 0 | 0.14484 | 284.2594 | 0.072921 | 0 | 0 | 0.14584 | 284.4128 | 0.073253 | 0 | 0 | 0.14651 | 284.6429 | 0.073752 | 0 | 0 | 0.1475 | 284.873 | 0.074251 | 0 | 0 | 0.1485 | 285.1031 | 0.074751 | 0 | 0 | 0.1495 | 285.41 | 0.075416 | 0 | 0 | 0.15083 | 285.6401 | 0.075915 | 0 | 0 | 0.15183 | 285.7935 | 0.076248 | 0 | 0 | 0.1525 | 286.0236 | 0.076747 | 0 | 0 | 0.15349 | 286.177 | 0.07708 | 0 | 0 | 0.15416 | 286.4071 | 0.077579 | 0 | 0 | 0.15516 | 286.6372 | 0.078078 | 0 | 0 | 0.15616 | 286.7906 | 0.078411 | 0 | 0 | 0.15682 | 287.0207 | 0.07891 | 0 | 0 | 0.15782 | 287.2508 | 0.079409 | 0 | 0 | 0.15882 | 287.3275 | 0.079575 | 0 | 0 | 0.15915 | 287.5576 | 0.080074 | 0 | 0 | 0.16015 | 287.7877 | 0.080573 | 0 | 0 | 0.16115 | 287.9411 | 0.080906 | 0 | 0 | 0.16181 | 288.1712 | 0.081405 | 0 | 0 | 0.16281 | 288.3246 | 0.081738 | 0 | 0 | 0.16348 | 288.4781 | 0.082071 | 0 | 0 | 0.16414
2017-05-17 05:00 | 259.37 | 0.77308 |  | 272.3553 | 0.047101 | 0 | 0 | 0.094201 | 280.0088 | 0.063701 | 0 | 0 | 0.1274 | 286.2707 | 0.077283 | 0 | 0 | 0.15457 | 286.5026 | 0.077786 | 0 | 0 | 0.15557 | 286.6573 | 0.078121 | 0 | 0 | 0.15624 | 286.8892 | 0.078624 | 0 | 0 | 0.15725 | 287.1211 | 0.079127 | 0 | 0 | 0.15825 | 287.353 | 0.079631 | 0 | 0 | 0.15926 | 287.6623 | 0.080301 | 0 | 0 | 0.1606 | 287.8942 | 0.080804 | 0 | 0 | 0.16161 | 288.0488 | 0.08114 | 0 | 0 | 0.16228 | 288.2807 | 0.081643 | 0 | 0 | 0.16329 | 288.4353 | 0.081978 | 0 | 0 | 0.16396 | 288.6673 | 0.082481 | 0 | 0 | 0.16496 | 288.8992 | 0.082984 | 0 | 0 | 0.16597 | 289.0538 | 0.08332 | 0 | 0 | 0.16664 | 289.2857 | 0.083823 | 0 | 0 | 0.16765 | 289.5176 | 0.084326 | 0 | 0 | 0.16865 | 289.5949 | 0.084493 | 0 | 0 | 0.16899 | 289.8269 | 0.084996 | 0 | 0 | 0.16999 | 290.0588 | 0.085499 | 0 | 0 | 0.171 | 290.2134 | 0.085835 | 0 | 0 | 0.17167 | 290.4453 | 0.086338 | 0 | 0 | 0.17268 | 290.5999 | 0.086673 | 0 | 0 | 0.17335 | 290.7546 | 0.087008 | 0 | 0 | 0.17402
2017-05-17 06:00 | 255.8729 | 0.76265 |  | 268.6831 | 0.039135 | 0 | 0 | 0.078271 | 276.2334 | 0.055512 | 0 | 0 | 0.11102 | 282.4109 | 0.068911 | 0 | 0 | 0.13782 | 282.6397 | 0.069407 | 0 | 0 | 0.13881 | 282.7922 | 0.069738 | 0 | 0 | 0.13948 | 283.021 | 0.070234 | 0 | 0 | 0.14047 | 283.2498 | 0.070731 | 0 | 0 | 0.14146 | 283.4786 | 0.071227 | 0 | 0 | 0.14245 | 283.7836 | 0.071889 | 0 | 0 | 0.14378 | 284.0124 | 0.072385 | 0 | 0 | 0.14477 | 284.165 | 0.072716 | 0 | 0 | 0.14543 | 284.3938 | 0.073212 | 0 | 0 | 0.14642 | 284.5463 | 0.073543 | 0 | 0 | 0.14709 | 284.7751 | 0.074039 | 0 | 0 | 0.14808 | 285.0039 | 0.074535 | 0 | 0 | 0.14907 | 285.1564 | 0.074866 | 0 | 0 | 0.14973 | 285.3852 | 0.075362 | 0 | 0 | 0.15072 | 285.614 | 0.075859 | 0 | 0 | 0.15172 | 285.6903 | 0.076024 | 0 | 0 | 0.15205 | 285.9191 | 0.07652 | 0 | 0 | 0.15304 | 286.1479 | 0.077017 | 0 | 0 | 0.15403 | 286.3004 | 0.077347 | 0 | 0 | 0.15469 | 286.5292 | 0.077844 | 0 | 0 | 0.15569 | 286.6817 | 0.078174 | 0 | 0 | 0.15635 | 286.8343 | 0.078505 | 0 | 0 | 0.15701
2017-05-17 07:00 | 261.7929 | 0.7803 |  | 274.8995 | 0.052619 | 0 | 0 | 0.10524 | 282.6245 | 0.069374 | 0 | 0 | 0.13875 | 288.9449 | 0.083083 | 0 | 0 | 0.16617 | 289.179 | 0.083591 | 0 | 0 | 0.16718 | 289.3351 | 0.08393 | 0 | 0 | 0.16786 | 289.5692 | 0.084437 | 0 | 0 | 0.16887 | 289.8033 | 0.084945 | 0 | 0 | 0.16989 | 290.0373 | 0.085453 | 0 | 0 | 0.17091 | 290.3495 | 0.08613 | 0 | 0 | 0.17226 | 290.5836 | 0.086638 | 0 | 0 | 0.17328 | 290.7396 | 0.086976 | 0 | 0 | 0.17395 | 290.9737 | 0.087484 | 0 | 0 | 0.17497 | 291.1298 | 0.087822 | 0 | 0 | 0.17564 | 291.3639 | 0.08833 | 0 | 0 | 0.17666 | 291.5979 | 0.088838 | 0 | 0 | 0.17768 | 291.754 | 0.089176 | 0 | 0 | 0.17835 | 291.9881 | 0.089684 | 0 | 0 | 0.17937 | 292.2222 | 0.090192 | 0 | 0 | 0.18038 | 292.3002 | 0.090361 | 0 | 0 | 0.18072 | 292.5343 | 0.090869 | 0 | 0 | 0.18174 | 292.7684 | 0.091376 | 0 | 0 | 0.18275 | 292.9244 | 0.091715 | 0 | 0 | 0.18343 | 293.1585 | 0.092223 | 0 | 0 | 0.18445 | 293.3146 | 0.092561 | 0 | 0 | 0.18512 | 293.4707 | 0.0929 | 0 | 0 | 0.1858
2017-05-17 08:00 | 259.5859 | 0.77372 |  | 272.582 | 0.047592 | 0 | 0 | 0.095184 | 280.2418 | 0.064206 | 0 | 0 | 0.12841 | 286.509 | 0.0778 | 0 | 0 | 0.1556 | 286.7411 | 0.078303 | 0 | 0 | 0.15661 | 286.8958 | 0.078639 | 0 | 0 | 0.15728 | 287.128 | 0.079142 | 0 | 0 | 0.15828 | 287.3601 | 0.079646 | 0 | 0 | 0.15929 | 287.5922 | 0.080149 | 0 | 0 | 0.1603 | 287.9017 | 0.080821 | 0 | 0 | 0.16164 | 288.1338 | 0.081324 | 0 | 0 | 0.16265 | 288.2885 | 0.08166 | 0 | 0 | 0.16332 | 288.5207 | 0.082163 | 0 | 0 | 0.16433 | 288.6754 | 0.082499 | 0 | 0 | 0.165 | 288.9075 | 0.083002 | 0 | 0 | 0.166 | 289.1396 | 0.083506 | 0 | 0 | 0.16701 | 289.2944 | 0.083841 | 0 | 0 | 0.16768 | 289.5265 | 0.084345 | 0 | 0 | 0.16869 | 289.7586 | 0.084848 | 0 | 0 | 0.1697 | 289.836 | 0.085016 | 0 | 0 | 0.17003 | 290.0681 | 0.08552 | 0 | 0 | 0.17104 | 290.3002 | 0.086023 | 0 | 0 | 0.17205 | 290.455 | 0.086359 | 0 | 0 | 0.17272 | 290.6871 | 0.086862 | 0 | 0 | 0.17372 | 290.8418 | 0.087198 | 0 | 0 | 0.1744 | 290.9966 | 0.087533 | 0 | 0 | 0.17507
2017-05-17 09:00 | 260.4267 | 0.77623 |  | 273.4648 | 0.049507 | 0 | 0 | 0.099014 | 281.1495 | 0.066175 | 0 | 0 | 0.13235 | 287.4369 | 0.079813 | 0 | 0 | 0.15963 | 287.6698 | 0.080318 | 0 | 0 | 0.16064 | 287.825 | 0.080654 | 0 | 0 | 0.16131 | 288.0579 | 0.081159 | 0 | 0 | 0.16232 | 288.2908 | 0.081665 | 0 | 0 | 0.16333 | 288.5236 | 0.08217 | 0 | 0 | 0.16434 | 288.8341 | 0.082843 | 0 | 0 | 0.16569 | 289.067 | 0.083348 | 0 | 0 | 0.1667 | 289.2223 | 0.083685 | 0 | 0 | 0.16737 | 289.4551 | 0.08419 | 0 | 0 | 0.16838 | 289.6104 | 0.084527 | 0 | 0 | 0.16905 | 289.8432 | 0.085032 | 0 | 0 | 0.17006 | 290.0761 | 0.085537 | 0 | 0 | 0.17107 | 290.2313 | 0.085874 | 0 | 0 | 0.17175 | 290.4642 | 0.086379 | 0 | 0 | 0.17276 | 290.6971 | 0.086884 | 0 | 0 | 0.17377 | 290.7747 | 0.087052 | 0 | 0 | 0.1741 | 291.0076 | 0.087557 | 0 | 0 | 0.17511 | 291.2404 | 0.088062 | 0 | 0 | 0.17612 | 291.3957 | 0.088399 | 0 | 0 | 0.1768 | 291.6286 | 0.088904 | 0 | 0 | 0.17781 | 291.7838 | 0.089241 | 0 | 0 | 0.17848 | 291.939 | 0.089578 | 0 | 0 | 0.17916
2017-05-17 10:00 | 256.6358 | 0.76493 |  | 269.4842 | 0.040873 | 0 | 0 | 0.081746 | 277.057 | 0.057298 | 0 | 0 | 0.1146 | 283.2529 | 0.070737 | 0 | 0 | 0.14147 | 283.4824 | 0.071235 | 0 | 0 | 0.14247 | 283.6354 | 0.071567 | 0 | 0 | 0.14313 | 283.8649 | 0.072065 | 0 | 0 | 0.14413 | 284.0943 | 0.072562 | 0 | 0 | 0.14512 | 284.3238 | 0.07306 | 0 | 0 | 0.14612 | 284.6298 | 0.073724 | 0 | 0 | 0.14745 | 284.8593 | 0.074222 | 0 | 0 | 0.14844 | 285.0123 | 0.074553 | 0 | 0 | 0.14911 | 285.2417 | 0.075051 | 0 | 0 | 0.1501 | 285.3947 | 0.075383 | 0 | 0 | 0.15077 | 285.6242 | 0.075881 | 0 | 0 | 0.15176 | 285.8537 | 0.076378 | 0 | 0 | 0.15276 | 286.0067 | 0.07671 | 0 | 0 | 0.15342 | 286.2361 | 0.077208 | 0 | 0 | 0.15442 | 286.4656 | 0.077706 | 0 | 0 | 0.15541 | 286.5421 | 0.077872 | 0 | 0 | 0.15574 | 286.7716 | 0.078369 | 0 | 0 | 0.15674 | 287.0011 | 0.078867 | 0 | 0 | 0.15773 | 287.1541 | 0.079199 | 0 | 0 | 0.1584 | 287.3835 | 0.079697 | 0 | 0 | 0.15939 | 287.5365 | 0.080029 | 0 | 0 | 0.16006 | 287.6895 | 0.08036 | 0 | 0 | 0.16072
2017-05-17 11:00 | 248.6684 | 0.74118 |  | 261.1179 | 0.022727 | 0 | 0 | 0.045453 | 268.4556 | 0.038642 | 0 | 0 | 0.077284 | 274.4592 | 0.051664 | 0 | 0 | 0.10333 | 274.6815 | 0.052146 | 0 | 0 | 0.10429 | 274.8298 | 0.052468 | 0 | 0 | 0.10494 | 275.0521 | 0.05295 | 0 | 0 | 0.1059 | 275.2745 | 0.053432 | 0 | 0 | 0.10686 | 275.4968 | 0.053914 | 0 | 0 | 0.10783 | 275.7933 | 0.054557 | 0 | 0 | 0.10911 | 276.0156 | 0.05504 | 0 | 0 | 0.11008 | 276.1639 | 0.055361 | 0 | 0 | 0.11072 | 276.3862 | 0.055844 | 0 | 0 | 0.11169 | 276.5345 | 0.056165 | 0 | 0 | 0.11233 | 276.7568 | 0.056647 | 0 | 0 | 0.11329 | 276.9792 | 0.05713 | 0 | 0 | 0.11426 | 277.1274 | 0.057451 | 0 | 0 | 0.1149 | 277.3498 | 0.057933 | 0 | 0 | 0.11587 | 277.5721 | 0.058416 | 0 | 0 | 0.11683 | 277.6462 | 0.058577 | 0 | 0 | 0.11715 | 277.8686 | 0.059059 | 0 | 0 | 0.11812 | 278.091 | 0.059541 | 0 | 0 | 0.11908 | 278.2392 | 0.059863 | 0 | 0 | 0.11973 | 278.4615 | 0.060345 | 0 | 0 | 0.12069 | 278.6098 | 0.060666 | 0 | 0 | 0.12133 | 278.758 | 0.060988 | 0 | 0 | 0.12198
2017-05-17 12:00 | 244.5269 | 0.72884 |  | 256.7691 | 0.013294 | 0 | 0 | 0.026588 | 263.9846 | 0.028944 | 0 | 0 | 0.057889 | 269.8882 | 0.041749 | 0 | 0 | 0.083499 | 270.1068 | 0.042224 | 0 | 0 | 0.084447 | 270.2526 | 0.04254 | 0 | 0 | 0.085079 | 270.4712 | 0.043014 | 0 | 0 | 0.086028 | 270.6899 | 0.043488 | 0 | 0 | 0.086976 | 270.9085 | 0.043962 | 0 | 0 | 0.087925 | 271.2001 | 0.044595 | 0 | 0 | 0.08919 | 271.4187 | 0.045069 | 0 | 0 | 0.090138 | 271.5645 | 0.045385 | 0 | 0 | 0.09077 | 271.7832 | 0.045859 | 0 | 0 | 0.091719 | 271.9289 | 0.046176 | 0 | 0 | 0.092351 | 272.1476 | 0.04665 | 0 | 0 | 0.0933 | 272.3662 | 0.047124 | 0 | 0 | 0.094248 | 272.512 | 0.04744 | 0 | 0 | 0.094881 | 272.7306 | 0.047915 | 0 | 0 | 0.095829 | 272.9493 | 0.048389 | 0 | 0 | 0.096778 | 273.0222 | 0.048547 | 0 | 0 | 0.097094 | 273.2408 | 0.049021 | 0 | 0 | 0.098042 | 273.4595 | 0.049495 | 0 | 0 | 0.098991 | 273.6052 | 0.049812 | 0 | 0 | 0.099623 | 273.8239 | 0.050286 | 0 | 0 | 0.10057 | 273.9697 | 0.050602 | 0 | 0 | 0.1012 | 274.1154 | 0.050918 | 0 | 0 | 0.10184
2017-05-17 13:00 | 245.0433 | 0.73038 |  | 257.3113 | 0.01447 | 0 | 0 | 0.02894 | 264.542 | 0.030153 | 0 | 0 | 0.060307 | 270.458 | 0.042985 | 0 | 0 | 0.085971 | 270.6771 | 0.043461 | 0 | 0 | 0.086921 | 270.8232 | 0.043777 | 0 | 0 | 0.087555 | 271.0423 | 0.044253 | 0 | 0 | 0.088505 | 271.2614 | 0.044728 | 0 | 0 | 0.089456 | 271.4806 | 0.045203 | 0 | 0 | 0.090406 | 271.7727 | 0.045837 | 0 | 0 | 0.091674 | 271.9918 | 0.046312 | 0 | 0 | 0.092624 | 272.1379 | 0.046629 | 0 | 0 | 0.093258 | 272.357 | 0.047104 | 0 | 0 | 0.094208 | 272.5031 | 0.047421 | 0 | 0 | 0.094842 | 272.7222 | 0.047896 | 0 | 0 | 0.095793 | 272.9413 | 0.048372 | 0 | 0 | 0.096743 | 273.0874 | 0.048688 | 0 | 0 | 0.097377 | 273.3065 | 0.049164 | 0 | 0 | 0.098327 | 273.5256 | 0.049639 | 0 | 0 | 0.099278 | 273.5986 | 0.049797 | 0 | 0 | 0.099595 | 273.8178 | 0.050273 | 0 | 0 | 0.10055 | 274.0369 | 0.050748 | 0 | 0 | 0.1015 | 274.1829 | 0.051065 | 0 | 0 | 0.10213 | 274.4021 | 0.05154 | 0 | 0 | 0.10308 | 274.5481 | 0.051857 | 0 | 0 | 0.10371 | 274.6942 | 0.052174 | 0 | 0 | 0.10435
2017-05-17 14:00 | 242.9909 | 0.72426 |  | 255.1562 | 0.0097956 | 0 | 0 | 0.019591 | 262.3263 | 0.025348 | 0 | 0 | 0.050695 | 268.1928 | 0.038072 | 0 | 0 | 0.076144 | 268.4101 | 0.038543 | 0 | 0 | 0.077087 | 268.555 | 0.038858 | 0 | 0 | 0.077715 | 268.7722 | 0.039329 | 0 | 0 | 0.078658 | 268.9895 | 0.0398 | 0 | 0 | 0.0796 | 269.2068 | 0.040271 | 0 | 0 | 0.080543 | 269.4965 | 0.0409 | 0 | 0 | 0.081799 | 269.7138 | 0.041371 | 0 | 0 | 0.082742 | 269.8586 | 0.041685 | 0 | 0 | 0.08337 | 270.0759 | 0.042156 | 0 | 0 | 0.084313 | 270.2208 | 0.042471 | 0 | 0 | 0.084941 | 270.438 | 0.042942 | 0 | 0 | 0.085884 | 270.6553 | 0.043413 | 0 | 0 | 0.086826 | 270.8002 | 0.043727 | 0 | 0 | 0.087455 | 271.0174 | 0.044199 | 0 | 0 | 0.088397 | 271.2347 | 0.04467 | 0 | 0 | 0.08934 | 271.3071 | 0.044827 | 0 | 0 | 0.089654 | 271.5244 | 0.045298 | 0 | 0 | 0.090597 | 271.7417 | 0.04577 | 0 | 0 | 0.091539 | 271.8866 | 0.046084 | 0 | 0 | 0.092168 | 272.1038 | 0.046555 | 0 | 0 | 0.09311 | 272.2487 | 0.046869 | 0 | 0 | 0.093738 | 272.3935 | 0.047183 | 0 | 0 | 0.094367
2017-05-17 15:00 | 242.1955 | 0.72189 |  | 254.3209 | 0.0079839 | 0 | 0 | 0.015968 | 261.4676 | 0.023485 | 0 | 0 | 0.04697 | 267.3149 | 0.036168 | 0 | 0 | 0.072336 | 267.5314 | 0.036638 | 0 | 0 | 0.073275 | 267.6758 | 0.036951 | 0 | 0 | 0.073901 | 267.8924 | 0.03742 | 0 | 0 | 0.074841 | 268.109 | 0.03789 | 0 | 0 | 0.07578 | 268.3255 | 0.03836 | 0 | 0 | 0.07672 | 268.6143 | 0.038986 | 0 | 0 | 0.077972 | 268.8308 | 0.039456 | 0 | 0 | 0.078912 | 268.9752 | 0.039769 | 0 | 0 | 0.079538 | 269.1918 | 0.040239 | 0 | 0 | 0.080478 | 269.3362 | 0.040552 | 0 | 0 | 0.081104 | 269.5527 | 0.041022 | 0 | 0 | 0.082043 | 269.7693 | 0.041491 | 0 | 0 | 0.082983 | 269.9137 | 0.041805 | 0 | 0 | 0.083609 | 270.1302 | 0.042274 | 0 | 0 | 0.084549 | 270.3468 | 0.042744 | 0 | 0 | 0.085488 | 270.419 | 0.042901 | 0 | 0 | 0.085801 | 270.6356 | 0.04337 | 0 | 0 | 0.086741 | 270.8521 | 0.04384 | 0 | 0 | 0.08768 | 270.9965 | 0.044153 | 0 | 0 | 0.088306 | 271.2131 | 0.044623 | 0 | 0 | 0.089246 | 271.3574 | 0.044936 | 0 | 0 | 0.089872 | 271.5018 | 0.045249 | 0 | 0 | 0.090499
2017-05-17 16:00 | 240.9377 | 0.71814 |  | 253.0002 | 0.0051192 | 0 | 0 | 0.010238 | 260.1098 | 0.02054 | 0 | 0 | 0.04108 | 265.9267 | 0.033157 | 0 | 0 | 0.066314 | 266.1421 | 0.033624 | 0 | 0 | 0.067248 | 266.2857 | 0.033936 | 0 | 0 | 0.067871 | 266.5012 | 0.034403 | 0 | 0 | 0.068806 | 266.7166 | 0.03487 | 0 | 0 | 0.06974 | 266.9321 | 0.035338 | 0 | 0 | 0.070675 | 267.2193 | 0.035961 | 0 | 0 | 0.071921 | 267.4348 | 0.036428 | 0 | 0 | 0.072856 | 267.5784 | 0.036739 | 0 | 0 | 0.073479 | 267.7938 | 0.037207 | 0 | 0 | 0.074413 | 267.9375 | 0.037518 | 0 | 0 | 0.075036 | 268.1529 | 0.037985 | 0 | 0 | 0.075971 | 268.3683 | 0.038453 | 0 | 0 | 0.076906 | 268.512 | 0.038764 | 0 | 0 | 0.077529 | 268.7274 | 0.039232 | 0 | 0 | 0.078463 | 268.9429 | 0.039699 | 0 | 0 | 0.079398 | 269.0147 | 0.039855 | 0 | 0 | 0.079709 | 269.2301 | 0.040322 | 0 | 0 | 0.080644 | 269.4456 | 0.040789 | 0 | 0 | 0.081579 | 269.5892 | 0.041101 | 0 | 0 | 0.082202 | 269.8046 | 0.041568 | 0 | 0 | 0.083136 | 269.9483 | 0.04188 | 0 | 0 | 0.083759 | 270.0919 | 0.042191 | 0 | 0 | 0.084382
2017-05-17 17:00 | 238.5153 | 0.71092 |  | 250.4565 | 0 | 0 | 0 | 0 | 257.4946 | 0.014868 | 0 | 0 | 0.029735 | 263.253 | 0.027358 | 0 | 0 | 0.054715 | 263.4663 | 0.02782 | 0 | 0 | 0.055641 | 263.6085 | 0.028129 | 0 | 0 | 0.056257 | 263.8218 | 0.028591 | 0 | 0 | 0.057183 | 264.0351 | 0.029054 | 0 | 0 | 0.058108 | 264.2483 | 0.029516 | 0 | 0 | 0.059033 | 264.5327 | 0.030133 | 0 | 0 | 0.060267 | 264.746 | 0.030596 | 0 | 0 | 0.061192 | 264.8882 | 0.030904 | 0 | 0 | 0.061809 | 265.1014 | 0.031367 | 0 | 0 | 0.062734 | 265.2436 | 0.031675 | 0 | 0 | 0.063351 | 265.4569 | 0.032138 | 0 | 0 | 0.064276 | 265.6702 | 0.0326 | 0 | 0 | 0.065201 | 265.8124 | 0.032909 | 0 | 0 | 0.065818 | 266.0256 | 0.033371 | 0 | 0 | 0.066743 | 266.2389 | 0.033834 | 0 | 0 | 0.067668 | 266.31 | 0.033988 | 0 | 0 | 0.067976 | 266.5233 | 0.034451 | 0 | 0 | 0.068902 | 266.7365 | 0.034913 | 0 | 0 | 0.069827 | 266.8787 | 0.035222 | 0 | 0 | 0.070444 | 267.092 | 0.035684 | 0 | 0 | 0.071369 | 267.2342 | 0.035993 | 0 | 0 | 0.071986 | 267.3764 | 0.036301 | 0 | 0 | 0.072602
2017-05-17 18:00 | 238.1901 | 0.70995 |  | 250.115 | 0 | 0 | 0 | 0 | 257.1435 | 0.014106 | 0 | 0 | 0.028212 | 262.8941 | 0.026579 | 0 | 0 | 0.053158 | 263.1071 | 0.027041 | 0 | 0 | 0.054082 | 263.249 | 0.027349 | 0 | 0 | 0.054698 | 263.462 | 0.027811 | 0 | 0 | 0.055622 | 263.675 | 0.028273 | 0 | 0 | 0.056546 | 263.888 | 0.028735 | 0 | 0 | 0.05747 | 264.172 | 0.029351 | 0 | 0 | 0.058702 | 264.385 | 0.029813 | 0 | 0 | 0.059626 | 264.5269 | 0.030121 | 0 | 0 | 0.060242 | 264.7399 | 0.030583 | 0 | 0 | 0.061166 | 264.8819 | 0.030891 | 0 | 0 | 0.061781 | 265.0949 | 0.031353 | 0 | 0 | 0.062705 | 265.3079 | 0.031815 | 0 | 0 | 0.063629 | 265.4499 | 0.032123 | 0 | 0 | 0.064245 | 265.6629 | 0.032585 | 0 | 0 | 0.065169 | 265.8759 | 0.033047 | 0 | 0 | 0.066093 | 265.9468 | 0.033201 | 0 | 0 | 0.066401 | 266.1598 | 0.033663 | 0 | 0 | 0.067325 | 266.3728 | 0.034124 | 0 | 0 | 0.068249 | 266.5148 | 0.034432 | 0 | 0 | 0.068865 | 266.7278 | 0.034894 | 0 | 0 | 0.069789 | 266.8698 | 0.035202 | 0 | 0 | 0.070405 | 267.0118 | 0.03551 | 0 | 0 | 0.071021
2017-05-17 19:00 | 241.5974 | 0.7201 |  | 253.6929 | 0.0066218 | 0 | 0 | 0.013244 | 260.822 | 0.022085 | 0 | 0 | 0.044169 | 266.6548 | 0.034736 | 0 | 0 | 0.069472 | 266.8709 | 0.035205 | 0 | 0 | 0.070409 | 267.0149 | 0.035517 | 0 | 0 | 0.071034 | 267.2309 | 0.035986 | 0 | 0 | 0.071971 | 267.4469 | 0.036454 | 0 | 0 | 0.072909 | 267.663 | 0.036923 | 0 | 0 | 0.073846 | 267.951 | 0.037548 | 0 | 0 | 0.075095 | 268.167 | 0.038016 | 0 | 0 | 0.076032 | 268.3111 | 0.038329 | 0 | 0 | 0.076657 | 268.5271 | 0.038797 | 0 | 0 | 0.077594 | 268.6711 | 0.03911 | 0 | 0 | 0.078219 | 268.8872 | 0.039578 | 0 | 0 | 0.079156 | 269.1032 | 0.040047 | 0 | 0 | 0.080093 | 269.2472 | 0.040359 | 0 | 0 | 0.080718 | 269.4632 | 0.040828 | 0 | 0 | 0.081655 | 269.6793 | 0.041296 | 0 | 0 | 0.082592 | 269.7513 | 0.041452 | 0 | 0 | 0.082905 | 269.9673 | 0.041921 | 0 | 0 | 0.083842 | 270.1833 | 0.04239 | 0 | 0 | 0.084779 | 270.3274 | 0.042702 | 0 | 0 | 0.085404 | 270.5434 | 0.04317 | 0 | 0 | 0.086341 | 270.6874 | 0.043483 | 0 | 0 | 0.086966 | 270.8314 | 0.043795 | 0 | 0 | 0.08759
2017-05-17 20:00 | 231.121 | 0.68888 |  | 242.692 | 0 | 0 | 0 | 0 | 249.5119 | 0 | 0 | 0 | 0 | 255.0918 | 0.009656 | 0 | 0 | 0.019312 | 255.2985 | 0.010104 | 0 | 0 | 0.020209 | 255.4363 | 0.010403 | 0 | 0 | 0.020806 | 255.6429 | 0.010851 | 0 | 0 | 0.021703 | 255.8496 | 0.0113 | 0 | 0 | 0.022599 | 256.0563 | 0.011748 | 0 | 0 | 0.023496 | 256.3318 | 0.012346 | 0 | 0 | 0.024691 | 256.5385 | 0.012794 | 0 | 0 | 0.025588 | 256.6763 | 0.013093 | 0 | 0 | 0.026185 | 256.8829 | 0.013541 | 0 | 0 | 0.027082 | 257.0207 | 0.01384 | 0 | 0 | 0.027679 | 257.2274 | 0.014288 | 0 | 0 | 0.028576 | 257.434 | 0.014736 | 0 | 0 | 0.029473 | 257.5718 | 0.015035 | 0 | 0 | 0.03007 | 257.7785 | 0.015483 | 0 | 0 | 0.030967 | 257.9851 | 0.015932 | 0 | 0 | 0.031863 | 258.054 | 0.016081 | 0 | 0 | 0.032162 | 258.2607 | 0.016529 | 0 | 0 | 0.033059 | 258.4673 | 0.016978 | 0 | 0 | 0.033955 | 258.6051 | 0.017276 | 0 | 0 | 0.034553 | 258.8118 | 0.017725 | 0 | 0 | 0.035449 | 258.9496 | 0.018023 | 0 | 0 | 0.036047 | 259.0873 | 0.018322 | 0 | 0 | 0.036645
2017-05-17 21:00 | 245.0903 | 0.73052 |  | 257.3607 | 0.014577 | 0 | 0 | 0.029154 | 264.5928 | 0.030264 | 0 | 0 | 0.060527 | 270.51 | 0.043098 | 0 | 0 | 0.086196 | 270.7291 | 0.043573 | 0 | 0 | 0.087147 | 270.8752 | 0.04389 | 0 | 0 | 0.08778 | 271.0944 | 0.044366 | 0 | 0 | 0.088731 | 271.3135 | 0.044841 | 0 | 0 | 0.089682 | 271.5327 | 0.045316 | 0 | 0 | 0.090632 | 271.8249 | 0.04595 | 0 | 0 | 0.0919 | 272.044 | 0.046425 | 0 | 0 | 0.092851 | 272.1901 | 0.046742 | 0 | 0 | 0.093484 | 272.4093 | 0.047218 | 0 | 0 | 0.094435 | 272.5554 | 0.047534 | 0 | 0 | 0.095069 | 272.7745 | 0.04801 | 0 | 0 | 0.09602 | 272.9937 | 0.048485 | 0 | 0 | 0.09697 | 273.1398 | 0.048802 | 0 | 0 | 0.097604 | 273.359 | 0.049277 | 0 | 0 | 0.098555 | 273.5781 | 0.049753 | 0 | 0 | 0.099506 | 273.6512 | 0.049911 | 0 | 0 | 0.099822 | 273.8703 | 0.050387 | 0 | 0 | 0.10077 | 274.0895 | 0.050862 | 0 | 0 | 0.10172 | 274.2356 | 0.051179 | 0 | 0 | 0.10236 | 274.4547 | 0.051654 | 0 | 0 | 0.10331 | 274.6008 | 0.051971 | 0 | 0 | 0.10394 | 274.7469 | 0.052288 | 0 | 0 | 0.10458
2017-05-17 22:00 | 242.7714 | 0.7236 |  | 254.9257 | 0.0092956 | 0 | 0 | 0.018591 | 262.0893 | 0.024834 | 0 | 0 | 0.049667 | 267.9505 | 0.037547 | 0 | 0 | 0.075093 | 268.1676 | 0.038017 | 0 | 0 | 0.076035 | 268.3123 | 0.038331 | 0 | 0 | 0.076663 | 268.5294 | 0.038802 | 0 | 0 | 0.077604 | 268.7465 | 0.039273 | 0 | 0 | 0.078546 | 268.9636 | 0.039744 | 0 | 0 | 0.079488 | 269.253 | 0.040372 | 0 | 0 | 0.080743 | 269.4701 | 0.040842 | 0 | 0 | 0.081685 | 269.6148 | 0.041156 | 0 | 0 | 0.082313 | 269.8319 | 0.041627 | 0 | 0 | 0.083254 | 269.9766 | 0.041941 | 0 | 0 | 0.083882 | 270.1937 | 0.042412 | 0 | 0 | 0.084824 | 270.4108 | 0.042883 | 0 | 0 | 0.085766 | 270.5555 | 0.043197 | 0 | 0 | 0.086393 | 270.7726 | 0.043668 | 0 | 0 | 0.087335 | 270.9897 | 0.044138 | 0 | 0 | 0.088277 | 271.062 | 0.044295 | 0 | 0 | 0.088591 | 271.2791 | 0.044766 | 0 | 0 | 0.089532 | 271.4962 | 0.045237 | 0 | 0 | 0.090474 | 271.6409 | 0.045551 | 0 | 0 | 0.091102 | 271.858 | 0.046022 | 0 | 0 | 0.092044 | 272.0027 | 0.046336 | 0 | 0 | 0.092671 | 272.1474 | 0.04665 | 0 | 0 | 0.093299
2017-05-17 23:00 | 248.8205 | 0.74163 |  | 261.2777 | 0.023073 | 0 | 0 | 0.046146 | 268.6199 | 0.038998 | 0 | 0 | 0.077997 | 274.6271 | 0.052028 | 0 | 0 | 0.10406 | 274.8496 | 0.052511 | 0 | 0 | 0.10502 | 274.9979 | 0.052832 | 0 | 0 | 0.10566 | 275.2204 | 0.053315 | 0 | 0 | 0.10663 | 275.4429 | 0.053797 | 0 | 0 | 0.10759 | 275.6654 | 0.05428 | 0 | 0 | 0.10856 | 275.962 | 0.054923 | 0 | 0 | 0.10985 | 276.1845 | 0.055406 | 0 | 0 | 0.11081 | 276.3328 | 0.055728 | 0 | 0 | 0.11146 | 276.5553 | 0.05621 | 0 | 0 | 0.11242 | 276.7037 | 0.056532 | 0 | 0 | 0.11306 | 276.9262 | 0.057015 | 0 | 0 | 0.11403 | 277.1486 | 0.057497 | 0 | 0 | 0.11499 | 277.297 | 0.057819 | 0 | 0 | 0.11564 | 277.5195 | 0.058302 | 0 | 0 | 0.1166 | 277.7419 | 0.058784 | 0 | 0 | 0.11757 | 277.8161 | 0.058945 | 0 | 0 | 0.11789 | 278.0386 | 0.059428 | 0 | 0 | 0.11886 | 278.2611 | 0.05991 | 0 | 0 | 0.11982 | 278.4094 | 0.060232 | 0 | 0 | 0.12046 | 278.6319 | 0.060714 | 0 | 0 | 0.12143 | 278.7802 | 0.061036 | 0 | 0 | 0.12207 | 278.9286 | 0.061358 | 0 | 0 | 0.12272
2017-05-18 | 246.6469 | 0.73516 |  | 258.9952 | 0.018122 | 0 | 0 | 0.036245 | 266.2732 | 0.033908 | 0 | 0 | 0.067817 | 272.228 | 0.046824 | 0 | 0 | 0.093649 | 272.4485 | 0.047303 | 0 | 0 | 0.094605 | 272.5955 | 0.047622 | 0 | 0 | 0.095243 | 272.8161 | 0.0481 | 0 | 0 | 0.0962 | 273.0366 | 0.048578 | 0 | 0 | 0.097157 | 273.2572 | 0.049057 | 0 | 0 | 0.098113 | 273.5512 | 0.049694 | 0 | 0 | 0.099389 | 273.7718 | 0.050173 | 0 | 0 | 0.10035 | 273.9188 | 0.050492 | 0 | 0 | 0.10098 | 274.1394 | 0.05097 | 0 | 0 | 0.10194 | 274.2864 | 0.051289 | 0 | 0 | 0.10258 | 274.5069 | 0.051767 | 0 | 0 | 0.10353 | 274.7275 | 0.052246 | 0 | 0 | 0.10449 | 274.8745 | 0.052565 | 0 | 0 | 0.10513 | 275.0951 | 0.053043 | 0 | 0 | 0.10609 | 275.3156 | 0.053521 | 0 | 0 | 0.10704 | 275.3891 | 0.053681 | 0 | 0 | 0.10736 | 275.6097 | 0.054159 | 0 | 0 | 0.10832 | 275.8302 | 0.054638 | 0 | 0 | 0.10928 | 275.9772 | 0.054956 | 0 | 0 | 0.10991 | 276.1978 | 0.055435 | 0 | 0 | 0.11087 | 276.3448 | 0.055754 | 0 | 0 | 0.11151 | 276.4919 | 0.056073 | 0 | 0 | 0.11215
2017-05-18 01:00 | 250.8306 | 0.74763 |  | 263.3883 | 0.027651 | 0 | 0 | 0.055302 | 270.7898 | 0.043705 | 0 | 0 | 0.08741 | 276.8456 | 0.05684 | 0 | 0 | 0.11368 | 277.0699 | 0.057326 | 0 | 0 | 0.11465 | 277.2194 | 0.057651 | 0 | 0 | 0.1153 | 277.4437 | 0.058137 | 0 | 0 | 0.11627 | 277.668 | 0.058624 | 0 | 0 | 0.11725 | 277.8923 | 0.05911 | 0 | 0 | 0.11822 | 278.1913 | 0.059759 | 0 | 0 | 0.11952 | 278.4156 | 0.060245 | 0 | 0 | 0.12049 | 278.5651 | 0.06057 | 0 | 0 | 0.12114 | 278.7894 | 0.061056 | 0 | 0 | 0.12211 | 278.939 | 0.06138 | 0 | 0 | 0.12276 | 279.1632 | 0.061867 | 0 | 0 | 0.12373 | 279.3875 | 0.062353 | 0 | 0 | 0.12471 | 279.5371 | 0.062678 | 0 | 0 | 0.12536 | 279.7613 | 0.063164 | 0 | 0 | 0.12633 | 279.9856 | 0.063651 | 0 | 0 | 0.1273 | 280.0604 | 0.063813 | 0 | 0 | 0.12763 | 280.2847 | 0.064299 | 0 | 0 | 0.1286 | 280.509 | 0.064786 | 0 | 0 | 0.12957 | 280.6585 | 0.06511 | 0 | 0 | 0.13022 | 280.8828 | 0.065597 | 0 | 0 | 0.13119 | 281.0323 | 0.065921 | 0 | 0 | 0.13184 | 281.1818 | 0.066245 | 0 | 0 | 0.13249
2017-05-18 02:00 | 250.5491 | 0.74679 |  | 263.0928 | 0.02701 | 0 | 0 | 0.05402 | 270.486 | 0.043046 | 0 | 0 | 0.086092 | 276.535 | 0.056166 | 0 | 0 | 0.11233 | 276.759 | 0.056652 | 0 | 0 | 0.1133 | 276.9084 | 0.056976 | 0 | 0 | 0.11395 | 277.1324 | 0.057462 | 0 | 0 | 0.11492 | 277.3564 | 0.057948 | 0 | 0 | 0.1159 | 277.5805 | 0.058434 | 0 | 0 | 0.11687 | 277.8792 | 0.059082 | 0 | 0 | 0.11816 | 278.1032 | 0.059568 | 0 | 0 | 0.11914 | 278.2526 | 0.059892 | 0 | 0 | 0.11978 | 278.4766 | 0.060378 | 0 | 0 | 0.12076 | 278.626 | 0.060702 | 0 | 0 | 0.1214 | 278.85 | 0.061188 | 0 | 0 | 0.12238 | 279.074 | 0.061673 | 0 | 0 | 0.12335 | 279.2234 | 0.061997 | 0 | 0 | 0.12399 | 279.4474 | 0.062483 | 0 | 0 | 0.12497 | 279.6715 | 0.062969 | 0 | 0 | 0.12594 | 279.7462 | 0.063131 | 0 | 0 | 0.12626 | 279.9702 | 0.063617 | 0 | 0 | 0.12723 | 280.1942 | 0.064103 | 0 | 0 | 0.12821 | 280.3436 | 0.064427 | 0 | 0 | 0.12885 | 280.5676 | 0.064913 | 0 | 0 | 0.12983 | 280.717 | 0.065237 | 0 | 0 | 0.13047 | 280.8663 | 0.065561 | 0 | 0 | 0.13112
2017-05-18 03:00 | 250.5374 | 0.74675 |  | 263.0805 | 0.026983 | 0 | 0 | 0.053967 | 270.4733 | 0.043018 | 0 | 0 | 0.086037 | 276.522 | 0.056138 | 0 | 0 | 0.11228 | 276.746 | 0.056624 | 0 | 0 | 0.11325 | 276.8954 | 0.056948 | 0 | 0 | 0.1139 | 277.1194 | 0.057434 | 0 | 0 | 0.11487 | 277.3434 | 0.05792 | 0 | 0 | 0.11584 | 277.5675 | 0.058406 | 0 | 0 | 0.11681 | 277.8662 | 0.059054 | 0 | 0 | 0.11811 | 278.0902 | 0.059539 | 0 | 0 | 0.11908 | 278.2395 | 0.059863 | 0 | 0 | 0.11973 | 278.4636 | 0.060349 | 0 | 0 | 0.1207 | 278.6129 | 0.060673 | 0 | 0 | 0.12135 | 278.8369 | 0.061159 | 0 | 0 | 0.12232 | 279.061 | 0.061645 | 0 | 0 | 0.12329 | 279.2103 | 0.061969 | 0 | 0 | 0.12394 | 279.4343 | 0.062455 | 0 | 0 | 0.12491 | 279.6584 | 0.062941 | 0 | 0 | 0.12588 | 279.733 | 0.063103 | 0 | 0 | 0.12621 | 279.9571 | 0.063589 | 0 | 0 | 0.12718 | 280.1811 | 0.064075 | 0 | 0 | 0.12815 | 280.3304 | 0.064399 | 0 | 0 | 0.1288 | 280.5545 | 0.064884 | 0 | 0 | 0.12977 | 280.7038 | 0.065208 | 0 | 0 | 0.13042 | 280.8532 | 0.065532 | 0 | 0 | 0.13106
2017-05-18 04:00 | 238.0799 | 0.70962 |  | 249.9994 | 0 | 0 | 0 | 0 | 257.0246 | 0.013848 | 0 | 0 | 0.027696 | 262.7725 | 0.026315 | 0 | 0 | 0.052631 | 262.9854 | 0.026777 | 0 | 0 | 0.053554 | 263.1273 | 0.027085 | 0 | 0 | 0.05417 | 263.3402 | 0.027547 | 0 | 0 | 0.055094 | 263.5531 | 0.028009 | 0 | 0 | 0.056017 | 263.766 | 0.02847 | 0 | 0 | 0.056941 | 264.0498 | 0.029086 | 0 | 0 | 0.058172 | 264.2627 | 0.029548 | 0 | 0 | 0.059095 | 264.4047 | 0.029856 | 0 | 0 | 0.059711 | 264.6175 | 0.030317 | 0 | 0 | 0.060635 | 264.7595 | 0.030625 | 0 | 0 | 0.06125 | 264.9723 | 0.031087 | 0 | 0 | 0.062174 | 265.1852 | 0.031549 | 0 | 0 | 0.063097 | 265.3272 | 0.031856 | 0 | 0 | 0.063713 | 265.54 | 0.032318 | 0 | 0 | 0.064636 | 265.7529 | 0.03278 | 0 | 0 | 0.06556 | 265.8239 | 0.032934 | 0 | 0 | 0.065868 | 266.0368 | 0.033396 | 0 | 0 | 0.066791 | 266.2497 | 0.033857 | 0 | 0 | 0.067715 | 266.3916 | 0.034165 | 0 | 0 | 0.06833 | 266.6045 | 0.034627 | 0 | 0 | 0.069254 | 266.7464 | 0.034935 | 0 | 0 | 0.06987 | 266.8883 | 0.035243 | 0 | 0 | 0.070485
2017-05-18 05:00 | 235.2229 | 0.7011 |  | 246.9992 | 0 | 0 | 0 | 0 | 253.9402 | 0.0071581 | 0 | 0 | 0.014316 | 259.6191 | 0.019476 | 0 | 0 | 0.038951 | 259.8295 | 0.019932 | 0 | 0 | 0.039864 | 259.9697 | 0.020236 | 0 | 0 | 0.040472 | 260.18 | 0.020692 | 0 | 0 | 0.041385 | 260.3903 | 0.021148 | 0 | 0 | 0.042297 | 260.6007 | 0.021605 | 0 | 0 | 0.043209 | 260.8811 | 0.022213 | 0 | 0 | 0.044426 | 261.0914 | 0.022669 | 0 | 0 | 0.045338 | 261.2317 | 0.022973 | 0 | 0 | 0.045947 | 261.442 | 0.02343 | 0 | 0 | 0.046859 | 261.5822 | 0.023734 | 0 | 0 | 0.047467 | 261.7925 | 0.02419 | 0 | 0 | 0.04838 | 262.0029 | 0.024646 | 0 | 0 | 0.049292 | 262.1431 | 0.02495 | 0 | 0 | 0.0499 | 262.3534 | 0.025406 | 0 | 0 | 0.050813 | 262.5638 | 0.025863 | 0 | 0 | 0.051725 | 262.6339 | 0.026015 | 0 | 0 | 0.052029 | 262.8442 | 0.026471 | 0 | 0 | 0.052942 | 263.0545 | 0.026927 | 0 | 0 | 0.053854 | 263.1948 | 0.027231 | 0 | 0 | 0.054463 | 263.4051 | 0.027687 | 0 | 0 | 0.055375 | 263.5453 | 0.027992 | 0 | 0 | 0.055983 | 263.6855 | 0.028296 | 0 | 0 | 0.056592
2017-05-18 06:00 | 234.4164 | 0.6987 |  | 246.1524 | 0 | 0 | 0 | 0 | 253.0695 | 0.0052696 | 0 | 0 | 0.010539 | 258.729 | 0.017545 | 0 | 0 | 0.03509 | 258.9386 | 0.018 | 0 | 0 | 0.035999 | 259.0783 | 0.018303 | 0 | 0 | 0.036606 | 259.2879 | 0.018757 | 0 | 0 | 0.037515 | 259.4976 | 0.019212 | 0 | 0 | 0.038424 | 259.7072 | 0.019667 | 0 | 0 | 0.039333 | 259.9866 | 0.020273 | 0 | 0 | 0.040546 | 260.1963 | 0.020728 | 0 | 0 | 0.041455 | 260.336 | 0.021031 | 0 | 0 | 0.042061 | 260.5456 | 0.021485 | 0 | 0 | 0.042971 | 260.6854 | 0.021788 | 0 | 0 | 0.043577 | 260.895 | 0.022243 | 0 | 0 | 0.044486 | 261.1046 | 0.022698 | 0 | 0 | 0.045395 | 261.2443 | 0.023001 | 0 | 0 | 0.046002 | 261.4539 | 0.023455 | 0 | 0 | 0.046911 | 261.6635 | 0.02391 | 0 | 0 | 0.04782 | 261.7334 | 0.024062 | 0 | 0 | 0.048123 | 261.943 | 0.024516 | 0 | 0 | 0.049032 | 262.1526 | 0.024971 | 0 | 0 | 0.049942 | 262.2924 | 0.025274 | 0 | 0 | 0.050548 | 262.502 | 0.025729 | 0 | 0 | 0.051457 | 262.6417 | 0.026032 | 0 | 0 | 0.052063 | 262.7815 | 0.026335 | 0 | 0 | 0.05267
2017-05-18 07:00 | 239.4707 | 0.71377 |  | 251.4598 | 0.0017781 | 0 | 0 | 0.0035561 | 258.526 | 0.017105 | 0 | 0 | 0.03421 | 264.3076 | 0.029645 | 0 | 0 | 0.05929 | 264.5217 | 0.030109 | 0 | 0 | 0.060219 | 264.6644 | 0.030419 | 0 | 0 | 0.060838 | 264.8786 | 0.030883 | 0 | 0 | 0.061767 | 265.0927 | 0.031348 | 0 | 0 | 0.062696 | 265.3068 | 0.031812 | 0 | 0 | 0.063625 | 265.5923 | 0.032432 | 0 | 0 | 0.064863 | 265.8065 | 0.032896 | 0 | 0 | 0.065792 | 265.9492 | 0.033206 | 0 | 0 | 0.066411 | 266.1633 | 0.03367 | 0 | 0 | 0.06734 | 266.3061 | 0.03398 | 0 | 0 | 0.06796 | 266.5202 | 0.034444 | 0 | 0 | 0.068888 | 266.7344 | 0.034909 | 0 | 0 | 0.069817 | 266.8771 | 0.035218 | 0 | 0 | 0.070437 | 267.0912 | 0.035683 | 0 | 0 | 0.071365 | 267.3054 | 0.036147 | 0 | 0 | 0.072294 | 267.3767 | 0.036302 | 0 | 0 | 0.072604 | 267.5909 | 0.036766 | 0 | 0 | 0.073533 | 267.805 | 0.037231 | 0 | 0 | 0.074462 | 267.9478 | 0.037541 | 0 | 0 | 0.075081 | 268.1619 | 0.038005 | 0 | 0 | 0.07601 | 268.3046 | 0.038315 | 0 | 0 | 0.076629 | 268.4474 | 0.038624 | 0 | 0 | 0.077248
2017-05-18 08:00 | 233.8307 | 0.69696 |  | 245.5374 | 0 | 0 | 0 | 0 | 252.4373 | 0.0038983 | 0 | 0 | 0.0077966 | 258.0826 | 0.016143 | 0 | 0 | 0.032286 | 258.2917 | 0.016597 | 0 | 0 | 0.033193 | 258.4311 | 0.016899 | 0 | 0 | 0.033798 | 258.6402 | 0.017352 | 0 | 0 | 0.034705 | 258.8493 | 0.017806 | 0 | 0 | 0.035612 | 259.0583 | 0.018259 | 0 | 0 | 0.036519 | 259.3371 | 0.018864 | 0 | 0 | 0.037728 | 259.5462 | 0.019318 | 0 | 0 | 0.038635 | 259.6856 | 0.01962 | 0 | 0 | 0.03924 | 259.8947 | 0.020073 | 0 | 0 | 0.040147 | 260.0341 | 0.020376 | 0 | 0 | 0.040752 | 260.2432 | 0.020829 | 0 | 0 | 0.041659 | 260.4523 | 0.021283 | 0 | 0 | 0.042566 | 260.5916 | 0.021585 | 0 | 0 | 0.04317 | 260.8007 | 0.022039 | 0 | 0 | 0.044077 | 261.0098 | 0.022492 | 0 | 0 | 0.044984 | 261.0795 | 0.022643 | 0 | 0 | 0.045287 | 261.2886 | 0.023097 | 0 | 0 | 0.046194 | 261.4977 | 0.02355 | 0 | 0 | 0.047101 | 261.6371 | 0.023853 | 0 | 0 | 0.047705 | 261.8462 | 0.024306 | 0 | 0 | 0.048612 | 261.9856 | 0.024609 | 0 | 0 | 0.049217 | 262.1249 | 0.024911 | 0 | 0 | 0.049822
2017-05-18 09:00 | 235.2343 | 0.70114 |  | 247.0113 | 0 | 0 | 0 | 0 | 253.9526 | 0.0071849 | 0 | 0 | 0.01437 | 259.6318 | 0.019503 | 0 | 0 | 0.039006 | 259.8421 | 0.019959 | 0 | 0 | 0.039919 | 259.9824 | 0.020264 | 0 | 0 | 0.040527 | 260.1927 | 0.02072 | 0 | 0 | 0.04144 | 260.403 | 0.021176 | 0 | 0 | 0.042352 | 260.6134 | 0.021632 | 0 | 0 | 0.043265 | 260.8938 | 0.022241 | 0 | 0 | 0.044481 | 261.1042 | 0.022697 | 0 | 0 | 0.045394 | 261.2444 | 0.023001 | 0 | 0 | 0.046002 | 261.4547 | 0.023457 | 0 | 0 | 0.046914 | 261.595 | 0.023761 | 0 | 0 | 0.047523 | 261.8053 | 0.024218 | 0 | 0 | 0.048435 | 262.0157 | 0.024674 | 0 | 0 | 0.049348 | 262.1559 | 0.024978 | 0 | 0 | 0.049956 | 262.3662 | 0.025434 | 0 | 0 | 0.050868 | 262.5766 | 0.02589 | 0 | 0 | 0.051781 | 262.6467 | 0.026042 | 0 | 0 | 0.052085 | 262.857 | 0.026499 | 0 | 0 | 0.052997 | 263.0674 | 0.026955 | 0 | 0 | 0.05391 | 263.2076 | 0.027259 | 0 | 0 | 0.054518 | 263.4179 | 0.027715 | 0 | 0 | 0.055431 | 263.5582 | 0.028019 | 0 | 0 | 0.056039 | 263.6984 | 0.028324 | 0 | 0 | 0.056647
2017-05-18 10:00 | 232.5848 | 0.69324 |  | 244.2291 | 0 | 0 | 0 | 0 | 251.0922 | 0.00098078 | 0 | 0 | 0.0019616 | 256.7074 | 0.01316 | 0 | 0 | 0.026321 | 256.9154 | 0.013611 | 0 | 0 | 0.027223 | 257.0541 | 0.013912 | 0 | 0 | 0.027824 | 257.262 | 0.014363 | 0 | 0 | 0.028726 | 257.47 | 0.014814 | 0 | 0 | 0.029629 | 257.678 | 0.015265 | 0 | 0 | 0.030531 | 257.9553 | 0.015867 | 0 | 0 | 0.031734 | 258.1632 | 0.016318 | 0 | 0 | 0.032636 | 258.3019 | 0.016619 | 0 | 0 | 0.033237 | 258.5099 | 0.01707 | 0 | 0 | 0.034139 | 258.6485 | 0.01737 | 0 | 0 | 0.034741 | 258.8565 | 0.017822 | 0 | 0 | 0.035643 | 259.0645 | 0.018273 | 0 | 0 | 0.036545 | 259.2031 | 0.018573 | 0 | 0 | 0.037147 | 259.4111 | 0.019024 | 0 | 0 | 0.038049 | 259.6191 | 0.019476 | 0 | 0 | 0.038951 | 259.6884 | 0.019626 | 0 | 0 | 0.039252 | 259.8964 | 0.020077 | 0 | 0 | 0.040154 | 260.1043 | 0.020528 | 0 | 0 | 0.041056 | 260.243 | 0.020829 | 0 | 0 | 0.041658 | 260.4509 | 0.02128 | 0 | 0 | 0.04256 | 260.5896 | 0.021581 | 0 | 0 | 0.043161 | 260.7282 | 0.021881 | 0 | 0 | 0.043763
2017-05-18 11:00 | 229.8894 | 0.68521 |  | 241.3987 | 0 | 0 | 0 | 0 | 248.1823 | 0 | 0 | 0 | 0 | 253.7325 | 0.0067076 | 0 | 0 | 0.013415 | 253.938 | 0.0071534 | 0 | 0 | 0.014307 | 254.0751 | 0.0074507 | 0 | 0 | 0.014901 | 254.2806 | 0.0078965 | 0 | 0 | 0.015793 | 254.4862 | 0.0083424 | 0 | 0 | 0.016685 | 254.6918 | 0.0087883 | 0 | 0 | 0.017577 | 254.9658 | 0.0093828 | 0 | 0 | 0.018766 | 255.1714 | 0.0098286 | 0 | 0 | 0.019657 | 255.3084 | 0.010126 | 0 | 0 | 0.020252 | 255.514 | 0.010572 | 0 | 0 | 0.021143 | 255.651 | 0.010869 | 0 | 0 | 0.021738 | 255.8566 | 0.011315 | 0 | 0 | 0.02263 | 256.0622 | 0.011761 | 0 | 0 | 0.023521 | 256.1992 | 0.012058 | 0 | 0 | 0.024116 | 256.4048 | 0.012504 | 0 | 0 | 0.025008 | 256.6103 | 0.01295 | 0 | 0 | 0.025899 | 256.6789 | 0.013098 | 0 | 0 | 0.026197 | 256.8844 | 0.013544 | 0 | 0 | 0.027088 | 257.09 | 0.01399 | 0 | 0 | 0.02798 | 257.227 | 0.014287 | 0 | 0 | 0.028575 | 257.4326 | 0.014733 | 0 | 0 | 0.029466 | 257.5696 | 0.01503 | 0 | 0 | 0.030061 | 257.7067 | 0.015328 | 0 | 0 | 0.030655
2017-05-18 12:00 | 222.5083 | 0.66321 |  | 233.6481 | 0 | 0 | 0 | 0 | 240.2138 | 0 | 0 | 0 | 0 | 245.5858 | 0 | 0 | 0 | 0 | 245.7848 | 0 | 0 | 0 | 0 | 245.9174 | 0 | 0 | 0 | 0 | 246.1164 | 0 | 0 | 0 | 0 | 246.3153 | 0 | 0 | 0 | 0 | 246.5143 | 0 | 0 | 0 | 0 | 246.7796 | 0 | 0 | 0 | 0 | 246.9785 | 0 | 0 | 0 | 0 | 247.1112 | 0 | 0 | 0 | 0 | 247.3101 | 0 | 0 | 0 | 0 | 247.4428 | 0 | 0 | 0 | 0 | 247.6418 | 0 | 0 | 0 | 0 | 247.8407 | 0 | 0 | 0 | 0 | 247.9734 | 0 | 0 | 0 | 0 | 248.1723 | 0 | 0 | 0 | 0 | 248.3713 | 0 | 0 | 0 | 0 | 248.4376 | 0 | 0 | 0 | 0 | 248.6366 | 0 | 0 | 0 | 0 | 248.8355 | 0 | 0 | 0 | 0 | 248.9682 | 0 | 0 | 0 | 0 | 249.1671 | 0 | 0 | 0 | 0 | 249.2998 | 0 | 0 | 0 | 0 | 249.4324 | 0 | 0 | 0 | 0
2017-05-18 13:00 | 228.2988 | 0.68047 |  | 239.7285 | 0 | 0 | 0 | 0 | 246.4651 | 0 | 0 | 0 | 0 | 251.9769 | 0.0028998 | 0 | 0 | 0.0057995 | 252.181 | 0.0033425 | 0 | 0 | 0.0066851 | 252.3171 | 0.0036377 | 0 | 0 | 0.0072754 | 252.5213 | 0.0040805 | 0 | 0 | 0.008161 | 252.7254 | 0.0045233 | 0 | 0 | 0.0090466 | 252.9296 | 0.0049661 | 0 | 0 | 0.0099321 | 253.2017 | 0.0055564 | 0 | 0 | 0.011113 | 253.4059 | 0.0059992 | 0 | 0 | 0.011998 | 253.542 | 0.0062944 | 0 | 0 | 0.012589 | 253.7461 | 0.0067372 | 0 | 0 | 0.013474 | 253.8822 | 0.0070324 | 0 | 0 | 0.014065 | 254.0864 | 0.0074751 | 0 | 0 | 0.01495 | 254.2905 | 0.0079179 | 0 | 0 | 0.015836 | 254.4266 | 0.0082131 | 0 | 0 | 0.016426 | 254.6307 | 0.0086559 | 0 | 0 | 0.017312 | 254.8349 | 0.0090987 | 0 | 0 | 0.018197 | 254.9029 | 0.0092463 | 0 | 0 | 0.018493 | 255.1071 | 0.009689 | 0 | 0 | 0.019378 | 255.3112 | 0.010132 | 0 | 0 | 0.020264 | 255.4473 | 0.010427 | 0 | 0 | 0.020854 | 255.6514 | 0.01087 | 0 | 0 | 0.02174 | 255.7875 | 0.011165 | 0 | 0 | 0.02233 | 255.9236 | 0.01146 | 0 | 0 | 0.02292
2017-05-18 14:00 | 224.6948 | 0.66972 |  | 235.9441 | 0 | 0 | 0 | 0 | 242.5743 | 0 | 0 | 0 | 0 | 247.9991 | 0 | 0 | 0 | 0 | 248.2 | 0 | 0 | 0 | 0 | 248.334 | 0 | 0 | 0 | 0 | 248.5349 | 0 | 0 | 0 | 0 | 248.7358 | 0 | 0 | 0 | 0 | 248.9367 | 0 | 0 | 0 | 0 | 249.2046 | 0 | 0 | 0 | 0 | 249.4055 | 0 | 0 | 0 | 0 | 249.5395 | 0 | 0 | 0 | 0 | 249.7404 | 0 | 0 | 0 | 0 | 249.8743 | 0 | 0 | 0 | 0 | 250.0753 | 0 | 0 | 0 | 0 | 250.2762 | 0 | 0 | 0 | 0 | 250.4101 | 0 | 0 | 0 | 0 | 250.611 | 0 | 0 | 0 | 0 | 250.8119 | 0.00037296 | 0 | 0 | 0.00074591 | 250.8789 | 0.00051822 | 0 | 0 | 0.0010364 | 251.0798 | 0.00095401 | 0 | 0 | 0.001908 | 251.2808 | 0.0013898 | 0 | 0 | 0.0027796 | 251.4147 | 0.0016803 | 0 | 0 | 0.0033606 | 251.6156 | 0.0021161 | 0 | 0 | 0.0042322 | 251.7496 | 0.0024066 | 0 | 0 | 0.0048133 | 251.8835 | 0.0026972 | 0 | 0 | 0.0053943
2017-05-18 15:00 | 223.7613 | 0.66694 |  | 234.9639 | 0 | 0 | 0 | 0 | 241.5666 | 0 | 0 | 0 | 0 | 246.9689 | 0 | 0 | 0 | 0 | 247.1689 | 0 | 0 | 0 | 0 | 247.3023 | 0 | 0 | 0 | 0 | 247.5024 | 0 | 0 | 0 | 0 | 247.7025 | 0 | 0 | 0 | 0 | 247.9026 | 0 | 0 | 0 | 0 | 248.1694 | 0 | 0 | 0 | 0 | 248.3694 | 0 | 0 | 0 | 0 | 248.5028 | 0 | 0 | 0 | 0 | 248.7029 | 0 | 0 | 0 | 0 | 248.8363 | 0 | 0 | 0 | 0 | 249.0364 | 0 | 0 | 0 | 0 | 249.2365 | 0 | 0 | 0 | 0 | 249.3698 | 0 | 0 | 0 | 0 | 249.5699 | 0 | 0 | 0 | 0 | 249.77 | 0 | 0 | 0 | 0 | 249.8367 | 0 | 0 | 0 | 0 | 250.0368 | 0 | 0 | 0 | 0 | 250.2369 | 0 | 0 | 0 | 0 | 250.3703 | 0 | 0 | 0 | 0 | 250.5703 | 0 | 0 | 0 | 0 | 250.7037 | 0.00013824 | 0 | 0 | 0.00027647 | 250.8371 | 0.00042756 | 0 | 0 | 0.00085511
2017-05-18 16:00 | 224.3035 | 0.66856 |  | 235.5332 | 0 | 0 | 0 | 0 | 242.1519 | 0 | 0 | 0 | 0 | 247.5673 | 0 | 0 | 0 | 0 | 247.7678 | 0 | 0 | 0 | 0 | 247.9015 | 0 | 0 | 0 | 0 | 248.1021 | 0 | 0 | 0 | 0 | 248.3027 | 0 | 0 | 0 | 0 | 248.5032 | 0 | 0 | 0 | 0 | 248.7707 | 0 | 0 | 0 | 0 | 248.9712 | 0 | 0 | 0 | 0 | 249.105 | 0 | 0 | 0 | 0 | 249.3055 | 0 | 0 | 0 | 0 | 249.4392 | 0 | 0 | 0 | 0 | 249.6398 | 0 | 0 | 0 | 0 | 249.8404 | 0 | 0 | 0 | 0 | 249.9741 | 0 | 0 | 0 | 0 | 250.1746 | 0 | 0 | 0 | 0 | 250.3752 | 0 | 0 | 0 | 0 | 250.4421 | 0 | 0 | 0 | 0 | 250.6426 | 5.7168e-06 | 0 | 0 | 1.1434e-05 | 250.8432 | 0.00044075 | 0 | 0 | 0.0008815 | 250.9769 | 0.00073077 | 0 | 0 | 0.0014615 | 251.1775 | 0.0011658 | 0 | 0 | 0.0023316 | 251.3112 | 0.0014558 | 0 | 0 | 0.0029116 | 251.4449 | 0.0017458 | 0 | 0 | 0.0034917
2017-05-18 17:00 | 234.1213 | 0.69782 |  | 245.8425 | 0 | 0 | 0 | 0 | 252.7509 | 0.0045786 | 0 | 0 | 0.0091573 | 258.4033 | 0.016839 | 0 | 0 | 0.033677 | 258.6126 | 0.017293 | 0 | 0 | 0.034585 | 258.7522 | 0.017595 | 0 | 0 | 0.035191 | 258.9616 | 0.018049 | 0 | 0 | 0.036099 | 259.1709 | 0.018504 | 0 | 0 | 0.037007 | 259.3803 | 0.018958 | 0 | 0 | 0.037915 | 259.6594 | 0.019563 | 0 | 0 | 0.039126 | 259.8687 | 0.020017 | 0 | 0 | 0.040034 | 260.0083 | 0.02032 | 0 | 0 | 0.04064 | 260.2176 | 0.020774 | 0 | 0 | 0.041548 | 260.3572 | 0.021077 | 0 | 0 | 0.042153 | 260.5665 | 0.021531 | 0 | 0 | 0.043061 | 260.7759 | 0.021985 | 0 | 0 | 0.04397 | 260.9155 | 0.022287 | 0 | 0 | 0.044575 | 261.1248 | 0.022742 | 0 | 0 | 0.045483 | 261.3342 | 0.023196 | 0 | 0 | 0.046391 | 261.4039 | 0.023347 | 0 | 0 | 0.046694 | 261.6133 | 0.023801 | 0 | 0 | 0.047602 | 261.8226 | 0.024255 | 0 | 0 | 0.04851 | 261.9622 | 0.024558 | 0 | 0 | 0.049116 | 262.1715 | 0.025012 | 0 | 0 | 0.050024 | 262.3111 | 0.025315 | 0 | 0 | 0.050629 | 262.4507 | 0.025617 | 0 | 0 | 0.051235
2017-05-18 18:00 | 225.0731 | 0.67085 |  | 236.3413 | 0 | 0 | 0 | 0 | 242.9827 | 0 | 0 | 0 | 0 | 248.4166 | 0 | 0 | 0 | 0 | 248.6179 | 0 | 0 | 0 | 0 | 248.7521 | 0 | 0 | 0 | 0 | 248.9533 | 0 | 0 | 0 | 0 | 249.1546 | 0 | 0 | 0 | 0 | 249.3558 | 0 | 0 | 0 | 0 | 249.6242 | 0 | 0 | 0 | 0 | 249.8254 | 0 | 0 | 0 | 0 | 249.9596 | 0 | 0 | 0 | 0 | 250.1609 | 0 | 0 | 0 | 0 | 250.295 | 0 | 0 | 0 | 0 | 250.4963 | 0 | 0 | 0 | 0 | 250.6975 | 0.0001248 | 0 | 0 | 0.0002496 | 250.8317 | 0.00041581 | 0 | 0 | 0.00083163 | 251.033 | 0.00085234 | 0 | 0 | 0.0017047 | 251.2342 | 0.0012889 | 0 | 0 | 0.0025777 | 251.3013 | 0.0014344 | 0 | 0 | 0.0028687 | 251.5026 | 0.0018709 | 0 | 0 | 0.0037418 | 251.7038 | 0.0023074 | 0 | 0 | 0.0046148 | 251.838 | 0.0025984 | 0 | 0 | 0.0051969 | 252.0392 | 0.003035 | 0 | 0 | 0.0060699 | 252.1734 | 0.003326 | 0 | 0 | 0.0066519 | 252.3076 | 0.003617 | 0 | 0 | 0.007234
2017-05-18 19:00 | 227.5994 | 0.67838 |  | 238.9941 | 0 | 0 | 0 | 0 | 245.7101 | 0 | 0 | 0 | 0 | 251.205 | 0.0012255 | 0 | 0 | 0.0024511 | 251.4085 | 0.001667 | 0 | 0 | 0.0033339 | 251.5442 | 0.0019612 | 0 | 0 | 0.0039225 | 251.7477 | 0.0024027 | 0 | 0 | 0.0048053 | 251.9512 | 0.0028441 | 0 | 0 | 0.0056882 | 252.1548 | 0.0032855 | 0 | 0 | 0.006571 | 252.4261 | 0.0038741 | 0 | 0 | 0.0077482 | 252.6296 | 0.0043155 | 0 | 0 | 0.008631 | 252.7653 | 0.0046098 | 0 | 0 | 0.0092196 | 252.9688 | 0.0050512 | 0 | 0 | 0.010102 | 253.1045 | 0.0053455 | 0 | 0 | 0.010691 | 253.308 | 0.0057869 | 0 | 0 | 0.011574 | 253.5115 | 0.0062283 | 0 | 0 | 0.012457 | 253.6472 | 0.0065226 | 0 | 0 | 0.013045 | 253.8507 | 0.006964 | 0 | 0 | 0.013928 | 254.0542 | 0.0074055 | 0 | 0 | 0.014811 | 254.1221 | 0.0075526 | 0 | 0 | 0.015105 | 254.3256 | 0.007994 | 0 | 0 | 0.015988 | 254.5291 | 0.0084355 | 0 | 0 | 0.016871 | 254.6648 | 0.0087297 | 0 | 0 | 0.017459 | 254.8683 | 0.0091712 | 0 | 0 | 0.018342 | 255.004 | 0.0094654 | 0 | 0 | 0.018931 | 255.1396 | 0.0097597 | 0 | 0 | 0.019519
2017-05-18 20:00 | 224.0817 | 0.6679 |  | 235.3002 | 0 | 0 | 0 | 0 | 241.9124 | 0 | 0 | 0 | 0 | 247.3224 | 0 | 0 | 0 | 0 | 247.5228 | 0 | 0 | 0 | 0 | 247.6563 | 0 | 0 | 0 | 0 | 247.8567 | 0 | 0 | 0 | 0 | 248.0571 | 0 | 0 | 0 | 0 | 248.2574 | 0 | 0 | 0 | 0 | 248.5246 | 0 | 0 | 0 | 0 | 248.725 | 0 | 0 | 0 | 0 | 248.8586 | 0 | 0 | 0 | 0 | 249.0589 | 0 | 0 | 0 | 0 | 249.1925 | 0 | 0 | 0 | 0 | 249.3929 | 0 | 0 | 0 | 0 | 249.5932 | 0 | 0 | 0 | 0 | 249.7268 | 0 | 0 | 0 | 0 | 249.9272 | 0 | 0 | 0 | 0 | 250.1276 | 0 | 0 | 0 | 0 | 250.1944 | 0 | 0 | 0 | 0 | 250.3947 | 0 | 0 | 0 | 0 | 250.5951 | 0 | 0 | 0 | 0 | 250.7287 | 0.00019232 | 0 | 0 | 0.00038465 | 250.929 | 0.00062692 | 0 | 0 | 0.0012538 | 251.0626 | 0.00091666 | 0 | 0 | 0.0018333 | 251.1962 | 0.0012064 | 0 | 0 | 0.0024128
2017-05-18 21:00 | 227.3096 | 0.67752 |  | 238.6898 | 0 | 0 | 0 | 0 | 245.3972 | 0 | 0 | 0 | 0 | 250.8851 | 0.00053168 | 0 | 0 | 0.0010634 | 251.0884 | 0.00097254 | 0 | 0 | 0.0019451 | 251.2239 | 0.0012665 | 0 | 0 | 0.0025329 | 251.4271 | 0.0017073 | 0 | 0 | 0.0034146 | 251.6304 | 0.0021482 | 0 | 0 | 0.0042963 | 251.8337 | 0.002589 | 0 | 0 | 0.0051781 | 252.1047 | 0.0031769 | 0 | 0 | 0.0063537 | 252.3079 | 0.0036177 | 0 | 0 | 0.0072354 | 252.4434 | 0.0039116 | 0 | 0 | 0.0078232 | 252.6467 | 0.0043525 | 0 | 0 | 0.008705 | 252.7822 | 0.0046464 | 0 | 0 | 0.0092928 | 252.9854 | 0.0050872 | 0 | 0 | 0.010174 | 253.1887 | 0.0055281 | 0 | 0 | 0.011056 | 253.3242 | 0.005822 | 0 | 0 | 0.011644 | 253.5275 | 0.0062629 | 0 | 0 | 0.012526 | 253.7307 | 0.0067037 | 0 | 0 | 0.013407 | 253.7985 | 0.0068507 | 0 | 0 | 0.013701 | 254.0017 | 0.0072916 | 0 | 0 | 0.014583 | 254.205 | 0.0077324 | 0 | 0 | 0.015465 | 254.3405 | 0.0080263 | 0 | 0 | 0.016053 | 254.5437 | 0.0084672 | 0 | 0 | 0.016934 | 254.6792 | 0.0087611 | 0 | 0 | 0.017522 | 254.8147 | 0.009055 | 0 | 0 | 0.01811
2017-05-18 22:00 | 235.1318 | 0.70083 |  | 246.9036 | 0 | 0 | 0 | 0 | 253.8418 | 0.0069447 | 0 | 0 | 0.013889 | 259.5186 | 0.019258 | 0 | 0 | 0.038515 | 259.7288 | 0.019714 | 0 | 0 | 0.039427 | 259.869 | 0.020018 | 0 | 0 | 0.040035 | 260.0792 | 0.020474 | 0 | 0 | 0.040947 | 260.2895 | 0.02093 | 0 | 0 | 0.041859 | 260.4997 | 0.021386 | 0 | 0 | 0.042771 | 260.7801 | 0.021994 | 0 | 0 | 0.043988 | 260.9903 | 0.02245 | 0 | 0 | 0.0449 | 261.1305 | 0.022754 | 0 | 0 | 0.045508 | 261.3407 | 0.02321 | 0 | 0 | 0.04642 | 261.4809 | 0.023514 | 0 | 0 | 0.047028 | 261.6911 | 0.02397 | 0 | 0 | 0.04794 | 261.9014 | 0.024426 | 0 | 0 | 0.048852 | 262.0416 | 0.02473 | 0 | 0 | 0.04946 | 262.2518 | 0.025186 | 0 | 0 | 0.050372 | 262.4621 | 0.025642 | 0 | 0 | 0.051284 | 262.5321 | 0.025794 | 0 | 0 | 0.051588 | 262.7424 | 0.02625 | 0 | 0 | 0.0525 | 262.9526 | 0.026706 | 0 | 0 | 0.053412 | 263.0928 | 0.02701 | 0 | 0 | 0.05402 | 263.3031 | 0.027466 | 0 | 0 | 0.054932 | 263.4432 | 0.02777 | 0 | 0 | 0.05554 | 263.5834 | 0.028074 | 0 | 0 | 0.056148
2017-05-18 23:00 | 234.4337 | 0.69875 |  | 246.1705 | 0 | 0 | 0 | 0 | 253.0882 | 0.0053101 | 0 | 0 | 0.01062 | 258.7481 | 0.017586 | 0 | 0 | 0.035173 | 258.9577 | 0.018041 | 0 | 0 | 0.036082 | 259.0974 | 0.018344 | 0 | 0 | 0.036688 | 259.3071 | 0.018799 | 0 | 0 | 0.037598 | 259.5167 | 0.019254 | 0 | 0 | 0.038507 | 259.7263 | 0.019708 | 0 | 0 | 0.039416 | 260.0058 | 0.020314 | 0 | 0 | 0.040629 | 260.2154 | 0.020769 | 0 | 0 | 0.041538 | 260.3552 | 0.021072 | 0 | 0 | 0.042145 | 260.5648 | 0.021527 | 0 | 0 | 0.043054 | 260.7046 | 0.02183 | 0 | 0 | 0.04366 | 260.9142 | 0.022285 | 0 | 0 | 0.044569 | 261.1238 | 0.022739 | 0 | 0 | 0.045479 | 261.2636 | 0.023043 | 0 | 0 | 0.046085 | 261.4732 | 0.023497 | 0 | 0 | 0.046994 | 261.6828 | 0.023952 | 0 | 0 | 0.047904 | 261.7527 | 0.024103 | 0 | 0 | 0.048207 | 261.9623 | 0.024558 | 0 | 0 | 0.049116 | 262.172 | 0.025013 | 0 | 0 | 0.050026 | 262.3117 | 0.025316 | 0 | 0 | 0.050632 | 262.5213 | 0.025771 | 0 | 0 | 0.051541 | 262.6611 | 0.026074 | 0 | 0 | 0.052147 | 262.8008 | 0.026377 | 0 | 0 | 0.052754
2017-05-19 | 231.1401 | 0.68894 |  | 242.712 | 0 | 0 | 0 | 0 | 249.5325 | 0 | 0 | 0 | 0 | 255.1129 | 0.0097016 | 0 | 0 | 0.019403 | 255.3195 | 0.01015 | 0 | 0 | 0.0203 | 255.4573 | 0.010449 | 0 | 0 | 0.020898 | 255.664 | 0.010897 | 0 | 0 | 0.021794 | 255.8707 | 0.011345 | 0 | 0 | 0.022691 | 256.0774 | 0.011794 | 0 | 0 | 0.023587 | 256.3529 | 0.012391 | 0 | 0 | 0.024783 | 256.5596 | 0.01284 | 0 | 0 | 0.025679 | 256.6974 | 0.013139 | 0 | 0 | 0.026277 | 256.9041 | 0.013587 | 0 | 0 | 0.027174 | 257.0419 | 0.013886 | 0 | 0 | 0.027771 | 257.2486 | 0.014334 | 0 | 0 | 0.028668 | 257.4552 | 0.014782 | 0 | 0 | 0.029565 | 257.593 | 0.015081 | 0 | 0 | 0.030162 | 257.7997 | 0.015529 | 0 | 0 | 0.031059 | 258.0064 | 0.015978 | 0 | 0 | 0.031955 | 258.0753 | 0.016127 | 0 | 0 | 0.032254 | 258.282 | 0.016575 | 0 | 0 | 0.033151 | 258.4886 | 0.017024 | 0 | 0 | 0.034047 | 258.6264 | 0.017323 | 0 | 0 | 0.034645 | 258.8331 | 0.017771 | 0 | 0 | 0.035542 | 258.9709 | 0.01807 | 0 | 0 | 0.036139 | 259.1087 | 0.018369 | 0 | 0 | 0.036737
2017-05-19 01:00 | 234.7828 | 0.69979 |  | 246.5372 | 0 | 0 | 0 | 0 | 253.4651 | 0.0061277 | 0 | 0 | 0.012255 | 259.1334 | 0.018422 | 0 | 0 | 0.036845 | 259.3434 | 0.018878 | 0 | 0 | 0.037755 | 259.4833 | 0.019181 | 0 | 0 | 0.038362 | 259.6933 | 0.019637 | 0 | 0 | 0.039273 | 259.9032 | 0.020092 | 0 | 0 | 0.040184 | 260.1132 | 0.020547 | 0 | 0 | 0.041095 | 260.3931 | 0.021154 | 0 | 0 | 0.042309 | 260.603 | 0.02161 | 0 | 0 | 0.04322 | 260.743 | 0.021913 | 0 | 0 | 0.043827 | 260.9529 | 0.022369 | 0 | 0 | 0.044737 | 261.0929 | 0.022672 | 0 | 0 | 0.045345 | 261.3028 | 0.023128 | 0 | 0 | 0.046255 | 261.5127 | 0.023583 | 0 | 0 | 0.047166 | 261.6527 | 0.023887 | 0 | 0 | 0.047773 | 261.8626 | 0.024342 | 0 | 0 | 0.048684 | 262.0726 | 0.024797 | 0 | 0 | 0.049595 | 262.1426 | 0.024949 | 0 | 0 | 0.049898 | 262.3525 | 0.025404 | 0 | 0 | 0.050809 | 262.5624 | 0.02586 | 0 | 0 | 0.05172 | 262.7024 | 0.026163 | 0 | 0 | 0.052327 | 262.9123 | 0.026619 | 0 | 0 | 0.053237 | 263.0523 | 0.026922 | 0 | 0 | 0.053845 | 263.1922 | 0.027226 | 0 | 0 | 0.054452
2017-05-19 02:00 | 233.5995 | 0.69627 |  | 245.2946 | 0 | 0 | 0 | 0 | 252.1876 | 0.0033567 | 0 | 0 | 0.0067135 | 257.8274 | 0.015589 | 0 | 0 | 0.031179 | 258.0362 | 0.016042 | 0 | 0 | 0.032085 | 258.1755 | 0.016344 | 0 | 0 | 0.032689 | 258.3844 | 0.016798 | 0 | 0 | 0.033595 | 258.5932 | 0.017251 | 0 | 0 | 0.034501 | 258.8021 | 0.017704 | 0 | 0 | 0.035407 | 259.0806 | 0.018308 | 0 | 0 | 0.036615 | 259.2895 | 0.018761 | 0 | 0 | 0.037522 | 259.4288 | 0.019063 | 0 | 0 | 0.038126 | 259.6376 | 0.019516 | 0 | 0 | 0.039032 | 259.7769 | 0.019818 | 0 | 0 | 0.039636 | 259.9858 | 0.020271 | 0 | 0 | 0.040542 | 260.1947 | 0.020724 | 0 | 0 | 0.041448 | 260.3339 | 0.021026 | 0 | 0 | 0.042052 | 260.5428 | 0.021479 | 0 | 0 | 0.042958 | 260.7517 | 0.021932 | 0 | 0 | 0.043864 | 260.8213 | 0.022083 | 0 | 0 | 0.044166 | 261.0302 | 0.022536 | 0 | 0 | 0.045073 | 261.2391 | 0.022989 | 0 | 0 | 0.045979 | 261.3783 | 0.023291 | 0 | 0 | 0.046583 | 261.5872 | 0.023744 | 0 | 0 | 0.047489 | 261.7264 | 0.024046 | 0 | 0 | 0.048093 | 261.8657 | 0.024349 | 0 | 0 | 0.048697
2017-05-19 03:00 | 235.544 | 0.70206 |  | 247.3364 | 0 | 0 | 0 | 0 | 254.2868 | 0.00791 | 0 | 0 | 0.01582 | 259.9735 | 0.020244 | 0 | 0 | 0.040489 | 260.1841 | 0.020701 | 0 | 0 | 0.041402 | 260.3246 | 0.021006 | 0 | 0 | 0.042012 | 260.5352 | 0.021463 | 0 | 0 | 0.042925 | 260.7458 | 0.021919 | 0 | 0 | 0.043839 | 260.9564 | 0.022376 | 0 | 0 | 0.044753 | 261.2372 | 0.022985 | 0 | 0 | 0.045971 | 261.4479 | 0.023442 | 0 | 0 | 0.046884 | 261.5883 | 0.023747 | 0 | 0 | 0.047494 | 261.7989 | 0.024204 | 0 | 0 | 0.048407 | 261.9393 | 0.024508 | 0 | 0 | 0.049016 | 262.1499 | 0.024965 | 0 | 0 | 0.04993 | 262.3605 | 0.025422 | 0 | 0 | 0.050844 | 262.5009 | 0.025726 | 0 | 0 | 0.051453 | 262.7116 | 0.026183 | 0 | 0 | 0.052366 | 262.9222 | 0.02664 | 0 | 0 | 0.05328 | 262.9924 | 0.026792 | 0 | 0 | 0.053585 | 263.203 | 0.027249 | 0 | 0 | 0.054498 | 263.4136 | 0.027706 | 0 | 0 | 0.055412 | 263.554 | 0.028011 | 0 | 0 | 0.056021 | 263.7647 | 0.028467 | 0 | 0 | 0.056935 | 263.9051 | 0.028772 | 0 | 0 | 0.057544 | 264.0455 | 0.029076 | 0 | 0 | 0.058153
2017-05-19 04:00 | 237.1509 | 0.70685 |  | 249.0238 | 0 | 0 | 0 | 0 | 256.0216 | 0.011673 | 0 | 0 | 0.023345 | 261.7471 | 0.024091 | 0 | 0 | 0.048183 | 261.9592 | 0.024551 | 0 | 0 | 0.049102 | 262.1005 | 0.024858 | 0 | 0 | 0.049716 | 262.3126 | 0.025318 | 0 | 0 | 0.050636 | 262.5246 | 0.025778 | 0 | 0 | 0.051556 | 262.7367 | 0.026238 | 0 | 0 | 0.052475 | 263.0194 | 0.026851 | 0 | 0 | 0.053702 | 263.2315 | 0.027311 | 0 | 0 | 0.054622 | 263.3729 | 0.027618 | 0 | 0 | 0.055235 | 263.5849 | 0.028078 | 0 | 0 | 0.056155 | 263.7263 | 0.028384 | 0 | 0 | 0.056768 | 263.9383 | 0.028844 | 0 | 0 | 0.057688 | 264.1504 | 0.029304 | 0 | 0 | 0.058608 | 264.2918 | 0.029611 | 0 | 0 | 0.059221 | 264.5038 | 0.030071 | 0 | 0 | 0.060141 | 264.7159 | 0.030531 | 0 | 0 | 0.061061 | 264.7866 | 0.030684 | 0 | 0 | 0.061368 | 264.9986 | 0.031144 | 0 | 0 | 0.062288 | 265.2107 | 0.031604 | 0 | 0 | 0.063208 | 265.352 | 0.03191 | 0 | 0 | 0.063821 | 265.5641 | 0.03237 | 0 | 0 | 0.064741 | 265.7055 | 0.032677 | 0 | 0 | 0.065354 | 265.8468 | 0.032984 | 0 | 0 | 0.065967
2017-05-19 05:00 | 233.6984 | 0.69656 |  | 245.3985 | 0 | 0 | 0 | 0 | 252.2944 | 0.0035884 | 0 | 0 | 0.0071768 | 257.9366 | 0.015826 | 0 | 0 | 0.031652 | 258.1455 | 0.016279 | 0 | 0 | 0.032559 | 258.2848 | 0.016582 | 0 | 0 | 0.033163 | 258.4938 | 0.017035 | 0 | 0 | 0.03407 | 258.7028 | 0.017488 | 0 | 0 | 0.034976 | 258.9117 | 0.017941 | 0 | 0 | 0.035883 | 259.1904 | 0.018546 | 0 | 0 | 0.037091 | 259.3993 | 0.018999 | 0 | 0 | 0.037998 | 259.5386 | 0.019301 | 0 | 0 | 0.038602 | 259.7476 | 0.019754 | 0 | 0 | 0.039509 | 259.8869 | 0.020057 | 0 | 0 | 0.040113 | 260.0959 | 0.02051 | 0 | 0 | 0.04102 | 260.3049 | 0.020963 | 0 | 0 | 0.041926 | 260.4442 | 0.021265 | 0 | 0 | 0.04253 | 260.6531 | 0.021718 | 0 | 0 | 0.043437 | 260.8621 | 0.022172 | 0 | 0 | 0.044344 | 260.9318 | 0.022323 | 0 | 0 | 0.044646 | 261.1407 | 0.022776 | 0 | 0 | 0.045552 | 261.3497 | 0.023229 | 0 | 0 | 0.046459 | 261.489 | 0.023532 | 0 | 0 | 0.047063 | 261.698 | 0.023985 | 0 | 0 | 0.04797 | 261.8373 | 0.024287 | 0 | 0 | 0.048574 | 261.9766 | 0.024589 | 0 | 0 | 0.049178
2017-05-19 06:00 | 232.2055 | 0.69211 |  | 243.8308 | 0 | 0 | 0 | 0 | 250.6827 | 9.258e-05 | 0 | 0 | 0.00018516 | 256.2888 | 0.012252 | 0 | 0 | 0.024504 | 256.4964 | 0.012703 | 0 | 0 | 0.025405 | 256.6348 | 0.013003 | 0 | 0 | 0.026006 | 256.8425 | 0.013453 | 0 | 0 | 0.026906 | 257.0501 | 0.013904 | 0 | 0 | 0.027807 | 257.2577 | 0.014354 | 0 | 0 | 0.028708 | 257.5346 | 0.014954 | 0 | 0 | 0.029909 | 257.7422 | 0.015405 | 0 | 0 | 0.030809 | 257.8806 | 0.015705 | 0 | 0 | 0.03141 | 258.0883 | 0.016155 | 0 | 0 | 0.032311 | 258.2267 | 0.016456 | 0 | 0 | 0.032911 | 258.4343 | 0.016906 | 0 | 0 | 0.033812 | 258.642 | 0.017356 | 0 | 0 | 0.034713 | 258.7804 | 0.017656 | 0 | 0 | 0.035313 | 258.988 | 0.018107 | 0 | 0 | 0.036214 | 259.1957 | 0.018557 | 0 | 0 | 0.037114 | 259.2649 | 0.018707 | 0 | 0 | 0.037415 | 259.4725 | 0.019158 | 0 | 0 | 0.038315 | 259.6801 | 0.019608 | 0 | 0 | 0.039216 | 259.8186 | 0.019908 | 0 | 0 | 0.039817 | 260.0262 | 0.020359 | 0 | 0 | 0.040717 | 260.1646 | 0.020659 | 0 | 0 | 0.041318 | 260.303 | 0.020959 | 0 | 0 | 0.041918
2017-05-19 07:00 | 236.9771 | 0.70633 |  | 248.8412 | 0 | 0 | 0 | 0 | 255.834 | 0.011266 | 0 | 0 | 0.022531 | 261.5553 | 0.023675 | 0 | 0 | 0.04735 | 261.7672 | 0.024135 | 0 | 0 | 0.04827 | 261.9084 | 0.024441 | 0 | 0 | 0.048882 | 262.1203 | 0.024901 | 0 | 0 | 0.049802 | 262.3322 | 0.02536 | 0 | 0 | 0.050721 | 262.5441 | 0.02582 | 0 | 0 | 0.05164 | 262.8267 | 0.026433 | 0 | 0 | 0.052866 | 263.0386 | 0.026892 | 0 | 0 | 0.053785 | 263.1798 | 0.027199 | 0 | 0 | 0.054398 | 263.3917 | 0.027658 | 0 | 0 | 0.055317 | 263.533 | 0.027965 | 0 | 0 | 0.05593 | 263.7449 | 0.028424 | 0 | 0 | 0.056849 | 263.9568 | 0.028884 | 0 | 0 | 0.057768 | 264.0981 | 0.029191 | 0 | 0 | 0.058381 | 264.31 | 0.02965 | 0 | 0 | 0.0593 | 264.5219 | 0.03011 | 0 | 0 | 0.060219 | 264.5925 | 0.030263 | 0 | 0 | 0.060526 | 264.8044 | 0.030723 | 0 | 0 | 0.061445 | 265.0163 | 0.031182 | 0 | 0 | 0.062364 | 265.1576 | 0.031489 | 0 | 0 | 0.062977 | 265.3695 | 0.031948 | 0 | 0 | 0.063896 | 265.5107 | 0.032255 | 0 | 0 | 0.064509 | 265.652 | 0.032561 | 0 | 0 | 0.065122
2017-05-19 08:00 | 235.1103 | 0.70077 |  | 246.8811 | 0 | 0 | 0 | 0 | 253.8187 | 0.0068946 | 0 | 0 | 0.013789 | 259.4949 | 0.019206 | 0 | 0 | 0.038413 | 259.7052 | 0.019662 | 0 | 0 | 0.039325 | 259.8453 | 0.019966 | 0 | 0 | 0.039933 | 260.0555 | 0.020422 | 0 | 0 | 0.040845 | 260.2658 | 0.020878 | 0 | 0 | 0.041757 | 260.476 | 0.021334 | 0 | 0 | 0.042669 | 260.7563 | 0.021942 | 0 | 0 | 0.043885 | 260.9665 | 0.022398 | 0 | 0 | 0.044797 | 261.1067 | 0.022702 | 0 | 0 | 0.045405 | 261.3169 | 0.023158 | 0 | 0 | 0.046317 | 261.4571 | 0.023462 | 0 | 0 | 0.046925 | 261.6673 | 0.023918 | 0 | 0 | 0.047836 | 261.8775 | 0.024374 | 0 | 0 | 0.048748 | 262.0177 | 0.024678 | 0 | 0 | 0.049356 | 262.2279 | 0.025134 | 0 | 0 | 0.050268 | 262.4382 | 0.02559 | 0 | 0 | 0.05118 | 262.5082 | 0.025742 | 0 | 0 | 0.051484 | 262.7185 | 0.026198 | 0 | 0 | 0.052396 | 262.9287 | 0.026654 | 0 | 0 | 0.053308 | 263.0689 | 0.026958 | 0 | 0 | 0.053916 | 263.2791 | 0.027414 | 0 | 0 | 0.054828 | 263.4192 | 0.027718 | 0 | 0 | 0.055436 | 263.5594 | 0.028022 | 0 | 0 | 0.056044
2017-05-19 09:00 | 233.9037 | 0.69717 |  | 245.614 | 0 | 0 | 0 | 0 | 252.516 | 0.004069 | 0 | 0 | 0.0081381 | 258.1631 | 0.016318 | 0 | 0 | 0.032635 | 258.3722 | 0.016771 | 0 | 0 | 0.033542 | 258.5117 | 0.017074 | 0 | 0 | 0.034147 | 258.7208 | 0.017527 | 0 | 0 | 0.035055 | 258.93 | 0.017981 | 0 | 0 | 0.035962 | 259.1391 | 0.018435 | 0 | 0 | 0.036869 | 259.418 | 0.019039 | 0 | 0 | 0.038079 | 259.6272 | 0.019493 | 0 | 0 | 0.038986 | 259.7666 | 0.019796 | 0 | 0 | 0.039591 | 259.9757 | 0.020249 | 0 | 0 | 0.040498 | 260.1152 | 0.020552 | 0 | 0 | 0.041103 | 260.3243 | 0.021005 | 0 | 0 | 0.042011 | 260.5335 | 0.021459 | 0 | 0 | 0.042918 | 260.6729 | 0.021761 | 0 | 0 | 0.043523 | 260.8821 | 0.022215 | 0 | 0 | 0.04443 | 261.0912 | 0.022669 | 0 | 0 | 0.045337 | 261.1609 | 0.02282 | 0 | 0 | 0.04564 | 261.3701 | 0.023274 | 0 | 0 | 0.046547 | 261.5792 | 0.023727 | 0 | 0 | 0.047454 | 261.7187 | 0.02403 | 0 | 0 | 0.048059 | 261.9278 | 0.024483 | 0 | 0 | 0.048967 | 262.0673 | 0.024786 | 0 | 0 | 0.049571 | 262.2067 | 0.025088 | 0 | 0 | 0.050176
2017-05-19 10:00 | 233.3153 | 0.69542 |  | 244.9962 | 0 | 0 | 0 | 0 | 251.8809 | 0.0026914 | 0 | 0 | 0.0053828 | 257.5137 | 0.014909 | 0 | 0 | 0.029818 | 257.7224 | 0.015362 | 0 | 0 | 0.030723 | 257.8615 | 0.015663 | 0 | 0 | 0.031327 | 258.0701 | 0.016116 | 0 | 0 | 0.032232 | 258.2787 | 0.016568 | 0 | 0 | 0.033137 | 258.4873 | 0.017021 | 0 | 0 | 0.034042 | 258.7655 | 0.017624 | 0 | 0 | 0.035248 | 258.9741 | 0.018077 | 0 | 0 | 0.036153 | 259.1132 | 0.018378 | 0 | 0 | 0.036757 | 259.3218 | 0.018831 | 0 | 0 | 0.037662 | 259.4609 | 0.019133 | 0 | 0 | 0.038265 | 259.6695 | 0.019585 | 0 | 0 | 0.03917 | 259.8782 | 0.020038 | 0 | 0 | 0.040075 | 260.0173 | 0.020339 | 0 | 0 | 0.040679 | 260.2259 | 0.020792 | 0 | 0 | 0.041584 | 260.4345 | 0.021244 | 0 | 0 | 0.042489 | 260.5041 | 0.021395 | 0 | 0 | 0.04279 | 260.7127 | 0.021848 | 0 | 0 | 0.043695 | 260.9213 | 0.0223 | 0 | 0 | 0.0446 | 261.0604 | 0.022602 | 0 | 0 | 0.045204 | 261.269 | 0.023054 | 0 | 0 | 0.046109 | 261.4081 | 0.023356 | 0 | 0 | 0.046712 | 261.5472 | 0.023658 | 0 | 0 | 0.047315
2017-05-19 11:00 | 231.924 | 0.69127 |  | 243.5352 | 0 | 0 | 0 | 0 | 250.3788 | 0 | 0 | 0 | 0 | 255.9781 | 0.011578 | 0 | 0 | 0.023157 | 256.1855 | 0.012028 | 0 | 0 | 0.024056 | 256.3237 | 0.012328 | 0 | 0 | 0.024656 | 256.5311 | 0.012778 | 0 | 0 | 0.025556 | 256.7385 | 0.013228 | 0 | 0 | 0.026455 | 256.9459 | 0.013677 | 0 | 0 | 0.027355 | 257.2224 | 0.014277 | 0 | 0 | 0.028554 | 257.4298 | 0.014727 | 0 | 0 | 0.029454 | 257.568 | 0.015027 | 0 | 0 | 0.030054 | 257.7754 | 0.015477 | 0 | 0 | 0.030953 | 257.9136 | 0.015777 | 0 | 0 | 0.031553 | 258.121 | 0.016226 | 0 | 0 | 0.032453 | 258.3284 | 0.016676 | 0 | 0 | 0.033352 | 258.4667 | 0.016976 | 0 | 0 | 0.033952 | 258.674 | 0.017426 | 0 | 0 | 0.034852 | 258.8814 | 0.017876 | 0 | 0 | 0.035751 | 258.9506 | 0.018026 | 0 | 0 | 0.036051 | 259.1579 | 0.018475 | 0 | 0 | 0.036951 | 259.3653 | 0.018925 | 0 | 0 | 0.03785 | 259.5036 | 0.019225 | 0 | 0 | 0.03845 | 259.711 | 0.019675 | 0 | 0 | 0.03935 | 259.8492 | 0.019975 | 0 | 0 | 0.03995 | 259.9875 | 0.020275 | 0 | 0 | 0.040549
2017-05-19 12:00 | 233.0248 | 0.69455 |  | 244.6911 | 0 | 0 | 0 | 0 | 251.5672 | 0.0020111 | 0 | 0 | 0.0040221 | 257.1931 | 0.014214 | 0 | 0 | 0.028427 | 257.4014 | 0.014666 | 0 | 0 | 0.029331 | 257.5403 | 0.014967 | 0 | 0 | 0.029934 | 257.7487 | 0.015419 | 0 | 0 | 0.030838 | 257.9571 | 0.015871 | 0 | 0 | 0.031741 | 258.1654 | 0.016323 | 0 | 0 | 0.032645 | 258.4433 | 0.016925 | 0 | 0 | 0.033851 | 258.6516 | 0.017377 | 0 | 0 | 0.034754 | 258.7905 | 0.017679 | 0 | 0 | 0.035357 | 258.9989 | 0.01813 | 0 | 0 | 0.036261 | 259.1378 | 0.018432 | 0 | 0 | 0.036864 | 259.3462 | 0.018884 | 0 | 0 | 0.037767 | 259.5545 | 0.019336 | 0 | 0 | 0.038671 | 259.6935 | 0.019637 | 0 | 0 | 0.039274 | 259.9018 | 0.020089 | 0 | 0 | 0.040178 | 260.1102 | 0.020541 | 0 | 0 | 0.041082 | 260.1796 | 0.020691 | 0 | 0 | 0.041383 | 260.388 | 0.021143 | 0 | 0 | 0.042287 | 260.5964 | 0.021595 | 0 | 0 | 0.043191 | 260.7353 | 0.021897 | 0 | 0 | 0.043793 | 260.9437 | 0.022349 | 0 | 0 | 0.044697 | 261.0826 | 0.02265 | 0 | 0 | 0.0453 | 261.2215 | 0.022951 | 0 | 0 | 0.045902
2017-05-19 13:00 | 228.7571 | 0.68183 |  | 240.2098 | 0 | 0 | 0 | 0 | 246.9599 | 0 | 0 | 0 | 0 | 252.4828 | 0.003997 | 0 | 0 | 0.007994 | 252.6873 | 0.0044407 | 0 | 0 | 0.0088814 | 252.8237 | 0.0047365 | 0 | 0 | 0.0094729 | 253.0283 | 0.0051801 | 0 | 0 | 0.01036 | 253.2328 | 0.0056238 | 0 | 0 | 0.011248 | 253.4374 | 0.0060675 | 0 | 0 | 0.012135 | 253.7101 | 0.006659 | 0 | 0 | 0.013318 | 253.9146 | 0.0071027 | 0 | 0 | 0.014205 | 254.051 | 0.0073985 | 0 | 0 | 0.014797 | 254.2556 | 0.0078421 | 0 | 0 | 0.015684 | 254.3919 | 0.0081379 | 0 | 0 | 0.016276 | 254.5965 | 0.0085816 | 0 | 0 | 0.017163 | 254.801 | 0.0090253 | 0 | 0 | 0.018051 | 254.9374 | 0.009321 | 0 | 0 | 0.018642 | 255.1419 | 0.0097647 | 0 | 0 | 0.019529 | 255.3465 | 0.010208 | 0 | 0 | 0.020417 | 255.4147 | 0.010356 | 0 | 0 | 0.020713 | 255.6192 | 0.0108 | 0 | 0 | 0.0216 | 255.8238 | 0.011244 | 0 | 0 | 0.022487 | 255.9601 | 0.011539 | 0 | 0 | 0.023079 | 256.1647 | 0.011983 | 0 | 0 | 0.023966 | 256.3011 | 0.012279 | 0 | 0 | 0.024558 | 256.4374 | 0.012575 | 0 | 0 | 0.025149
2017-05-19 14:00 | 212.6409 | 0.6338 |  | 223.2867 | 0 | 0 | 0 | 0 | 229.5613 | 0 | 0 | 0 | 0 | 234.695 | 0 | 0 | 0 | 0 | 234.8852 | 0 | 0 | 0 | 0 | 235.0119 | 0 | 0 | 0 | 0 | 235.2021 | 0 | 0 | 0 | 0 | 235.3922 | 0 | 0 | 0 | 0 | 235.5823 | 0 | 0 | 0 | 0 | 235.8358 | 0 | 0 | 0 | 0 | 236.026 | 0 | 0 | 0 | 0 | 236.1527 | 0 | 0 | 0 | 0 | 236.3429 | 0 | 0 | 0 | 0 | 236.4696 | 0 | 0 | 0 | 0 | 236.6598 | 0 | 0 | 0 | 0 | 236.8499 | 0 | 0 | 0 | 0 | 236.9767 | 0 | 0 | 0 | 0 | 237.1668 | 0 | 0 | 0 | 0 | 237.357 | 0 | 0 | 0 | 0 | 237.4203 | 0 | 0 | 0 | 0 | 237.6105 | 0 | 0 | 0 | 0 | 237.8006 | 0 | 0 | 0 | 0 | 237.9274 | 0 | 0 | 0 | 0 | 238.1175 | 0 | 0 | 0 | 0 | 238.2443 | 0 | 0 | 0 | 0 | 238.371 | 0 | 0 | 0 | 0
2017-05-19 15:00 | 213.4568 | 0.63623 |  | 224.1434 | 0 | 0 | 0 | 0 | 230.4421 | 0 | 0 | 0 | 0 | 235.5956 | 0 | 0 | 0 | 0 | 235.7864 | 0 | 0 | 0 | 0 | 235.9137 | 0 | 0 | 0 | 0 | 236.1046 | 0 | 0 | 0 | 0 | 236.2954 | 0 | 0 | 0 | 0 | 236.4863 | 0 | 0 | 0 | 0 | 236.7408 | 0 | 0 | 0 | 0 | 236.9316 | 0 | 0 | 0 | 0 | 237.0589 | 0 | 0 | 0 | 0 | 237.2498 | 0 | 0 | 0 | 0 | 237.377 | 0 | 0 | 0 | 0 | 237.5679 | 0 | 0 | 0 | 0 | 237.7587 | 0 | 0 | 0 | 0 | 237.886 | 0 | 0 | 0 | 0 | 238.0769 | 0 | 0 | 0 | 0 | 238.2677 | 0 | 0 | 0 | 0 | 238.3314 | 0 | 0 | 0 | 0 | 238.5222 | 0 | 0 | 0 | 0 | 238.7131 | 0 | 0 | 0 | 0 | 238.8403 | 0 | 0 | 0 | 0 | 239.0312 | 0 | 0 | 0 | 0 | 239.1584 | 0 | 0 | 0 | 0 | 239.2857 | 0 | 0 | 0 | 0
2017-05-19 16:00 | 223.047 | 0.66481 |  | 234.2138 | 0 | 0 | 0 | 0 | 240.7954 | 0 | 0 | 0 | 0 | 246.1804 | 0 | 0 | 0 | 0 | 246.3798 | 0 | 0 | 0 | 0 | 246.5128 | 0 | 0 | 0 | 0 | 246.7122 | 0 | 0 | 0 | 0 | 246.9117 | 0 | 0 | 0 | 0 | 247.1111 | 0 | 0 | 0 | 0 | 247.3771 | 0 | 0 | 0 | 0 | 247.5765 | 0 | 0 | 0 | 0 | 247.7095 | 0 | 0 | 0 | 0 | 247.9089 | 0 | 0 | 0 | 0 | 248.0419 | 0 | 0 | 0 | 0 | 248.2413 | 0 | 0 | 0 | 0 | 248.4408 | 0 | 0 | 0 | 0 | 248.5737 | 0 | 0 | 0 | 0 | 248.7732 | 0 | 0 | 0 | 0 | 248.9726 | 0 | 0 | 0 | 0 | 249.0391 | 0 | 0 | 0 | 0 | 249.2385 | 0 | 0 | 0 | 0 | 249.438 | 0 | 0 | 0 | 0 | 249.5709 | 0 | 0 | 0 | 0 | 249.7704 | 0 | 0 | 0 | 0 | 249.9033 | 0 | 0 | 0 | 0 | 250.0363 | 0 | 0 | 0 | 0
2017-05-19 17:00 | 227.1374 | 0.67701 |  | 238.509 | 0 | 0 | 0 | 0 | 245.2113 | 0 | 0 | 0 | 0 | 250.6951 | 0.00011947 | 0 | 0 | 0.00023894 | 250.8982 | 0.00056 | 0 | 0 | 0.00112 | 251.0336 | 0.00085368 | 0 | 0 | 0.0017074 | 251.2367 | 0.0012942 | 0 | 0 | 0.0025884 | 251.4398 | 0.0017347 | 0 | 0 | 0.0034695 | 251.6429 | 0.0021753 | 0 | 0 | 0.0043505 | 251.9137 | 0.0027626 | 0 | 0 | 0.0055253 | 252.1168 | 0.0032032 | 0 | 0 | 0.0064063 | 252.2522 | 0.0034968 | 0 | 0 | 0.0069937 | 252.4553 | 0.0039374 | 0 | 0 | 0.0078748 | 252.5907 | 0.0042311 | 0 | 0 | 0.0084621 | 252.7938 | 0.0046716 | 0 | 0 | 0.0093432 | 252.9969 | 0.0051121 | 0 | 0 | 0.010224 | 253.1323 | 0.0054058 | 0 | 0 | 0.010812 | 253.3354 | 0.0058463 | 0 | 0 | 0.011693 | 253.5385 | 0.0062869 | 0 | 0 | 0.012574 | 253.6062 | 0.0064337 | 0 | 0 | 0.012867 | 253.8093 | 0.0068742 | 0 | 0 | 0.013748 | 254.0124 | 0.0073148 | 0 | 0 | 0.01463 | 254.1478 | 0.0076084 | 0 | 0 | 0.015217 | 254.3509 | 0.008049 | 0 | 0 | 0.016098 | 254.4863 | 0.0083426 | 0 | 0 | 0.016685 | 254.6217 | 0.0086363 | 0 | 0 | 0.017273
2017-05-19 18:00 | 225.509 | 0.67215 |  | 236.799 | 0 | 0 | 0 | 0 | 243.4533 | 0 | 0 | 0 | 0 | 248.8977 | 0 | 0 | 0 | 0 | 249.0994 | 0 | 0 | 0 | 0 | 249.2338 | 0 | 0 | 0 | 0 | 249.4355 | 0 | 0 | 0 | 0 | 249.6371 | 0 | 0 | 0 | 0 | 249.8387 | 0 | 0 | 0 | 0 | 250.1076 | 0 | 0 | 0 | 0 | 250.3093 | 0 | 0 | 0 | 0 | 250.4437 | 0 | 0 | 0 | 0 | 250.6453 | 1.1556e-05 | 0 | 0 | 2.3111e-05 | 250.7798 | 0.00030314 | 0 | 0 | 0.00060627 | 250.9814 | 0.0007405 | 0 | 0 | 0.001481 | 251.183 | 0.0011779 | 0 | 0 | 0.0023557 | 251.3175 | 0.0014695 | 0 | 0 | 0.0029389 | 251.5191 | 0.0019068 | 0 | 0 | 0.0038136 | 251.7208 | 0.0023442 | 0 | 0 | 0.0046884 | 251.788 | 0.00249 | 0 | 0 | 0.00498 | 251.9896 | 0.0029273 | 0 | 0 | 0.0058547 | 252.1913 | 0.0033647 | 0 | 0 | 0.0067294 | 252.3257 | 0.0036563 | 0 | 0 | 0.0073126 | 252.5274 | 0.0040937 | 0 | 0 | 0.0081873 | 252.6618 | 0.0043852 | 0 | 0 | 0.0087705 | 252.7962 | 0.0046768 | 0 | 0 | 0.0093537
2017-05-19 19:00 | 229.2625 | 0.68334 |  | 240.7405 | 0 | 0 | 0 | 0 | 247.5055 | 0 | 0 | 0 | 0 | 253.0406 | 0.0052068 | 0 | 0 | 0.010414 | 253.2456 | 0.0056515 | 0 | 0 | 0.011303 | 253.3822 | 0.0059479 | 0 | 0 | 0.011896 | 253.5872 | 0.0063925 | 0 | 0 | 0.012785 | 253.7922 | 0.0068372 | 0 | 0 | 0.013674 | 253.9972 | 0.0072818 | 0 | 0 | 0.014564 | 254.2706 | 0.0078747 | 0 | 0 | 0.015749 | 254.4756 | 0.0083194 | 0 | 0 | 0.016639 | 254.6122 | 0.0086158 | 0 | 0 | 0.017232 | 254.8172 | 0.0090604 | 0 | 0 | 0.018121 | 254.9539 | 0.0093569 | 0 | 0 | 0.018714 | 255.1589 | 0.0098015 | 0 | 0 | 0.019603 | 255.3639 | 0.010246 | 0 | 0 | 0.020492 | 255.5006 | 0.010543 | 0 | 0 | 0.021085 | 255.7056 | 0.010987 | 0 | 0 | 0.021975 | 255.9106 | 0.011432 | 0 | 0 | 0.022864 | 255.9789 | 0.01158 | 0 | 0 | 0.02316 | 256.1839 | 0.012025 | 0 | 0 | 0.02405 | 256.3889 | 0.012469 | 0 | 0 | 0.024939 | 256.5256 | 0.012766 | 0 | 0 | 0.025532 | 256.7306 | 0.01321 | 0 | 0 | 0.026421 | 256.8673 | 0.013507 | 0 | 0 | 0.027014 | 257.0039 | 0.013803 | 0 | 0 | 0.027607
2017-05-19 20:00 | 224.3735 | 0.66877 |  | 235.6067 | 0 | 0 | 0 | 0 | 242.2275 | 0 | 0 | 0 | 0 | 247.6445 | 0 | 0 | 0 | 0 | 247.8451 | 0 | 0 | 0 | 0 | 247.9789 | 0 | 0 | 0 | 0 | 248.1795 | 0 | 0 | 0 | 0 | 248.3801 | 0 | 0 | 0 | 0 | 248.5807 | 0 | 0 | 0 | 0 | 248.8482 | 0 | 0 | 0 | 0 | 249.0489 | 0 | 0 | 0 | 0 | 249.1826 | 0 | 0 | 0 | 0 | 249.3833 | 0 | 0 | 0 | 0 | 249.517 | 0 | 0 | 0 | 0 | 249.7176 | 0 | 0 | 0 | 0 | 249.9183 | 0 | 0 | 0 | 0 | 250.052 | 0 | 0 | 0 | 0 | 250.2527 | 0 | 0 | 0 | 0 | 250.4533 | 0 | 0 | 0 | 0 | 250.5202 | 0 | 0 | 0 | 0 | 250.7208 | 0.00017525 | 0 | 0 | 0.00035049 | 250.9214 | 0.00061041 | 0 | 0 | 0.0012208 | 251.0552 | 0.00090052 | 0 | 0 | 0.001801 | 251.2558 | 0.0013357 | 0 | 0 | 0.0026714 | 251.3896 | 0.0016258 | 0 | 0 | 0.0032516 | 251.5233 | 0.0019159 | 0 | 0 | 0.0038318
2017-05-19 21:00 | 227.1638 | 0.67708 |  | 238.5367 | 0 | 0 | 0 | 0 | 245.2398 | 0 | 0 | 0 | 0 | 250.7242 | 0.0001826 | 0 | 0 | 0.00036521 | 250.9273 | 0.00062318 | 0 | 0 | 0.0012464 | 251.0627 | 0.0009169 | 0 | 0 | 0.0018338 | 251.2659 | 0.0013575 | 0 | 0 | 0.002715 | 251.469 | 0.0017981 | 0 | 0 | 0.0035961 | 251.6721 | 0.0022386 | 0 | 0 | 0.0044773 | 251.9429 | 0.0028261 | 0 | 0 | 0.0056521 | 252.1461 | 0.0032667 | 0 | 0 | 0.0065333 | 252.2815 | 0.0035604 | 0 | 0 | 0.0071207 | 252.4846 | 0.004001 | 0 | 0 | 0.0080019 | 252.62 | 0.0042947 | 0 | 0 | 0.0085893 | 252.8231 | 0.0047352 | 0 | 0 | 0.0094705 | 253.0263 | 0.0051758 | 0 | 0 | 0.010352 | 253.1617 | 0.0054695 | 0 | 0 | 0.010939 | 253.3648 | 0.0059101 | 0 | 0 | 0.01182 | 253.5679 | 0.0063507 | 0 | 0 | 0.012701 | 253.6356 | 0.0064976 | 0 | 0 | 0.012995 | 253.8388 | 0.0069381 | 0 | 0 | 0.013876 | 254.0419 | 0.0073787 | 0 | 0 | 0.014757 | 254.1773 | 0.0076724 | 0 | 0 | 0.015345 | 254.3804 | 0.008113 | 0 | 0 | 0.016226 | 254.5159 | 0.0084067 | 0 | 0 | 0.016813 | 254.6513 | 0.0087005 | 0 | 0 | 0.017401
2017-05-19 22:00 | 234.7093 | 0.69957 |  | 246.4599 | 0 | 0 | 0 | 0 | 253.3857 | 0.0059555 | 0 | 0 | 0.011911 | 259.0523 | 0.018246 | 0 | 0 | 0.036492 | 259.2621 | 0.018701 | 0 | 0 | 0.037403 | 259.4021 | 0.019005 | 0 | 0 | 0.03801 | 259.6119 | 0.01946 | 0 | 0 | 0.03892 | 259.8218 | 0.019915 | 0 | 0 | 0.039831 | 260.0317 | 0.020371 | 0 | 0 | 0.040741 | 260.3115 | 0.020977 | 0 | 0 | 0.041955 | 260.5214 | 0.021433 | 0 | 0 | 0.042865 | 260.6613 | 0.021736 | 0 | 0 | 0.043472 | 260.8712 | 0.022191 | 0 | 0 | 0.044383 | 261.0111 | 0.022495 | 0 | 0 | 0.04499 | 261.221 | 0.02295 | 0 | 0 | 0.0459 | 261.4308 | 0.023405 | 0 | 0 | 0.046811 | 261.5707 | 0.023709 | 0 | 0 | 0.047418 | 261.7806 | 0.024164 | 0 | 0 | 0.048328 | 261.9905 | 0.024619 | 0 | 0 | 0.049238 | 262.0604 | 0.024771 | 0 | 0 | 0.049542 | 262.2703 | 0.025226 | 0 | 0 | 0.050452 | 262.4802 | 0.025681 | 0 | 0 | 0.051363 | 262.6201 | 0.025985 | 0 | 0 | 0.05197 | 262.83 | 0.02644 | 0 | 0 | 0.05288 | 262.9699 | 0.026744 | 0 | 0 | 0.053487 | 263.1098 | 0.027047 | 0 | 0 | 0.054094
2017-05-19 23:00 | 237.9706 | 0.70929 |  | 249.8845 | 0 | 0 | 0 | 0 | 256.9065 | 0.013592 | 0 | 0 | 0.027184 | 262.6518 | 0.026054 | 0 | 0 | 0.052107 | 262.8646 | 0.026515 | 0 | 0 | 0.05303 | 263.0065 | 0.026823 | 0 | 0 | 0.053646 | 263.2192 | 0.027284 | 0 | 0 | 0.054569 | 263.432 | 0.027746 | 0 | 0 | 0.055492 | 263.6448 | 0.028207 | 0 | 0 | 0.056415 | 263.9285 | 0.028823 | 0 | 0 | 0.057646 | 264.1413 | 0.029284 | 0 | 0 | 0.058569 | 264.2832 | 0.029592 | 0 | 0 | 0.059184 | 264.496 | 0.030054 | 0 | 0 | 0.060107 | 264.6378 | 0.030361 | 0 | 0 | 0.060723 | 264.8506 | 0.030823 | 0 | 0 | 0.061646 | 265.0634 | 0.031284 | 0 | 0 | 0.062569 | 265.2053 | 0.031592 | 0 | 0 | 0.063184 | 265.4181 | 0.032054 | 0 | 0 | 0.064107 | 265.6308 | 0.032515 | 0 | 0 | 0.06503 | 265.7018 | 0.032669 | 0 | 0 | 0.065338 | 265.9146 | 0.033131 | 0 | 0 | 0.066261 | 266.1274 | 0.033592 | 0 | 0 | 0.067184 | 266.2692 | 0.0339 | 0 | 0 | 0.0678 | 266.482 | 0.034361 | 0 | 0 | 0.068723 | 266.6239 | 0.034669 | 0 | 0 | 0.069338 | 266.7657 | 0.034977 | 0 | 0 | 0.069953
2017-05-20 | 240.9581 | 0.7182 |  | 253.0216 | 0.0051658 | 0 | 0 | 0.010332 | 260.1318 | 0.020588 | 0 | 0 | 0.041176 | 265.9492 | 0.033206 | 0 | 0 | 0.066411 | 266.1647 | 0.033673 | 0 | 0 | 0.067346 | 266.3083 | 0.033985 | 0 | 0 | 0.067969 | 266.5238 | 0.034452 | 0 | 0 | 0.068904 | 266.7393 | 0.034919 | 0 | 0 | 0.069839 | 266.9547 | 0.035387 | 0 | 0 | 0.070773 | 267.242 | 0.03601 | 0 | 0 | 0.072019 | 267.4575 | 0.036477 | 0 | 0 | 0.072954 | 267.6011 | 0.036789 | 0 | 0 | 0.073577 | 267.8166 | 0.037256 | 0 | 0 | 0.074512 | 267.9602 | 0.037568 | 0 | 0 | 0.075135 | 268.1757 | 0.038035 | 0 | 0 | 0.07607 | 268.3911 | 0.038502 | 0 | 0 | 0.077004 | 268.5348 | 0.038814 | 0 | 0 | 0.077627 | 268.7502 | 0.039281 | 0 | 0 | 0.078562 | 268.9657 | 0.039748 | 0 | 0 | 0.079497 | 269.0375 | 0.039904 | 0 | 0 | 0.079808 | 269.253 | 0.040371 | 0 | 0 | 0.080743 | 269.4684 | 0.040839 | 0 | 0 | 0.081678 | 269.6121 | 0.04115 | 0 | 0 | 0.082301 | 269.8275 | 0.041618 | 0 | 0 | 0.083235 | 269.9712 | 0.041929 | 0 | 0 | 0.083859 | 270.1148 | 0.042241 | 0 | 0 | 0.084482
2017-05-20 01:00 | 242.4987 | 0.72279 |  | 254.6393 | 0.0086745 | 0 | 0 | 0.017349 | 261.7949 | 0.024195 | 0 | 0 | 0.04839 | 267.6495 | 0.036894 | 0 | 0 | 0.073787 | 267.8664 | 0.037364 | 0 | 0 | 0.074728 | 268.0109 | 0.037678 | 0 | 0 | 0.075355 | 268.2278 | 0.038148 | 0 | 0 | 0.076296 | 268.4446 | 0.038618 | 0 | 0 | 0.077236 | 268.6614 | 0.039088 | 0 | 0 | 0.078177 | 268.9505 | 0.039716 | 0 | 0 | 0.079431 | 269.1674 | 0.040186 | 0 | 0 | 0.080372 | 269.3119 | 0.040499 | 0 | 0 | 0.080999 | 269.5288 | 0.04097 | 0 | 0 | 0.08194 | 269.6733 | 0.041283 | 0 | 0 | 0.082567 | 269.8902 | 0.041754 | 0 | 0 | 0.083507 | 270.107 | 0.042224 | 0 | 0 | 0.084448 | 270.2516 | 0.042538 | 0 | 0 | 0.085075 | 270.4684 | 0.043008 | 0 | 0 | 0.086016 | 270.6852 | 0.043478 | 0 | 0 | 0.086956 | 270.7575 | 0.043635 | 0 | 0 | 0.08727 | 270.9744 | 0.044105 | 0 | 0 | 0.08821 | 271.1912 | 0.044576 | 0 | 0 | 0.089151 | 271.3358 | 0.044889 | 0 | 0 | 0.089778 | 271.5526 | 0.045359 | 0 | 0 | 0.090719 | 271.6972 | 0.045673 | 0 | 0 | 0.091346 | 271.8417 | 0.045987 | 0 | 0 | 0.091973
2017-05-20 02:00 | 248.1774 | 0.73972 |  | 260.6023 | 0.021608 | 0 | 0 | 0.043217 | 267.9255 | 0.037492 | 0 | 0 | 0.074985 | 273.9172 | 0.050488 | 0 | 0 | 0.10098 | 274.1392 | 0.05097 | 0 | 0 | 0.10194 | 274.2871 | 0.051291 | 0 | 0 | 0.10258 | 274.509 | 0.051772 | 0 | 0 | 0.10354 | 274.7309 | 0.052253 | 0 | 0 | 0.10451 | 274.9529 | 0.052735 | 0 | 0 | 0.10547 | 275.2487 | 0.053376 | 0 | 0 | 0.10675 | 275.4707 | 0.053858 | 0 | 0 | 0.10772 | 275.6186 | 0.054179 | 0 | 0 | 0.10836 | 275.8405 | 0.05466 | 0 | 0 | 0.10932 | 275.9885 | 0.054981 | 0 | 0 | 0.10996 | 276.2104 | 0.055462 | 0 | 0 | 0.11092 | 276.4323 | 0.055943 | 0 | 0 | 0.11189 | 276.5802 | 0.056264 | 0 | 0 | 0.11253 | 276.8021 | 0.056746 | 0 | 0 | 0.11349 | 277.0241 | 0.057227 | 0 | 0 | 0.11445 | 277.098 | 0.057387 | 0 | 0 | 0.11477 | 277.3199 | 0.057869 | 0 | 0 | 0.11574 | 277.5419 | 0.05835 | 0 | 0 | 0.1167 | 277.6898 | 0.058671 | 0 | 0 | 0.11734 | 277.9117 | 0.059152 | 0 | 0 | 0.1183 | 278.0597 | 0.059473 | 0 | 0 | 0.11895 | 278.2076 | 0.059794 | 0 | 0 | 0.11959
2017-05-20 03:00 | 251.0886 | 0.74839 |  | 263.6593 | 0.028239 | 0 | 0 | 0.056478 | 271.0684 | 0.044309 | 0 | 0 | 0.088618 | 277.1304 | 0.057458 | 0 | 0 | 0.11492 | 277.3549 | 0.057945 | 0 | 0 | 0.11589 | 277.5046 | 0.058269 | 0 | 0 | 0.11654 | 277.7291 | 0.058756 | 0 | 0 | 0.11751 | 277.9536 | 0.059243 | 0 | 0 | 0.11849 | 278.1782 | 0.05973 | 0 | 0 | 0.11946 | 278.4775 | 0.06038 | 0 | 0 | 0.12076 | 278.702 | 0.060867 | 0 | 0 | 0.12173 | 278.8517 | 0.061191 | 0 | 0 | 0.12238 | 279.0762 | 0.061678 | 0 | 0 | 0.12336 | 279.2259 | 0.062003 | 0 | 0 | 0.12401 | 279.4504 | 0.06249 | 0 | 0 | 0.12498 | 279.6749 | 0.062977 | 0 | 0 | 0.12595 | 279.8246 | 0.063301 | 0 | 0 | 0.1266 | 280.0491 | 0.063788 | 0 | 0 | 0.12758 | 280.2737 | 0.064275 | 0 | 0 | 0.12855 | 280.3485 | 0.064438 | 0 | 0 | 0.12888 | 280.573 | 0.064925 | 0 | 0 | 0.12985 | 280.7975 | 0.065412 | 0 | 0 | 0.13082 | 280.9472 | 0.065736 | 0 | 0 | 0.13147 | 281.1717 | 0.066223 | 0 | 0 | 0.13245 | 281.3214 | 0.066548 | 0 | 0 | 0.1331 | 281.4711 | 0.066873 | 0 | 0 | 0.13375
2017-05-20 04:00 | 248.5954 | 0.74096 |  | 261.0412 | 0.02256 | 0 | 0 | 0.04512 | 268.3768 | 0.038471 | 0 | 0 | 0.076942 | 274.3785 | 0.051489 | 0 | 0 | 0.10298 | 274.6008 | 0.051971 | 0 | 0 | 0.10394 | 274.749 | 0.052292 | 0 | 0 | 0.10458 | 274.9713 | 0.052775 | 0 | 0 | 0.10555 | 275.1936 | 0.053257 | 0 | 0 | 0.10651 | 275.4159 | 0.053739 | 0 | 0 | 0.10748 | 275.7123 | 0.054382 | 0 | 0 | 0.10876 | 275.9346 | 0.054864 | 0 | 0 | 0.10973 | 276.0828 | 0.055185 | 0 | 0 | 0.11037 | 276.3051 | 0.055668 | 0 | 0 | 0.11134 | 276.4532 | 0.055989 | 0 | 0 | 0.11198 | 276.6755 | 0.056471 | 0 | 0 | 0.11294 | 276.8978 | 0.056953 | 0 | 0 | 0.11391 | 277.046 | 0.057275 | 0 | 0 | 0.11455 | 277.2683 | 0.057757 | 0 | 0 | 0.11551 | 277.4906 | 0.058239 | 0 | 0 | 0.11648 | 277.5647 | 0.0584 | 0 | 0 | 0.1168 | 277.787 | 0.058882 | 0 | 0 | 0.11776 | 278.0093 | 0.059364 | 0 | 0 | 0.11873 | 278.1575 | 0.059685 | 0 | 0 | 0.11937 | 278.3797 | 0.060168 | 0 | 0 | 0.12034 | 278.5279 | 0.060489 | 0 | 0 | 0.12098 | 278.6761 | 0.06081 | 0 | 0 | 0.12162
2017-05-20 05:00 | 246.6921 | 0.73529 |  | 259.0427 | 0.018225 | 0 | 0 | 0.036451 | 266.322 | 0.034014 | 0 | 0 | 0.068029 | 272.2779 | 0.046933 | 0 | 0 | 0.093865 | 272.4985 | 0.047411 | 0 | 0 | 0.094822 | 272.6455 | 0.04773 | 0 | 0 | 0.09546 | 272.8661 | 0.048208 | 0 | 0 | 0.096417 | 273.0867 | 0.048687 | 0 | 0 | 0.097374 | 273.3073 | 0.049165 | 0 | 0 | 0.098331 | 273.6014 | 0.049803 | 0 | 0 | 0.099607 | 273.822 | 0.050282 | 0 | 0 | 0.10056 | 273.969 | 0.050601 | 0 | 0 | 0.1012 | 274.1896 | 0.051079 | 0 | 0 | 0.10216 | 274.3367 | 0.051398 | 0 | 0 | 0.1028 | 274.5573 | 0.051877 | 0 | 0 | 0.10375 | 274.7779 | 0.052355 | 0 | 0 | 0.10471 | 274.9249 | 0.052674 | 0 | 0 | 0.10535 | 275.1455 | 0.053152 | 0 | 0 | 0.1063 | 275.3661 | 0.053631 | 0 | 0 | 0.10726 | 275.4396 | 0.05379 | 0 | 0 | 0.10758 | 275.6602 | 0.054269 | 0 | 0 | 0.10854 | 275.8808 | 0.054747 | 0 | 0 | 0.10949 | 276.0279 | 0.055066 | 0 | 0 | 0.11013 | 276.2484 | 0.055545 | 0 | 0 | 0.11109 | 276.3955 | 0.055864 | 0 | 0 | 0.11173 | 276.5426 | 0.056183 | 0 | 0 | 0.11237
2017-05-20 06:00 | 246.0569 | 0.7334 |  | 258.3756 | 0.016779 | 0 | 0 | 0.033557 | 265.6363 | 0.032527 | 0 | 0 | 0.065054 | 271.5768 | 0.045412 | 0 | 0 | 0.090824 | 271.7968 | 0.045889 | 0 | 0 | 0.091778 | 271.9435 | 0.046207 | 0 | 0 | 0.092414 | 272.1635 | 0.046684 | 0 | 0 | 0.093369 | 272.3835 | 0.047162 | 0 | 0 | 0.094323 | 272.6035 | 0.047639 | 0 | 0 | 0.095278 | 272.8969 | 0.048275 | 0 | 0 | 0.09655 | 273.1169 | 0.048752 | 0 | 0 | 0.097505 | 273.2636 | 0.049071 | 0 | 0 | 0.098141 | 273.4836 | 0.049548 | 0 | 0 | 0.099096 | 273.6303 | 0.049866 | 0 | 0 | 0.099732 | 273.8503 | 0.050343 | 0 | 0 | 0.10069 | 274.0703 | 0.05082 | 0 | 0 | 0.10164 | 274.217 | 0.051139 | 0 | 0 | 0.10228 | 274.437 | 0.051616 | 0 | 0 | 0.10323 | 274.657 | 0.052093 | 0 | 0 | 0.10419 | 274.7304 | 0.052252 | 0 | 0 | 0.1045 | 274.9504 | 0.052729 | 0 | 0 | 0.10546 | 275.1704 | 0.053206 | 0 | 0 | 0.10641 | 275.3171 | 0.053525 | 0 | 0 | 0.10705 | 275.5371 | 0.054002 | 0 | 0 | 0.108 | 275.6838 | 0.05432 | 0 | 0 | 0.10864 | 275.8305 | 0.054638 | 0 | 0 | 0.10928
2017-05-20 07:00 | 247.8804 | 0.73883 |  | 260.2904 | 0.020932 | 0 | 0 | 0.041864 | 267.6049 | 0.036797 | 0 | 0 | 0.073594 | 273.5894 | 0.049777 | 0 | 0 | 0.099554 | 273.811 | 0.050258 | 0 | 0 | 0.10052 | 273.9588 | 0.050579 | 0 | 0 | 0.10116 | 274.1805 | 0.051059 | 0 | 0 | 0.10212 | 274.4021 | 0.05154 | 0 | 0 | 0.10308 | 274.6238 | 0.052021 | 0 | 0 | 0.10404 | 274.9193 | 0.052662 | 0 | 0 | 0.10532 | 275.1409 | 0.053143 | 0 | 0 | 0.10629 | 275.2887 | 0.053463 | 0 | 0 | 0.10693 | 275.5104 | 0.053944 | 0 | 0 | 0.10789 | 275.6581 | 0.054264 | 0 | 0 | 0.10853 | 275.8798 | 0.054745 | 0 | 0 | 0.10949 | 276.1014 | 0.055226 | 0 | 0 | 0.11045 | 276.2492 | 0.055546 | 0 | 0 | 0.11109 | 276.4708 | 0.056027 | 0 | 0 | 0.11205 | 276.6925 | 0.056508 | 0 | 0 | 0.11302 | 276.7664 | 0.056668 | 0 | 0 | 0.11334 | 276.988 | 0.057149 | 0 | 0 | 0.1143 | 277.2097 | 0.05763 | 0 | 0 | 0.11526 | 277.3574 | 0.05795 | 0 | 0 | 0.1159 | 277.5791 | 0.058431 | 0 | 0 | 0.11686 | 277.7269 | 0.058751 | 0 | 0 | 0.1175 | 277.8746 | 0.059072 | 0 | 0 | 0.11814
2017-05-20 08:00 | 238.4461 | 0.71071 |  | 250.3838 | 0 | 0 | 0 | 0 | 257.4199 | 0.014706 | 0 | 0 | 0.029411 | 263.1767 | 0.027192 | 0 | 0 | 0.054384 | 263.3899 | 0.027654 | 0 | 0 | 0.055309 | 263.532 | 0.027963 | 0 | 0 | 0.055926 | 263.7452 | 0.028425 | 0 | 0 | 0.05685 | 263.9584 | 0.028888 | 0 | 0 | 0.057775 | 264.1717 | 0.02935 | 0 | 0 | 0.0587 | 264.4559 | 0.029967 | 0 | 0 | 0.059934 | 264.6692 | 0.030429 | 0 | 0 | 0.060858 | 264.8113 | 0.030738 | 0 | 0 | 0.061475 | 265.0245 | 0.0312 | 0 | 0 | 0.0624 | 265.1667 | 0.031508 | 0 | 0 | 0.063017 | 265.3799 | 0.031971 | 0 | 0 | 0.063942 | 265.5931 | 0.032433 | 0 | 0 | 0.064866 | 265.7352 | 0.032742 | 0 | 0 | 0.065483 | 265.9484 | 0.033204 | 0 | 0 | 0.066408 | 266.1617 | 0.033666 | 0 | 0 | 0.067333 | 266.2327 | 0.033821 | 0 | 0 | 0.067641 | 266.4459 | 0.034283 | 0 | 0 | 0.068566 | 266.6592 | 0.034746 | 0 | 0 | 0.069491 | 266.8013 | 0.035054 | 0 | 0 | 0.070108 | 267.0145 | 0.035516 | 0 | 0 | 0.071033 | 267.1566 | 0.035825 | 0 | 0 | 0.071649 | 267.2988 | 0.036133 | 0 | 0 | 0.072266
2017-05-20 09:00 | 237.6395 | 0.70831 |  | 249.5368 | 0 | 0 | 0 | 0 | 256.5491 | 0.012817 | 0 | 0 | 0.025634 | 262.2864 | 0.025261 | 0 | 0 | 0.050522 | 262.4989 | 0.025722 | 0 | 0 | 0.051444 | 262.6405 | 0.026029 | 0 | 0 | 0.052058 | 262.853 | 0.02649 | 0 | 0 | 0.05298 | 263.0655 | 0.026951 | 0 | 0 | 0.053902 | 263.278 | 0.027412 | 0 | 0 | 0.054824 | 263.5613 | 0.028026 | 0 | 0 | 0.056053 | 263.7738 | 0.028487 | 0 | 0 | 0.056974 | 263.9155 | 0.028794 | 0 | 0 | 0.057589 | 264.128 | 0.029255 | 0 | 0 | 0.058511 | 264.2696 | 0.029563 | 0 | 0 | 0.059125 | 264.4821 | 0.030024 | 0 | 0 | 0.060047 | 264.6946 | 0.030484 | 0 | 0 | 0.060969 | 264.8363 | 0.030792 | 0 | 0 | 0.061583 | 265.0488 | 0.031253 | 0 | 0 | 0.062505 | 265.2613 | 0.031714 | 0 | 0 | 0.063427 | 265.3321 | 0.031867 | 0 | 0 | 0.063734 | 265.5446 | 0.032328 | 0 | 0 | 0.064656 | 265.7571 | 0.032789 | 0 | 0 | 0.065578 | 265.8987 | 0.033096 | 0 | 0 | 0.066192 | 266.1112 | 0.033557 | 0 | 0 | 0.067114 | 266.2529 | 0.033864 | 0 | 0 | 0.067729 | 266.3945 | 0.034172 | 0 | 0 | 0.068343
2017-05-20 10:00 | 235.4227 | 0.7017 |  | 247.2091 | 0 | 0 | 0 | 0 | 254.1559 | 0.0076261 | 0 | 0 | 0.015252 | 259.8397 | 0.019954 | 0 | 0 | 0.039908 | 260.0502 | 0.020411 | 0 | 0 | 0.040822 | 260.1906 | 0.020715 | 0 | 0 | 0.04143 | 260.4011 | 0.021172 | 0 | 0 | 0.042344 | 260.6116 | 0.021628 | 0 | 0 | 0.043257 | 260.8221 | 0.022085 | 0 | 0 | 0.04417 | 261.1028 | 0.022694 | 0 | 0 | 0.045388 | 261.3133 | 0.02315 | 0 | 0 | 0.046301 | 261.4536 | 0.023455 | 0 | 0 | 0.04691 | 261.6641 | 0.023911 | 0 | 0 | 0.047823 | 261.8045 | 0.024216 | 0 | 0 | 0.048431 | 262.015 | 0.024672 | 0 | 0 | 0.049345 | 262.2255 | 0.025129 | 0 | 0 | 0.050258 | 262.3658 | 0.025433 | 0 | 0 | 0.050867 | 262.5763 | 0.02589 | 0 | 0 | 0.05178 | 262.7869 | 0.026347 | 0 | 0 | 0.052693 | 262.857 | 0.026499 | 0 | 0 | 0.052997 | 263.0675 | 0.026955 | 0 | 0 | 0.053911 | 263.278 | 0.027412 | 0 | 0 | 0.054824 | 263.4184 | 0.027716 | 0 | 0 | 0.055433 | 263.6289 | 0.028173 | 0 | 0 | 0.056346 | 263.7692 | 0.028477 | 0 | 0 | 0.056955 | 263.9096 | 0.028782 | 0 | 0 | 0.057563
2017-05-20 11:00 | 228.0416 | 0.6797 |  | 239.4584 | 0 | 0 | 0 | 0 | 246.1875 | 0 | 0 | 0 | 0 | 251.693 | 0.002284 | 0 | 0 | 0.004568 | 251.8969 | 0.0027263 | 0 | 0 | 0.0054526 | 252.0329 | 0.0030212 | 0 | 0 | 0.0060423 | 252.2368 | 0.0034634 | 0 | 0 | 0.0069269 | 252.4407 | 0.0039057 | 0 | 0 | 0.0078114 | 252.6446 | 0.004348 | 0 | 0 | 0.008696 | 252.9165 | 0.0049377 | 0 | 0 | 0.0098754 | 253.1204 | 0.00538 | 0 | 0 | 0.01076 | 253.2563 | 0.0056748 | 0 | 0 | 0.01135 | 253.4602 | 0.0061171 | 0 | 0 | 0.012234 | 253.5962 | 0.006412 | 0 | 0 | 0.012824 | 253.8001 | 0.0068543 | 0 | 0 | 0.013709 | 254.004 | 0.0072965 | 0 | 0 | 0.014593 | 254.14 | 0.0075914 | 0 | 0 | 0.015183 | 254.3439 | 0.0080337 | 0 | 0 | 0.016067 | 254.5478 | 0.008476 | 0 | 0 | 0.016952 | 254.6157 | 0.0086234 | 0 | 0 | 0.017247 | 254.8197 | 0.0090657 | 0 | 0 | 0.018131 | 255.0236 | 0.0095079 | 0 | 0 | 0.019016 | 255.1595 | 0.0098028 | 0 | 0 | 0.019606 | 255.3634 | 0.010245 | 0 | 0 | 0.02049 | 255.4994 | 0.01054 | 0 | 0 | 0.02108 | 255.6353 | 0.010835 | 0 | 0 | 0.02167
2017-05-20 12:00 | 225.4019 | 0.67183 |  | 236.6866 | 0 | 0 | 0 | 0 | 243.3377 | 0 | 0 | 0 | 0 | 248.7796 | 0 | 0 | 0 | 0 | 248.9811 | 0 | 0 | 0 | 0 | 249.1155 | 0 | 0 | 0 | 0 | 249.317 | 0 | 0 | 0 | 0 | 249.5186 | 0 | 0 | 0 | 0 | 249.7201 | 0 | 0 | 0 | 0 | 249.9889 | 0 | 0 | 0 | 0 | 250.1904 | 0 | 0 | 0 | 0 | 250.3248 | 0 | 0 | 0 | 0 | 250.5263 | 0 | 0 | 0 | 0 | 250.6607 | 4.4901e-05 | 0 | 0 | 8.9802e-05 | 250.8623 | 0.00048206 | 0 | 0 | 0.00096412 | 251.0638 | 0.00091922 | 0 | 0 | 0.0018384 | 251.1982 | 0.0012107 | 0 | 0 | 0.0024213 | 251.3997 | 0.0016478 | 0 | 0 | 0.0032957 | 251.6013 | 0.002085 | 0 | 0 | 0.00417 | 251.6684 | 0.0022307 | 0 | 0 | 0.0044614 | 251.87 | 0.0026679 | 0 | 0 | 0.0053357 | 252.0715 | 0.003105 | 0 | 0 | 0.0062101 | 252.2059 | 0.0033965 | 0 | 0 | 0.0067929 | 252.4075 | 0.0038336 | 0 | 0 | 0.0076673 | 252.5418 | 0.0041251 | 0 | 0 | 0.0082501 | 252.6762 | 0.0044165 | 0 | 0 | 0.008833
2017-05-20 13:00 | 230.7195 | 0.68768 |  | 242.2704 | 0 | 0 | 0 | 0 | 249.0785 | 0 | 0 | 0 | 0 | 254.6487 | 0.0086949 | 0 | 0 | 0.01739 | 254.855 | 0.0091424 | 0 | 0 | 0.018285 | 254.9926 | 0.0094407 | 0 | 0 | 0.018881 | 255.1989 | 0.0098882 | 0 | 0 | 0.019776 | 255.4052 | 0.010336 | 0 | 0 | 0.020671 | 255.6115 | 0.010783 | 0 | 0 | 0.021566 | 255.8865 | 0.01138 | 0 | 0 | 0.022759 | 256.0928 | 0.011827 | 0 | 0 | 0.023654 | 256.2304 | 0.012126 | 0 | 0 | 0.024251 | 256.4367 | 0.012573 | 0 | 0 | 0.025146 | 256.5742 | 0.012871 | 0 | 0 | 0.025743 | 256.7805 | 0.013319 | 0 | 0 | 0.026638 | 256.9868 | 0.013766 | 0 | 0 | 0.027533 | 257.1244 | 0.014065 | 0 | 0 | 0.028129 | 257.3307 | 0.014512 | 0 | 0 | 0.029024 | 257.537 | 0.01496 | 0 | 0 | 0.029919 | 257.6057 | 0.015109 | 0 | 0 | 0.030217 | 257.8121 | 0.015556 | 0 | 0 | 0.031112 | 258.0184 | 0.016004 | 0 | 0 | 0.032007 | 258.1559 | 0.016302 | 0 | 0 | 0.032604 | 258.3622 | 0.016749 | 0 | 0 | 0.033499 | 258.4997 | 0.017048 | 0 | 0 | 0.034096 | 258.6373 | 0.017346 | 0 | 0 | 0.034692
2017-05-20 14:00 | 227.6001 | 0.67838 |  | 238.9948 | 0 | 0 | 0 | 0 | 245.7108 | 0 | 0 | 0 | 0 | 251.2057 | 0.0012271 | 0 | 0 | 0.0024542 | 251.4093 | 0.0016685 | 0 | 0 | 0.0033371 | 251.5449 | 0.0019628 | 0 | 0 | 0.0039256 | 251.7485 | 0.0024042 | 0 | 0 | 0.0048085 | 251.952 | 0.0028457 | 0 | 0 | 0.0056913 | 252.1555 | 0.0032871 | 0 | 0 | 0.0065742 | 252.4268 | 0.0038756 | 0 | 0 | 0.0077513 | 252.6304 | 0.0043171 | 0 | 0 | 0.0086341 | 252.766 | 0.0046114 | 0 | 0 | 0.0092227 | 252.9695 | 0.0050528 | 0 | 0 | 0.010106 | 253.1052 | 0.0053471 | 0 | 0 | 0.010694 | 253.3087 | 0.0057885 | 0 | 0 | 0.011577 | 253.5123 | 0.0062299 | 0 | 0 | 0.01246 | 253.6479 | 0.0065242 | 0 | 0 | 0.013048 | 253.8514 | 0.0069656 | 0 | 0 | 0.013931 | 254.055 | 0.007407 | 0 | 0 | 0.014814 | 254.1228 | 0.0075542 | 0 | 0 | 0.015108 | 254.3263 | 0.0079956 | 0 | 0 | 0.015991 | 254.5298 | 0.008437 | 0 | 0 | 0.016874 | 254.6655 | 0.0087313 | 0 | 0 | 0.017463 | 254.869 | 0.0091727 | 0 | 0 | 0.018345 | 255.0047 | 0.009467 | 0 | 0 | 0.018934 | 255.1404 | 0.0097613 | 0 | 0 | 0.019523
2017-05-20 15:00 | 221.1897 | 0.65928 |  | 232.2635 | 0 | 0 | 0 | 0 | 238.7904 | 0 | 0 | 0 | 0 | 244.1305 | 0 | 0 | 0 | 0 | 244.3283 | 0 | 0 | 0 | 0 | 244.4602 | 0 | 0 | 0 | 0 | 244.6579 | 0 | 0 | 0 | 0 | 244.8557 | 0 | 0 | 0 | 0 | 245.0535 | 0 | 0 | 0 | 0 | 245.3172 | 0 | 0 | 0 | 0 | 245.515 | 0 | 0 | 0 | 0 | 245.6469 | 0 | 0 | 0 | 0 | 245.8446 | 0 | 0 | 0 | 0 | 245.9765 | 0 | 0 | 0 | 0 | 246.1743 | 0 | 0 | 0 | 0 | 246.3721 | 0 | 0 | 0 | 0 | 246.5039 | 0 | 0 | 0 | 0 | 246.7017 | 0 | 0 | 0 | 0 | 246.8995 | 0 | 0 | 0 | 0 | 246.9654 | 0 | 0 | 0 | 0 | 247.1632 | 0 | 0 | 0 | 0 | 247.361 | 0 | 0 | 0 | 0 | 247.4928 | 0 | 0 | 0 | 0 | 247.6906 | 0 | 0 | 0 | 0 | 247.8225 | 0 | 0 | 0 | 0 | 247.9543 | 0 | 0 | 0 | 0
2017-05-20 16:00 | 227.748 | 0.67883 |  | 239.1501 | 0 | 0 | 0 | 0 | 245.8705 | 0 | 0 | 0 | 0 | 251.369 | 0.0015812 | 0 | 0 | 0.0031624 | 251.5726 | 0.0020229 | 0 | 0 | 0.0040458 | 251.7084 | 0.0023174 | 0 | 0 | 0.0046347 | 251.912 | 0.0027591 | 0 | 0 | 0.0055181 | 252.1157 | 0.0032008 | 0 | 0 | 0.0064016 | 252.3193 | 0.0036425 | 0 | 0 | 0.007285 | 252.5909 | 0.0042314 | 0 | 0 | 0.0084629 | 252.7945 | 0.0046732 | 0 | 0 | 0.0093463 | 252.9303 | 0.0049676 | 0 | 0 | 0.0099353 | 253.1339 | 0.0054093 | 0 | 0 | 0.010819 | 253.2697 | 0.0057038 | 0 | 0 | 0.011408 | 253.4733 | 0.0061455 | 0 | 0 | 0.012291 | 253.677 | 0.0065872 | 0 | 0 | 0.013174 | 253.8128 | 0.0068817 | 0 | 0 | 0.013763 | 254.0164 | 0.0073234 | 0 | 0 | 0.014647 | 254.2201 | 0.0077651 | 0 | 0 | 0.01553 | 254.2879 | 0.0079124 | 0 | 0 | 0.015825 | 254.4916 | 0.0083541 | 0 | 0 | 0.016708 | 254.6952 | 0.0087958 | 0 | 0 | 0.017592 | 254.831 | 0.0090903 | 0 | 0 | 0.018181 | 255.0346 | 0.009532 | 0 | 0 | 0.019064 | 255.1704 | 0.0098265 | 0 | 0 | 0.019653 | 255.3062 | 0.010121 | 0 | 0 | 0.020242
2017-05-20 17:00 | 236.0282 | 0.70351 |  | 247.8449 | 0 | 0 | 0 | 0 | 254.8096 | 0.0090438 | 0 | 0 | 0.018088 | 260.508 | 0.021404 | 0 | 0 | 0.042807 | 260.719 | 0.021861 | 0 | 0 | 0.043723 | 260.8597 | 0.022167 | 0 | 0 | 0.044333 | 261.0708 | 0.022624 | 0 | 0 | 0.045249 | 261.2818 | 0.023082 | 0 | 0 | 0.046164 | 261.4929 | 0.02354 | 0 | 0 | 0.04708 | 261.7743 | 0.02415 | 0 | 0 | 0.048301 | 261.9853 | 0.024608 | 0 | 0 | 0.049216 | 262.126 | 0.024913 | 0 | 0 | 0.049826 | 262.3371 | 0.025371 | 0 | 0 | 0.050742 | 262.4778 | 0.025676 | 0 | 0 | 0.051352 | 262.6888 | 0.026134 | 0 | 0 | 0.052268 | 262.8999 | 0.026592 | 0 | 0 | 0.053183 | 263.0406 | 0.026897 | 0 | 0 | 0.053794 | 263.2516 | 0.027355 | 0 | 0 | 0.054709 | 263.4627 | 0.027812 | 0 | 0 | 0.055625 | 263.533 | 0.027965 | 0 | 0 | 0.05593 | 263.7441 | 0.028423 | 0 | 0 | 0.056846 | 263.9551 | 0.028881 | 0 | 0 | 0.057761 | 264.0958 | 0.029186 | 0 | 0 | 0.058371 | 264.3069 | 0.029644 | 0 | 0 | 0.059287 | 264.4476 | 0.029949 | 0 | 0 | 0.059897 | 264.5883 | 0.030254 | 0 | 0 | 0.060508
2017-05-20 18:00 | 234.1474 | 0.6979 |  | 245.8699 | 0 | 0 | 0 | 0 | 252.7791 | 0.0046397 | 0 | 0 | 0.0092793 | 258.4321 | 0.016901 | 0 | 0 | 0.033802 | 258.6414 | 0.017355 | 0 | 0 | 0.03471 | 258.781 | 0.017658 | 0 | 0 | 0.035316 | 258.9904 | 0.018112 | 0 | 0 | 0.036224 | 259.1998 | 0.018566 | 0 | 0 | 0.037132 | 259.4091 | 0.01902 | 0 | 0 | 0.03804 | 259.6883 | 0.019626 | 0 | 0 | 0.039251 | 259.8977 | 0.02008 | 0 | 0 | 0.04016 | 260.0372 | 0.020383 | 0 | 0 | 0.040765 | 260.2466 | 0.020837 | 0 | 0 | 0.041673 | 260.3862 | 0.021139 | 0 | 0 | 0.042279 | 260.5955 | 0.021594 | 0 | 0 | 0.043187 | 260.8049 | 0.022048 | 0 | 0 | 0.044095 | 260.9445 | 0.02235 | 0 | 0 | 0.044701 | 261.1539 | 0.022805 | 0 | 0 | 0.045609 | 261.3632 | 0.023259 | 0 | 0 | 0.046517 | 261.433 | 0.02341 | 0 | 0 | 0.04682 | 261.6424 | 0.023864 | 0 | 0 | 0.047728 | 261.8518 | 0.024318 | 0 | 0 | 0.048637 | 261.9913 | 0.024621 | 0 | 0 | 0.049242 | 262.2007 | 0.025075 | 0 | 0 | 0.05015 | 262.3403 | 0.025378 | 0 | 0 | 0.050756 | 262.4799 | 0.025681 | 0 | 0 | 0.051361
2017-05-20 19:00 | 231.1439 | 0.68895 |  | 242.7161 | 0 | 0 | 0 | 0 | 249.5366 | 0 | 0 | 0 | 0 | 255.1171 | 0.0097109 | 0 | 0 | 0.019422 | 255.3238 | 0.010159 | 0 | 0 | 0.020318 | 255.4616 | 0.010458 | 0 | 0 | 0.020916 | 255.6683 | 0.010906 | 0 | 0 | 0.021813 | 255.875 | 0.011355 | 0 | 0 | 0.022709 | 256.0816 | 0.011803 | 0 | 0 | 0.023606 | 256.3572 | 0.012401 | 0 | 0 | 0.024801 | 256.5639 | 0.012849 | 0 | 0 | 0.025698 | 256.7017 | 0.013148 | 0 | 0 | 0.026296 | 256.9084 | 0.013596 | 0 | 0 | 0.027192 | 257.0462 | 0.013895 | 0 | 0 | 0.02779 | 257.2528 | 0.014343 | 0 | 0 | 0.028687 | 257.4595 | 0.014792 | 0 | 0 | 0.029583 | 257.5973 | 0.01509 | 0 | 0 | 0.030181 | 257.804 | 0.015539 | 0 | 0 | 0.031077 | 258.0107 | 0.015987 | 0 | 0 | 0.031974 | 258.0796 | 0.016136 | 0 | 0 | 0.032273 | 258.2863 | 0.016585 | 0 | 0 | 0.03317 | 258.493 | 0.017033 | 0 | 0 | 0.034066 | 258.6307 | 0.017332 | 0 | 0 | 0.034664 | 258.8374 | 0.01778 | 0 | 0 | 0.03556 | 258.9752 | 0.018079 | 0 | 0 | 0.036158 | 259.113 | 0.018378 | 0 | 0 | 0.036756
2017-05-20 20:00 | 232.0798 | 0.69174 |  | 243.6988 | 0 | 0 | 0 | 0 | 250.547 | 0 | 0 | 0 | 0 | 256.15 | 0.011951 | 0 | 0 | 0.023903 | 256.3576 | 0.012401 | 0 | 0 | 0.024803 | 256.4959 | 0.012701 | 0 | 0 | 0.025403 | 256.7034 | 0.013152 | 0 | 0 | 0.026303 | 256.9109 | 0.013602 | 0 | 0 | 0.027203 | 257.1185 | 0.014052 | 0 | 0 | 0.028104 | 257.3952 | 0.014652 | 0 | 0 | 0.029304 | 257.6027 | 0.015102 | 0 | 0 | 0.030204 | 257.741 | 0.015402 | 0 | 0 | 0.030804 | 257.9486 | 0.015852 | 0 | 0 | 0.031704 | 258.0869 | 0.016152 | 0 | 0 | 0.032305 | 258.2944 | 0.016602 | 0 | 0 | 0.033205 | 258.5019 | 0.017053 | 0 | 0 | 0.034105 | 258.6403 | 0.017353 | 0 | 0 | 0.034705 | 258.8478 | 0.017803 | 0 | 0 | 0.035605 | 259.0553 | 0.018253 | 0 | 0 | 0.036506 | 259.1245 | 0.018403 | 0 | 0 | 0.036806 | 259.332 | 0.018853 | 0 | 0 | 0.037706 | 259.5395 | 0.019303 | 0 | 0 | 0.038606 | 259.6779 | 0.019603 | 0 | 0 | 0.039206 | 259.8854 | 0.020053 | 0 | 0 | 0.040107 | 260.0238 | 0.020353 | 0 | 0 | 0.040707 | 260.1621 | 0.020653 | 0 | 0 | 0.041307
2017-05-20 21:00 | 236.4824 | 0.70486 |  | 248.3218 | 0 | 0 | 0 | 0 | 255.3 | 0.010107 | 0 | 0 | 0.020215 | 261.0093 | 0.022491 | 0 | 0 | 0.044982 | 261.2208 | 0.02295 | 0 | 0 | 0.045899 | 261.3617 | 0.023255 | 0 | 0 | 0.046511 | 261.5732 | 0.023714 | 0 | 0 | 0.047428 | 261.7847 | 0.024173 | 0 | 0 | 0.048346 | 261.9961 | 0.024631 | 0 | 0 | 0.049263 | 262.2781 | 0.025243 | 0 | 0 | 0.050486 | 262.4895 | 0.025702 | 0 | 0 | 0.051403 | 262.6305 | 0.026007 | 0 | 0 | 0.052015 | 262.8419 | 0.026466 | 0 | 0 | 0.052932 | 262.9829 | 0.026772 | 0 | 0 | 0.053544 | 263.1944 | 0.02723 | 0 | 0 | 0.054461 | 263.4058 | 0.027689 | 0 | 0 | 0.055378 | 263.5468 | 0.027995 | 0 | 0 | 0.05599 | 263.7583 | 0.028454 | 0 | 0 | 0.056907 | 263.9697 | 0.028912 | 0 | 0 | 0.057824 | 264.0402 | 0.029065 | 0 | 0 | 0.05813 | 264.2517 | 0.029524 | 0 | 0 | 0.059047 | 264.4631 | 0.029982 | 0 | 0 | 0.059965 | 264.6041 | 0.030288 | 0 | 0 | 0.060576 | 264.8155 | 0.030747 | 0 | 0 | 0.061494 | 264.9565 | 0.031053 | 0 | 0 | 0.062105 | 265.0975 | 0.031358 | 0 | 0 | 0.062717
2017-05-20 22:00 | 237.8969 | 0.70908 |  | 249.8072 | 0 | 0 | 0 | 0 | 256.827 | 0.01342 | 0 | 0 | 0.026839 | 262.5705 | 0.025877 | 0 | 0 | 0.051755 | 262.7833 | 0.026339 | 0 | 0 | 0.052677 | 262.9251 | 0.026646 | 0 | 0 | 0.053293 | 263.1378 | 0.027108 | 0 | 0 | 0.054215 | 263.3505 | 0.027569 | 0 | 0 | 0.055138 | 263.5632 | 0.028031 | 0 | 0 | 0.056061 | 263.8469 | 0.028646 | 0 | 0 | 0.057291 | 264.0596 | 0.029107 | 0 | 0 | 0.058214 | 264.2014 | 0.029415 | 0 | 0 | 0.058829 | 264.4141 | 0.029876 | 0 | 0 | 0.059752 | 264.556 | 0.030184 | 0 | 0 | 0.060367 | 264.7687 | 0.030645 | 0 | 0 | 0.06129 | 264.9814 | 0.031106 | 0 | 0 | 0.062213 | 265.1232 | 0.031414 | 0 | 0 | 0.062828 | 265.3359 | 0.031875 | 0 | 0 | 0.063751 | 265.5487 | 0.032337 | 0 | 0 | 0.064674 | 265.6196 | 0.032491 | 0 | 0 | 0.064981 | 265.8323 | 0.032952 | 0 | 0 | 0.065904 | 266.045 | 0.033413 | 0 | 0 | 0.066827 | 266.1868 | 0.033721 | 0 | 0 | 0.067442 | 266.3995 | 0.034182 | 0 | 0 | 0.068365 | 266.5414 | 0.03449 | 0 | 0 | 0.06898 | 266.6832 | 0.034798 | 0 | 0 | 0.069595
2017-05-20 23:00 | 236.4781 | 0.70485 |  | 248.3173 | 0 | 0 | 0 | 0 | 255.2953 | 0.010097 | 0 | 0 | 0.020195 | 261.0046 | 0.022481 | 0 | 0 | 0.044962 | 261.216 | 0.022939 | 0 | 0 | 0.045879 | 261.357 | 0.023245 | 0 | 0 | 0.04649 | 261.5685 | 0.023704 | 0 | 0 | 0.047408 | 261.7799 | 0.024162 | 0 | 0 | 0.048325 | 261.9914 | 0.024621 | 0 | 0 | 0.049242 | 262.2733 | 0.025233 | 0 | 0 | 0.050465 | 262.4848 | 0.025691 | 0 | 0 | 0.051383 | 262.6257 | 0.025997 | 0 | 0 | 0.051994 | 262.8372 | 0.026456 | 0 | 0 | 0.052911 | 262.9781 | 0.026761 | 0 | 0 | 0.053523 | 263.1896 | 0.02722 | 0 | 0 | 0.05444 | 263.4011 | 0.027679 | 0 | 0 | 0.055357 | 263.542 | 0.027984 | 0 | 0 | 0.055969 | 263.7535 | 0.028443 | 0 | 0 | 0.056886 | 263.9649 | 0.028902 | 0 | 0 | 0.057804 | 264.0354 | 0.029055 | 0 | 0 | 0.058109 | 264.2469 | 0.029513 | 0 | 0 | 0.059027 | 264.4583 | 0.029972 | 0 | 0 | 0.059944 | 264.5993 | 0.030278 | 0 | 0 | 0.060555 | 264.8107 | 0.030736 | 0 | 0 | 0.061473 | 264.9517 | 0.031042 | 0 | 0 | 0.062084 | 265.0927 | 0.031348 | 0 | 0 | 0.062696
2017-05-21 | 242.7002 | 0.72339 |  | 254.8509 | 0.0091334 | 0 | 0 | 0.018267 | 262.0125 | 0.024667 | 0 | 0 | 0.049334 | 267.8719 | 0.037376 | 0 | 0 | 0.074752 | 268.0889 | 0.037847 | 0 | 0 | 0.075694 | 268.2336 | 0.038161 | 0 | 0 | 0.076321 | 268.4506 | 0.038631 | 0 | 0 | 0.077263 | 268.6677 | 0.039102 | 0 | 0 | 0.078204 | 268.8847 | 0.039573 | 0 | 0 | 0.079145 | 269.174 | 0.0402 | 0 | 0 | 0.080401 | 269.3911 | 0.040671 | 0 | 0 | 0.081342 | 269.5357 | 0.040985 | 0 | 0 | 0.08197 | 269.7528 | 0.041456 | 0 | 0 | 0.082911 | 269.8974 | 0.041769 | 0 | 0 | 0.083539 | 270.1144 | 0.04224 | 0 | 0 | 0.08448 | 270.3315 | 0.042711 | 0 | 0 | 0.085422 | 270.4761 | 0.043025 | 0 | 0 | 0.086049 | 270.6932 | 0.043495 | 0 | 0 | 0.086991 | 270.9102 | 0.043966 | 0 | 0 | 0.087932 | 270.9825 | 0.044123 | 0 | 0 | 0.088246 | 271.1995 | 0.044594 | 0 | 0 | 0.089187 | 271.4166 | 0.045064 | 0 | 0 | 0.090129 | 271.5612 | 0.045378 | 0 | 0 | 0.090756 | 271.7782 | 0.045849 | 0 | 0 | 0.091698 | 271.9229 | 0.046163 | 0 | 0 | 0.092325 | 272.0676 | 0.046476 | 0 | 0 | 0.092953
2017-05-21 01:00 | 236.2007 | 0.70402 |  | 248.026 | 0 | 0 | 0 | 0 | 254.9958 | 0.0094477 | 0 | 0 | 0.018895 | 260.6983 | 0.021817 | 0 | 0 | 0.043633 | 260.9095 | 0.022275 | 0 | 0 | 0.044549 | 261.0503 | 0.02258 | 0 | 0 | 0.04516 | 261.2615 | 0.023038 | 0 | 0 | 0.046076 | 261.4727 | 0.023496 | 0 | 0 | 0.046992 | 261.684 | 0.023954 | 0 | 0 | 0.047909 | 261.9656 | 0.024565 | 0 | 0 | 0.04913 | 262.1768 | 0.025023 | 0 | 0 | 0.050047 | 262.3176 | 0.025329 | 0 | 0 | 0.050657 | 262.5288 | 0.025787 | 0 | 0 | 0.051574 | 262.6696 | 0.026092 | 0 | 0 | 0.052184 | 262.8808 | 0.02655 | 0 | 0 | 0.053101 | 263.092 | 0.027008 | 0 | 0 | 0.054017 | 263.2328 | 0.027314 | 0 | 0 | 0.054628 | 263.444 | 0.027772 | 0 | 0 | 0.055544 | 263.6552 | 0.02823 | 0 | 0 | 0.05646 | 263.7256 | 0.028383 | 0 | 0 | 0.056765 | 263.9368 | 0.028841 | 0 | 0 | 0.057682 | 264.148 | 0.029299 | 0 | 0 | 0.058598 | 264.2888 | 0.029604 | 0 | 0 | 0.059209 | 264.5 | 0.030062 | 0 | 0 | 0.060125 | 264.6408 | 0.030368 | 0 | 0 | 0.060736 | 264.7816 | 0.030673 | 0 | 0 | 0.061346
2017-05-21 02:00 | 244.1623 | 0.72775 |  | 256.3862 | 0.012464 | 0 | 0 | 0.024927 | 263.5909 | 0.028091 | 0 | 0 | 0.056181 | 269.4857 | 0.040876 | 0 | 0 | 0.081753 | 269.704 | 0.04135 | 0 | 0 | 0.0827 | 269.8496 | 0.041666 | 0 | 0 | 0.083331 | 270.0679 | 0.042139 | 0 | 0 | 0.084278 | 270.2862 | 0.042613 | 0 | 0 | 0.085225 | 270.5046 | 0.043086 | 0 | 0 | 0.086172 | 270.7957 | 0.043718 | 0 | 0 | 0.087435 | 271.014 | 0.044191 | 0 | 0 | 0.088382 | 271.1595 | 0.044507 | 0 | 0 | 0.089014 | 271.3779 | 0.04498 | 0 | 0 | 0.089961 | 271.5234 | 0.045296 | 0 | 0 | 0.090592 | 271.7417 | 0.04577 | 0 | 0 | 0.091539 | 271.9601 | 0.046243 | 0 | 0 | 0.092486 | 272.1056 | 0.046559 | 0 | 0 | 0.093118 | 272.3239 | 0.047032 | 0 | 0 | 0.094065 | 272.5423 | 0.047506 | 0 | 0 | 0.095012 | 272.615 | 0.047664 | 0 | 0 | 0.095328 | 272.8334 | 0.048137 | 0 | 0 | 0.096275 | 273.0517 | 0.048611 | 0 | 0 | 0.097222 | 273.1972 | 0.048927 | 0 | 0 | 0.097853 | 273.4156 | 0.0494 | 0 | 0 | 0.0988 | 273.5611 | 0.049716 | 0 | 0 | 0.099432 | 273.7067 | 0.050032 | 0 | 0 | 0.10006
2017-05-21 03:00 | 241.2311 | 0.71901 |  | 253.3083 | 0.0057876 | 0 | 0 | 0.011575 | 260.4265 | 0.021227 | 0 | 0 | 0.042454 | 266.2505 | 0.033859 | 0 | 0 | 0.067719 | 266.4663 | 0.034327 | 0 | 0 | 0.068654 | 266.6101 | 0.034639 | 0 | 0 | 0.069278 | 266.8258 | 0.035107 | 0 | 0 | 0.070214 | 267.0415 | 0.035575 | 0 | 0 | 0.07115 | 267.2572 | 0.036043 | 0 | 0 | 0.072085 | 267.5448 | 0.036666 | 0 | 0 | 0.073333 | 267.7605 | 0.037134 | 0 | 0 | 0.074269 | 267.9043 | 0.037446 | 0 | 0 | 0.074892 | 268.12 | 0.037914 | 0 | 0 | 0.075828 | 268.2638 | 0.038226 | 0 | 0 | 0.076452 | 268.4795 | 0.038694 | 0 | 0 | 0.077388 | 268.6952 | 0.039162 | 0 | 0 | 0.078323 | 268.839 | 0.039474 | 0 | 0 | 0.078947 | 269.0547 | 0.039941 | 0 | 0 | 0.079883 | 269.2704 | 0.040409 | 0 | 0 | 0.080819 | 269.3423 | 0.040565 | 0 | 0 | 0.081131 | 269.558 | 0.041033 | 0 | 0 | 0.082066 | 269.7737 | 0.041501 | 0 | 0 | 0.083002 | 269.9175 | 0.041813 | 0 | 0 | 0.083626 | 270.1332 | 0.042281 | 0 | 0 | 0.084562 | 270.277 | 0.042593 | 0 | 0 | 0.085185 | 270.4208 | 0.042905 | 0 | 0 | 0.085809
2017-05-21 04:00 | 249.1534 | 0.74263 |  | 261.6271 | 0.023831 | 0 | 0 | 0.047662 | 268.9791 | 0.039778 | 0 | 0 | 0.079555 | 274.9944 | 0.052825 | 0 | 0 | 0.10565 | 275.2172 | 0.053308 | 0 | 0 | 0.10662 | 275.3657 | 0.05363 | 0 | 0 | 0.10726 | 275.5885 | 0.054113 | 0 | 0 | 0.10823 | 275.8113 | 0.054597 | 0 | 0 | 0.10919 | 276.0341 | 0.05508 | 0 | 0 | 0.11016 | 276.3311 | 0.055724 | 0 | 0 | 0.11145 | 276.5539 | 0.056207 | 0 | 0 | 0.11241 | 276.7025 | 0.056529 | 0 | 0 | 0.11306 | 276.9252 | 0.057013 | 0 | 0 | 0.11403 | 277.0738 | 0.057335 | 0 | 0 | 0.11467 | 277.2966 | 0.057818 | 0 | 0 | 0.11564 | 277.5193 | 0.058301 | 0 | 0 | 0.1166 | 277.6679 | 0.058623 | 0 | 0 | 0.11725 | 277.8907 | 0.059107 | 0 | 0 | 0.11821 | 278.1134 | 0.05959 | 0 | 0 | 0.11918 | 278.1877 | 0.059751 | 0 | 0 | 0.1195 | 278.4105 | 0.060234 | 0 | 0 | 0.12047 | 278.6333 | 0.060717 | 0 | 0 | 0.12143 | 278.7818 | 0.06104 | 0 | 0 | 0.12208 | 279.0046 | 0.061523 | 0 | 0 | 0.12305 | 279.1531 | 0.061845 | 0 | 0 | 0.12369 | 279.3016 | 0.062167 | 0 | 0 | 0.12433
2017-05-21 05:00 | 252.5147 | 0.75264 |  | 265.1567 | 0.031487 | 0 | 0 | 0.062974 | 272.6079 | 0.047648 | 0 | 0 | 0.095297 | 278.7044 | 0.060872 | 0 | 0 | 0.12174 | 278.9301 | 0.061361 | 0 | 0 | 0.12272 | 279.0807 | 0.061688 | 0 | 0 | 0.12338 | 279.3065 | 0.062178 | 0 | 0 | 0.12436 | 279.5323 | 0.062667 | 0 | 0 | 0.12533 | 279.7581 | 0.063157 | 0 | 0 | 0.12631 | 280.0591 | 0.06381 | 0 | 0 | 0.12762 | 280.2849 | 0.0643 | 0 | 0 | 0.1286 | 280.4354 | 0.064626 | 0 | 0 | 0.12925 | 280.6612 | 0.065116 | 0 | 0 | 0.13023 | 280.8118 | 0.065443 | 0 | 0 | 0.13089 | 281.0375 | 0.065932 | 0 | 0 | 0.13186 | 281.2633 | 0.066422 | 0 | 0 | 0.13284 | 281.4139 | 0.066749 | 0 | 0 | 0.1335 | 281.6397 | 0.067238 | 0 | 0 | 0.13448 | 281.8655 | 0.067728 | 0 | 0 | 0.13546 | 281.9407 | 0.067891 | 0 | 0 | 0.13578 | 282.1665 | 0.068381 | 0 | 0 | 0.13676 | 282.3923 | 0.068871 | 0 | 0 | 0.13774 | 282.5428 | 0.069197 | 0 | 0 | 0.13839 | 282.7686 | 0.069687 | 0 | 0 | 0.13937 | 282.9192 | 0.070014 | 0 | 0 | 0.14003 | 283.0697 | 0.07034 | 0 | 0 | 0.14068
2017-05-21 06:00 | 252.8337 | 0.7536 |  | 265.4917 | 0.032213 | 0 | 0 | 0.064427 | 272.9523 | 0.048395 | 0 | 0 | 0.096791 | 279.0565 | 0.061635 | 0 | 0 | 0.12327 | 279.2825 | 0.062126 | 0 | 0 | 0.12425 | 279.4333 | 0.062453 | 0 | 0 | 0.12491 | 279.6593 | 0.062943 | 0 | 0 | 0.12589 | 279.8854 | 0.063433 | 0 | 0 | 0.12687 | 280.1115 | 0.063924 | 0 | 0 | 0.12785 | 280.4129 | 0.064577 | 0 | 0 | 0.12915 | 280.639 | 0.065068 | 0 | 0 | 0.13014 | 280.7897 | 0.065395 | 0 | 0 | 0.13079 | 281.0158 | 0.065885 | 0 | 0 | 0.13177 | 281.1665 | 0.066212 | 0 | 0 | 0.13242 | 281.3926 | 0.066702 | 0 | 0 | 0.1334 | 281.6187 | 0.067193 | 0 | 0 | 0.13439 | 281.7694 | 0.06752 | 0 | 0 | 0.13504 | 281.9955 | 0.06801 | 0 | 0 | 0.13602 | 282.2216 | 0.0685 | 0 | 0 | 0.137 | 282.2969 | 0.068664 | 0 | 0 | 0.13733 | 282.523 | 0.069154 | 0 | 0 | 0.13831 | 282.7491 | 0.069645 | 0 | 0 | 0.13929 | 282.8998 | 0.069971 | 0 | 0 | 0.13994 | 283.1259 | 0.070462 | 0 | 0 | 0.14092 | 283.2766 | 0.070789 | 0 | 0 | 0.14158 | 283.4273 | 0.071116 | 0 | 0 | 0.14223
2017-05-21 07:00 | 247.3864 | 0.73736 |  | 259.7718 | 0.019807 | 0 | 0 | 0.039614 | 267.0716 | 0.03564 | 0 | 0 | 0.07128 | 273.0442 | 0.048595 | 0 | 0 | 0.09719 | 273.2654 | 0.049075 | 0 | 0 | 0.098149 | 273.4129 | 0.049394 | 0 | 0 | 0.098789 | 273.6341 | 0.049874 | 0 | 0 | 0.099748 | 273.8553 | 0.050354 | 0 | 0 | 0.10071 | 274.0765 | 0.050834 | 0 | 0 | 0.10167 | 274.3715 | 0.051474 | 0 | 0 | 0.10295 | 274.5927 | 0.051953 | 0 | 0 | 0.10391 | 274.7402 | 0.052273 | 0 | 0 | 0.10455 | 274.9614 | 0.052753 | 0 | 0 | 0.10551 | 275.1088 | 0.053073 | 0 | 0 | 0.10615 | 275.33 | 0.053553 | 0 | 0 | 0.10711 | 275.5513 | 0.054033 | 0 | 0 | 0.10807 | 275.6987 | 0.054352 | 0 | 0 | 0.1087 | 275.9199 | 0.054832 | 0 | 0 | 0.10966 | 276.1411 | 0.055312 | 0 | 0 | 0.11062 | 276.2149 | 0.055472 | 0 | 0 | 0.11094 | 276.4361 | 0.055952 | 0 | 0 | 0.1119 | 276.6573 | 0.056432 | 0 | 0 | 0.11286 | 276.8048 | 0.056751 | 0 | 0 | 0.1135 | 277.026 | 0.057231 | 0 | 0 | 0.11446 | 277.1734 | 0.057551 | 0 | 0 | 0.1151 | 277.3209 | 0.057871 | 0 | 0 | 0.11574
2017-05-21 08:00 | 234.6315 | 0.69934 |  | 246.3783 | 0 | 0 | 0 | 0 | 253.3018 | 0.0057734 | 0 | 0 | 0.011547 | 258.9665 | 0.01806 | 0 | 0 | 0.03612 | 259.1763 | 0.018515 | 0 | 0 | 0.03703 | 259.3161 | 0.018819 | 0 | 0 | 0.037637 | 259.5259 | 0.019274 | 0 | 0 | 0.038547 | 259.7357 | 0.019729 | 0 | 0 | 0.039457 | 259.9456 | 0.020184 | 0 | 0 | 0.040367 | 260.2253 | 0.02079 | 0 | 0 | 0.041581 | 260.4351 | 0.021246 | 0 | 0 | 0.042491 | 260.575 | 0.021549 | 0 | 0 | 0.043098 | 260.7848 | 0.022004 | 0 | 0 | 0.044008 | 260.9246 | 0.022307 | 0 | 0 | 0.044615 | 261.1344 | 0.022762 | 0 | 0 | 0.045525 | 261.3442 | 0.023217 | 0 | 0 | 0.046435 | 261.4841 | 0.023521 | 0 | 0 | 0.047042 | 261.6939 | 0.023976 | 0 | 0 | 0.047952 | 261.9037 | 0.024431 | 0 | 0 | 0.048862 | 261.9736 | 0.024583 | 0 | 0 | 0.049165 | 262.1834 | 0.025038 | 0 | 0 | 0.050075 | 262.3932 | 0.025493 | 0 | 0 | 0.050986 | 262.5331 | 0.025796 | 0 | 0 | 0.051592 | 262.7429 | 0.026251 | 0 | 0 | 0.052502 | 262.8828 | 0.026555 | 0 | 0 | 0.053109 | 263.0227 | 0.026858 | 0 | 0 | 0.053716
2017-05-21 09:00 | 238.1526 | 0.70984 |  | 250.0756 | 0 | 0 | 0 | 0 | 257.103 | 0.014018 | 0 | 0 | 0.028036 | 262.8527 | 0.026489 | 0 | 0 | 0.052979 | 263.0656 | 0.026951 | 0 | 0 | 0.053902 | 263.2076 | 0.027259 | 0 | 0 | 0.054518 | 263.4205 | 0.027721 | 0 | 0 | 0.055442 | 263.6335 | 0.028183 | 0 | 0 | 0.056366 | 263.8464 | 0.028645 | 0 | 0 | 0.05729 | 264.1304 | 0.029261 | 0 | 0 | 0.058521 | 264.3433 | 0.029723 | 0 | 0 | 0.059445 | 264.4853 | 0.03003 | 0 | 0 | 0.060061 | 264.6983 | 0.030492 | 0 | 0 | 0.060985 | 264.8402 | 0.0308 | 0 | 0 | 0.061601 | 265.0532 | 0.031262 | 0 | 0 | 0.062524 | 265.2661 | 0.031724 | 0 | 0 | 0.063448 | 265.4081 | 0.032032 | 0 | 0 | 0.064064 | 265.621 | 0.032494 | 0 | 0 | 0.064988 | 265.834 | 0.032956 | 0 | 0 | 0.065912 | 265.905 | 0.03311 | 0 | 0 | 0.066219 | 266.1179 | 0.033572 | 0 | 0 | 0.067143 | 266.3309 | 0.034034 | 0 | 0 | 0.068067 | 266.4728 | 0.034341 | 0 | 0 | 0.068683 | 266.6858 | 0.034803 | 0 | 0 | 0.069607 | 266.8278 | 0.035111 | 0 | 0 | 0.070223 | 266.9697 | 0.035419 | 0 | 0 | 0.070838
2017-05-21 10:00 | 239.6196 | 0.71421 |  | 251.6161 | 0.0021172 | 0 | 0 | 0.0042345 | 258.6868 | 0.017454 | 0 | 0 | 0.034907 | 264.4719 | 0.030001 | 0 | 0 | 0.060003 | 264.6862 | 0.030466 | 0 | 0 | 0.060932 | 264.829 | 0.030776 | 0 | 0 | 0.061552 | 265.0433 | 0.031241 | 0 | 0 | 0.062481 | 265.2575 | 0.031705 | 0 | 0 | 0.063411 | 265.4718 | 0.03217 | 0 | 0 | 0.06434 | 265.7575 | 0.03279 | 0 | 0 | 0.06558 | 265.9718 | 0.033255 | 0 | 0 | 0.066509 | 266.1146 | 0.033564 | 0 | 0 | 0.067129 | 266.3289 | 0.034029 | 0 | 0 | 0.068058 | 266.4717 | 0.034339 | 0 | 0 | 0.068678 | 266.686 | 0.034804 | 0 | 0 | 0.069607 | 266.9002 | 0.035268 | 0 | 0 | 0.070537 | 267.0431 | 0.035578 | 0 | 0 | 0.071157 | 267.2573 | 0.036043 | 0 | 0 | 0.072086 | 267.4716 | 0.036508 | 0 | 0 | 0.073015 | 267.543 | 0.036663 | 0 | 0 | 0.073325 | 267.7573 | 0.037127 | 0 | 0 | 0.074255 | 267.9715 | 0.037592 | 0 | 0 | 0.075184 | 268.1144 | 0.037902 | 0 | 0 | 0.075804 | 268.3286 | 0.038367 | 0 | 0 | 0.076733 | 268.4715 | 0.038676 | 0 | 0 | 0.077353 | 268.6143 | 0.038986 | 0 | 0 | 0.077973
2017-05-21 11:00 | 239.5722 | 0.71407 |  | 251.5663 | 0.0020092 | 0 | 0 | 0.0040184 | 258.6356 | 0.017342 | 0 | 0 | 0.034685 | 264.4196 | 0.029888 | 0 | 0 | 0.059776 | 264.6338 | 0.030353 | 0 | 0 | 0.060705 | 264.7766 | 0.030662 | 0 | 0 | 0.061325 | 264.9908 | 0.031127 | 0 | 0 | 0.062254 | 265.205 | 0.031592 | 0 | 0 | 0.063183 | 265.4193 | 0.032056 | 0 | 0 | 0.064112 | 265.7049 | 0.032676 | 0 | 0 | 0.065351 | 265.9191 | 0.03314 | 0 | 0 | 0.066281 | 266.0619 | 0.03345 | 0 | 0 | 0.0669 | 266.2761 | 0.033915 | 0 | 0 | 0.06783 | 266.419 | 0.034225 | 0 | 0 | 0.068449 | 266.6332 | 0.034689 | 0 | 0 | 0.069378 | 266.8474 | 0.035154 | 0 | 0 | 0.070308 | 266.9902 | 0.035464 | 0 | 0 | 0.070927 | 267.2044 | 0.035928 | 0 | 0 | 0.071856 | 267.4186 | 0.036393 | 0 | 0 | 0.072786 | 267.4901 | 0.036548 | 0 | 0 | 0.073096 | 267.7043 | 0.037012 | 0 | 0 | 0.074025 | 267.9185 | 0.037477 | 0 | 0 | 0.074954 | 268.0613 | 0.037787 | 0 | 0 | 0.075574 | 268.2755 | 0.038251 | 0 | 0 | 0.076503 | 268.4183 | 0.038561 | 0 | 0 | 0.077122 | 268.5612 | 0.038871 | 0 | 0 | 0.077742
2017-05-21 12:00 | 241.4144 | 0.71956 |  | 253.5008 | 0.006205 | 0 | 0 | 0.01241 | 260.6244 | 0.021656 | 0 | 0 | 0.043312 | 266.4528 | 0.034298 | 0 | 0 | 0.068596 | 266.6687 | 0.034766 | 0 | 0 | 0.069532 | 266.8126 | 0.035078 | 0 | 0 | 0.070157 | 267.0285 | 0.035547 | 0 | 0 | 0.071093 | 267.2443 | 0.036015 | 0 | 0 | 0.07203 | 267.4602 | 0.036483 | 0 | 0 | 0.072966 | 267.748 | 0.037107 | 0 | 0 | 0.074215 | 267.9639 | 0.037576 | 0 | 0 | 0.075151 | 268.1078 | 0.037888 | 0 | 0 | 0.075775 | 268.3237 | 0.038356 | 0 | 0 | 0.076712 | 268.4676 | 0.038668 | 0 | 0 | 0.077336 | 268.6835 | 0.039136 | 0 | 0 | 0.078273 | 268.8993 | 0.039604 | 0 | 0 | 0.079209 | 269.0432 | 0.039917 | 0 | 0 | 0.079833 | 269.2591 | 0.040385 | 0 | 0 | 0.08077 | 269.475 | 0.040853 | 0 | 0 | 0.081706 | 269.5469 | 0.041009 | 0 | 0 | 0.082018 | 269.7628 | 0.041477 | 0 | 0 | 0.082955 | 269.9787 | 0.041946 | 0 | 0 | 0.083891 | 270.1226 | 0.042258 | 0 | 0 | 0.084515 | 270.3384 | 0.042726 | 0 | 0 | 0.085452 | 270.4824 | 0.043038 | 0 | 0 | 0.086076 | 270.6263 | 0.04335 | 0 | 0 | 0.0867
2017-05-21 13:00 | 239.2976 | 0.71325 |  | 251.2779 | 0.0013836 | 0 | 0 | 0.0027673 | 258.3391 | 0.016699 | 0 | 0 | 0.033399 | 264.1164 | 0.02923 | 0 | 0 | 0.058461 | 264.3304 | 0.029694 | 0 | 0 | 0.059389 | 264.473 | 0.030004 | 0 | 0 | 0.060008 | 264.687 | 0.030468 | 0 | 0 | 0.060936 | 264.901 | 0.030932 | 0 | 0 | 0.061864 | 265.115 | 0.031396 | 0 | 0 | 0.062792 | 265.4003 | 0.032015 | 0 | 0 | 0.06403 | 265.6142 | 0.032479 | 0 | 0 | 0.064958 | 265.7569 | 0.032789 | 0 | 0 | 0.065577 | 265.9709 | 0.033253 | 0 | 0 | 0.066505 | 266.1135 | 0.033562 | 0 | 0 | 0.067124 | 266.3275 | 0.034026 | 0 | 0 | 0.068052 | 266.5415 | 0.03449 | 0 | 0 | 0.068981 | 266.6841 | 0.0348 | 0 | 0 | 0.069599 | 266.8981 | 0.035264 | 0 | 0 | 0.070528 | 267.1121 | 0.035728 | 0 | 0 | 0.071456 | 267.1834 | 0.035883 | 0 | 0 | 0.071765 | 267.3974 | 0.036347 | 0 | 0 | 0.072693 | 267.6113 | 0.036811 | 0 | 0 | 0.073622 | 267.754 | 0.03712 | 0 | 0 | 0.07424 | 267.968 | 0.037584 | 0 | 0 | 0.075169 | 268.1106 | 0.037894 | 0 | 0 | 0.075788 | 268.2533 | 0.038203 | 0 | 0 | 0.076406
2017-05-21 14:00 | 233.8656 | 0.69706 |  | 245.5741 | 0 | 0 | 0 | 0 | 252.4749 | 0.00398 | 0 | 0 | 0.00796 | 258.1211 | 0.016227 | 0 | 0 | 0.032453 | 258.3302 | 0.01668 | 0 | 0 | 0.03336 | 258.4697 | 0.016983 | 0 | 0 | 0.033965 | 258.6788 | 0.017436 | 0 | 0 | 0.034872 | 258.8879 | 0.01789 | 0 | 0 | 0.035779 | 259.097 | 0.018343 | 0 | 0 | 0.036686 | 259.3758 | 0.018948 | 0 | 0 | 0.037896 | 259.5849 | 0.019402 | 0 | 0 | 0.038803 | 259.7244 | 0.019704 | 0 | 0 | 0.039408 | 259.9335 | 0.020158 | 0 | 0 | 0.040315 | 260.0729 | 0.02046 | 0 | 0 | 0.04092 | 260.282 | 0.020914 | 0 | 0 | 0.041827 | 260.4911 | 0.021367 | 0 | 0 | 0.042734 | 260.6305 | 0.021669 | 0 | 0 | 0.043339 | 260.8397 | 0.022123 | 0 | 0 | 0.044246 | 261.0488 | 0.022577 | 0 | 0 | 0.045153 | 261.1185 | 0.022728 | 0 | 0 | 0.045456 | 261.3276 | 0.023181 | 0 | 0 | 0.046363 | 261.5367 | 0.023635 | 0 | 0 | 0.04727 | 261.6761 | 0.023937 | 0 | 0 | 0.047875 | 261.8852 | 0.024391 | 0 | 0 | 0.048782 | 262.0247 | 0.024693 | 0 | 0 | 0.049387 | 262.1641 | 0.024996 | 0 | 0 | 0.049991
2017-05-21 15:00 | 229.1064 | 0.68287 |  | 240.5765 | 0 | 0 | 0 | 0 | 247.337 | 0 | 0 | 0 | 0 | 252.8683 | 0.0048331 | 0 | 0 | 0.0096662 | 253.0731 | 0.0052775 | 0 | 0 | 0.010555 | 253.2097 | 0.0055737 | 0 | 0 | 0.011147 | 253.4146 | 0.006018 | 0 | 0 | 0.012036 | 253.6194 | 0.0064624 | 0 | 0 | 0.012925 | 253.8243 | 0.0069067 | 0 | 0 | 0.013813 | 254.0974 | 0.0074992 | 0 | 0 | 0.014998 | 254.3023 | 0.0079435 | 0 | 0 | 0.015887 | 254.4389 | 0.0082398 | 0 | 0 | 0.01648 | 254.6437 | 0.0086841 | 0 | 0 | 0.017368 | 254.7803 | 0.0089803 | 0 | 0 | 0.017961 | 254.9852 | 0.0094247 | 0 | 0 | 0.018849 | 255.19 | 0.009869 | 0 | 0 | 0.019738 | 255.3266 | 0.010165 | 0 | 0 | 0.020331 | 255.5315 | 0.01061 | 0 | 0 | 0.021219 | 255.7363 | 0.011054 | 0 | 0 | 0.022108 | 255.8046 | 0.011202 | 0 | 0 | 0.022404 | 256.0095 | 0.011646 | 0 | 0 | 0.023293 | 256.2144 | 0.012091 | 0 | 0 | 0.024182 | 256.3509 | 0.012387 | 0 | 0 | 0.024774 | 256.5558 | 0.012831 | 0 | 0 | 0.025663 | 256.6924 | 0.013128 | 0 | 0 | 0.026255 | 256.8289 | 0.013424 | 0 | 0 | 0.026848
2017-05-21 16:00 | 235.4577 | 0.7018 |  | 247.2458 | 0 | 0 | 0 | 0 | 254.1937 | 0.007708 | 0 | 0 | 0.015416 | 259.8783 | 0.020038 | 0 | 0 | 0.040076 | 260.0889 | 0.020495 | 0 | 0 | 0.040989 | 260.2292 | 0.020799 | 0 | 0 | 0.041598 | 260.4398 | 0.021256 | 0 | 0 | 0.042511 | 260.6503 | 0.021712 | 0 | 0 | 0.043425 | 260.8608 | 0.022169 | 0 | 0 | 0.044338 | 261.1416 | 0.022778 | 0 | 0 | 0.045556 | 261.3521 | 0.023235 | 0 | 0 | 0.046469 | 261.4925 | 0.023539 | 0 | 0 | 0.047078 | 261.703 | 0.023996 | 0 | 0 | 0.047991 | 261.8434 | 0.0243 | 0 | 0 | 0.0486 | 262.0539 | 0.024757 | 0 | 0 | 0.049514 | 262.2645 | 0.025213 | 0 | 0 | 0.050427 | 262.4048 | 0.025518 | 0 | 0 | 0.051036 | 262.6154 | 0.025975 | 0 | 0 | 0.051949 | 262.8259 | 0.026431 | 0 | 0 | 0.052862 | 262.8961 | 0.026583 | 0 | 0 | 0.053167 | 263.1066 | 0.02704 | 0 | 0 | 0.05408 | 263.3172 | 0.027497 | 0 | 0 | 0.054994 | 263.4575 | 0.027801 | 0 | 0 | 0.055602 | 263.6681 | 0.028258 | 0 | 0 | 0.056516 | 263.8084 | 0.028562 | 0 | 0 | 0.057125 | 263.9488 | 0.028867 | 0 | 0 | 0.057733
2017-05-21 17:00 | 234.5629 | 0.69914 |  | 246.3062 | 0 | 0 | 0 | 0 | 253.2276 | 0.0056126 | 0 | 0 | 0.011225 | 258.8907 | 0.017896 | 0 | 0 | 0.035791 | 259.1004 | 0.018351 | 0 | 0 | 0.036701 | 259.2402 | 0.018654 | 0 | 0 | 0.037308 | 259.45 | 0.019109 | 0 | 0 | 0.038218 | 259.6597 | 0.019564 | 0 | 0 | 0.039128 | 259.8695 | 0.020019 | 0 | 0 | 0.040037 | 260.1491 | 0.020625 | 0 | 0 | 0.041251 | 260.3588 | 0.02108 | 0 | 0 | 0.04216 | 260.4987 | 0.021383 | 0 | 0 | 0.042767 | 260.7084 | 0.021838 | 0 | 0 | 0.043677 | 260.8482 | 0.022142 | 0 | 0 | 0.044283 | 261.058 | 0.022597 | 0 | 0 | 0.045193 | 261.2677 | 0.023052 | 0 | 0 | 0.046103 | 261.4076 | 0.023355 | 0 | 0 | 0.04671 | 261.6173 | 0.02381 | 0 | 0 | 0.04762 | 261.827 | 0.024265 | 0 | 0 | 0.048529 | 261.897 | 0.024416 | 0 | 0 | 0.048833 | 262.1067 | 0.024871 | 0 | 0 | 0.049743 | 262.3164 | 0.025326 | 0 | 0 | 0.050652 | 262.4563 | 0.025629 | 0 | 0 | 0.051259 | 262.666 | 0.026084 | 0 | 0 | 0.052169 | 262.8058 | 0.026388 | 0 | 0 | 0.052775 | 262.9457 | 0.026691 | 0 | 0 | 0.053382
2017-05-21 18:00 | 236.1644 | 0.70391 |  | 247.9879 | 0 | 0 | 0 | 0 | 254.9567 | 0.0093628 | 0 | 0 | 0.018726 | 260.6583 | 0.02173 | 0 | 0 | 0.04346 | 260.8695 | 0.022188 | 0 | 0 | 0.044376 | 261.0103 | 0.022493 | 0 | 0 | 0.044986 | 261.2215 | 0.022951 | 0 | 0 | 0.045902 | 261.4326 | 0.023409 | 0 | 0 | 0.046818 | 261.6438 | 0.023867 | 0 | 0 | 0.047735 | 261.9254 | 0.024478 | 0 | 0 | 0.048956 | 262.1365 | 0.024936 | 0 | 0 | 0.049872 | 262.2773 | 0.025241 | 0 | 0 | 0.050483 | 262.4885 | 0.025699 | 0 | 0 | 0.051399 | 262.6293 | 0.026005 | 0 | 0 | 0.05201 | 262.8405 | 0.026463 | 0 | 0 | 0.052926 | 263.0516 | 0.026921 | 0 | 0 | 0.053842 | 263.1924 | 0.027226 | 0 | 0 | 0.054452 | 263.4036 | 0.027684 | 0 | 0 | 0.055368 | 263.6148 | 0.028142 | 0 | 0 | 0.056285 | 263.6852 | 0.028295 | 0 | 0 | 0.05659 | 263.8963 | 0.028753 | 0 | 0 | 0.057506 | 264.1075 | 0.029211 | 0 | 0 | 0.058422 | 264.2483 | 0.029516 | 0 | 0 | 0.059033 | 264.4595 | 0.029974 | 0 | 0 | 0.059949 | 264.6002 | 0.03028 | 0 | 0 | 0.06056 | 264.741 | 0.030585 | 0 | 0 | 0.06117
2017-05-21 19:00 | 235.1134 | 0.70078 |  | 246.8843 | 0 | 0 | 0 | 0 | 253.822 | 0.0069017 | 0 | 0 | 0.013803 | 259.4983 | 0.019214 | 0 | 0 | 0.038427 | 259.7085 | 0.01967 | 0 | 0 | 0.039339 | 259.8487 | 0.019974 | 0 | 0 | 0.039947 | 260.0589 | 0.02043 | 0 | 0 | 0.040859 | 260.2692 | 0.020886 | 0 | 0 | 0.041771 | 260.4794 | 0.021342 | 0 | 0 | 0.042683 | 260.7597 | 0.02195 | 0 | 0 | 0.043899 | 260.9699 | 0.022406 | 0 | 0 | 0.044811 | 261.1101 | 0.02271 | 0 | 0 | 0.045419 | 261.3203 | 0.023166 | 0 | 0 | 0.046331 | 261.4605 | 0.02347 | 0 | 0 | 0.046939 | 261.6707 | 0.023926 | 0 | 0 | 0.047851 | 261.8809 | 0.024382 | 0 | 0 | 0.048763 | 262.0211 | 0.024686 | 0 | 0 | 0.049371 | 262.2313 | 0.025142 | 0 | 0 | 0.050283 | 262.4416 | 0.025598 | 0 | 0 | 0.051195 | 262.5116 | 0.02575 | 0 | 0 | 0.051499 | 262.7219 | 0.026206 | 0 | 0 | 0.052411 | 262.9321 | 0.026662 | 0 | 0 | 0.053323 | 263.0723 | 0.026966 | 0 | 0 | 0.053931 | 263.2825 | 0.027422 | 0 | 0 | 0.054843 | 263.4227 | 0.027726 | 0 | 0 | 0.055451 | 263.5628 | 0.02803 | 0 | 0 | 0.056059
2017-05-21 20:00 | 228.2725 | 0.68039 |  | 239.7009 | 0 | 0 | 0 | 0 | 246.4367 | 0 | 0 | 0 | 0 | 251.9479 | 0.0028368 | 0 | 0 | 0.0056736 | 252.152 | 0.0032796 | 0 | 0 | 0.0065591 | 252.2881 | 0.0035747 | 0 | 0 | 0.0071494 | 252.4922 | 0.0040174 | 0 | 0 | 0.0080349 | 252.6963 | 0.0044602 | 0 | 0 | 0.0089203 | 252.9004 | 0.0049029 | 0 | 0 | 0.0098058 | 253.1726 | 0.0054932 | 0 | 0 | 0.010986 | 253.3767 | 0.0059359 | 0 | 0 | 0.011872 | 253.5128 | 0.0062311 | 0 | 0 | 0.012462 | 253.7169 | 0.0066738 | 0 | 0 | 0.013348 | 253.853 | 0.006969 | 0 | 0 | 0.013938 | 254.0571 | 0.0074117 | 0 | 0 | 0.014823 | 254.2612 | 0.0078544 | 0 | 0 | 0.015709 | 254.3973 | 0.0081496 | 0 | 0 | 0.016299 | 254.6014 | 0.0085923 | 0 | 0 | 0.017185 | 254.8055 | 0.009035 | 0 | 0 | 0.01807 | 254.8736 | 0.0091826 | 0 | 0 | 0.018365 | 255.0777 | 0.0096253 | 0 | 0 | 0.019251 | 255.2818 | 0.010068 | 0 | 0 | 0.020136 | 255.4179 | 0.010363 | 0 | 0 | 0.020726 | 255.622 | 0.010806 | 0 | 0 | 0.021612 | 255.7581 | 0.011101 | 0 | 0 | 0.022202 | 255.8941 | 0.011396 | 0 | 0 | 0.022792
2017-05-21 21:00 | 235.3684 | 0.70154 |  | 247.152 | 0 | 0 | 0 | 0 | 254.0972 | 0.0074988 | 0 | 0 | 0.014998 | 259.7797 | 0.019824 | 0 | 0 | 0.039648 | 259.9902 | 0.020281 | 0 | 0 | 0.040561 | 260.1305 | 0.020585 | 0 | 0 | 0.04117 | 260.3409 | 0.021041 | 0 | 0 | 0.042083 | 260.5514 | 0.021498 | 0 | 0 | 0.042996 | 260.7619 | 0.021954 | 0 | 0 | 0.043909 | 261.0425 | 0.022563 | 0 | 0 | 0.045126 | 261.2529 | 0.023019 | 0 | 0 | 0.046039 | 261.3932 | 0.023324 | 0 | 0 | 0.046648 | 261.6037 | 0.02378 | 0 | 0 | 0.047561 | 261.744 | 0.024085 | 0 | 0 | 0.048169 | 261.9545 | 0.024541 | 0 | 0 | 0.049082 | 262.1649 | 0.024998 | 0 | 0 | 0.049995 | 262.3052 | 0.025302 | 0 | 0 | 0.050604 | 262.5157 | 0.025758 | 0 | 0 | 0.051517 | 262.7262 | 0.026215 | 0 | 0 | 0.05243 | 262.7963 | 0.026367 | 0 | 0 | 0.052734 | 263.0068 | 0.026824 | 0 | 0 | 0.053647 | 263.2172 | 0.02728 | 0 | 0 | 0.05456 | 263.3576 | 0.027584 | 0 | 0 | 0.055169 | 263.568 | 0.028041 | 0 | 0 | 0.056082 | 263.7083 | 0.028345 | 0 | 0 | 0.05669 | 263.8486 | 0.02865 | 0 | 0 | 0.057299
2017-05-21 22:00 | 235.4959 | 0.70192 |  | 247.286 | 0 | 0 | 0 | 0 | 254.2349 | 0.0077974 | 0 | 0 | 0.015595 | 259.9205 | 0.020129 | 0 | 0 | 0.040259 | 260.1311 | 0.020586 | 0 | 0 | 0.041172 | 260.2714 | 0.020891 | 0 | 0 | 0.041781 | 260.482 | 0.021347 | 0 | 0 | 0.042695 | 260.6926 | 0.021804 | 0 | 0 | 0.043608 | 260.9032 | 0.022261 | 0 | 0 | 0.044522 | 261.1839 | 0.02287 | 0 | 0 | 0.04574 | 261.3945 | 0.023327 | 0 | 0 | 0.046653 | 261.5349 | 0.023631 | 0 | 0 | 0.047262 | 261.7455 | 0.024088 | 0 | 0 | 0.048176 | 261.8859 | 0.024392 | 0 | 0 | 0.048785 | 262.0964 | 0.024849 | 0 | 0 | 0.049698 | 262.307 | 0.025306 | 0 | 0 | 0.050612 | 262.4474 | 0.02561 | 0 | 0 | 0.05122 | 262.658 | 0.026067 | 0 | 0 | 0.052134 | 262.8685 | 0.026524 | 0 | 0 | 0.053047 | 262.9387 | 0.026676 | 0 | 0 | 0.053352 | 263.1493 | 0.027133 | 0 | 0 | 0.054265 | 263.3599 | 0.027589 | 0 | 0 | 0.055179 | 263.5003 | 0.027894 | 0 | 0 | 0.055788 | 263.7108 | 0.028351 | 0 | 0 | 0.056701 | 263.8512 | 0.028655 | 0 | 0 | 0.05731 | 263.9916 | 0.02896 | 0 | 0 | 0.057919
2017-05-21 23:00 | 237.0634 | 0.70659 |  | 248.932 | 0 | 0 | 0 | 0 | 255.9272 | 0.011468 | 0 | 0 | 0.022936 | 261.6506 | 0.023882 | 0 | 0 | 0.047764 | 261.8626 | 0.024342 | 0 | 0 | 0.048684 | 262.0039 | 0.024648 | 0 | 0 | 0.049297 | 262.2159 | 0.025108 | 0 | 0 | 0.050216 | 262.4278 | 0.025568 | 0 | 0 | 0.051136 | 262.6398 | 0.026028 | 0 | 0 | 0.052055 | 262.9225 | 0.026641 | 0 | 0 | 0.053281 | 263.1344 | 0.0271 | 0 | 0 | 0.054201 | 263.2758 | 0.027407 | 0 | 0 | 0.054814 | 263.4877 | 0.027867 | 0 | 0 | 0.055733 | 263.629 | 0.028173 | 0 | 0 | 0.056346 | 263.841 | 0.028633 | 0 | 0 | 0.057266 | 264.053 | 0.029093 | 0 | 0 | 0.058186 | 264.1943 | 0.029399 | 0 | 0 | 0.058799 | 264.4063 | 0.029859 | 0 | 0 | 0.059718 | 264.6183 | 0.030319 | 0 | 0 | 0.060638 | 264.6889 | 0.030472 | 0 | 0 | 0.060944 | 264.9009 | 0.030932 | 0 | 0 | 0.061864 | 265.1129 | 0.031392 | 0 | 0 | 0.062783 | 265.2542 | 0.031698 | 0 | 0 | 0.063396 | 265.4662 | 0.032158 | 0 | 0 | 0.064316 | 265.6075 | 0.032465 | 0 | 0 | 0.064929 | 265.7488 | 0.032771 | 0 | 0 | 0.065542
2017-05-22 | 239.0603 | 0.71254 |  | 251.0288 | 0.00084339 | 0 | 0 | 0.0016868 | 258.083 | 0.016144 | 0 | 0 | 0.032288 | 263.8546 | 0.028662 | 0 | 0 | 0.057325 | 264.0684 | 0.029126 | 0 | 0 | 0.058252 | 264.2109 | 0.029435 | 0 | 0 | 0.05887 | 264.4246 | 0.029899 | 0 | 0 | 0.059798 | 264.6384 | 0.030363 | 0 | 0 | 0.060725 | 264.8522 | 0.030826 | 0 | 0 | 0.061652 | 265.1372 | 0.031444 | 0 | 0 | 0.062889 | 265.351 | 0.031908 | 0 | 0 | 0.063816 | 265.4935 | 0.032217 | 0 | 0 | 0.064434 | 265.7072 | 0.032681 | 0 | 0 | 0.065362 | 265.8497 | 0.03299 | 0 | 0 | 0.06598 | 266.0635 | 0.033454 | 0 | 0 | 0.066907 | 266.2773 | 0.033917 | 0 | 0 | 0.067834 | 266.4198 | 0.034226 | 0 | 0 | 0.068453 | 266.6335 | 0.03469 | 0 | 0 | 0.06938 | 266.8473 | 0.035154 | 0 | 0 | 0.070307 | 266.9185 | 0.035308 | 0 | 0 | 0.070616 | 267.1323 | 0.035772 | 0 | 0 | 0.071544 | 267.3461 | 0.036235 | 0 | 0 | 0.072471 | 267.4886 | 0.036545 | 0 | 0 | 0.073089 | 267.7023 | 0.037008 | 0 | 0 | 0.074016 | 267.8448 | 0.037317 | 0 | 0 | 0.074635 | 267.9874 | 0.037626 | 0 | 0 | 0.075253
2017-05-22 01:00 | 244.3794 | 0.7284 |  | 256.6142 | 0.012958 | 0 | 0 | 0.025916 | 263.8253 | 0.028599 | 0 | 0 | 0.057198 | 269.7254 | 0.041396 | 0 | 0 | 0.082792 | 269.9439 | 0.04187 | 0 | 0 | 0.08374 | 270.0896 | 0.042186 | 0 | 0 | 0.084372 | 270.3081 | 0.04266 | 0 | 0 | 0.08532 | 270.5266 | 0.043134 | 0 | 0 | 0.086268 | 270.7451 | 0.043608 | 0 | 0 | 0.087216 | 271.0365 | 0.04424 | 0 | 0 | 0.08848 | 271.255 | 0.044714 | 0 | 0 | 0.089428 | 271.4007 | 0.04503 | 0 | 0 | 0.09006 | 271.6192 | 0.045504 | 0 | 0 | 0.091008 | 271.7649 | 0.04582 | 0 | 0 | 0.09164 | 271.9834 | 0.046294 | 0 | 0 | 0.092588 | 272.2019 | 0.046768 | 0 | 0 | 0.093536 | 272.3476 | 0.047084 | 0 | 0 | 0.094168 | 272.5661 | 0.047558 | 0 | 0 | 0.095115 | 272.7846 | 0.048032 | 0 | 0 | 0.096063 | 272.8575 | 0.04819 | 0 | 0 | 0.096379 | 273.076 | 0.048664 | 0 | 0 | 0.097327 | 273.2945 | 0.049138 | 0 | 0 | 0.098275 | 273.4402 | 0.049454 | 0 | 0 | 0.098907 | 273.6587 | 0.049928 | 0 | 0 | 0.099855 | 273.8044 | 0.050244 | 0 | 0 | 0.10049 | 273.9501 | 0.05056 | 0 | 0 | 0.10112
2017-05-22 02:00 | 247.5549 | 0.73786 |  | 259.9486 | 0.02019 | 0 | 0 | 0.040381 | 267.2535 | 0.036035 | 0 | 0 | 0.072069 | 273.2301 | 0.048998 | 0 | 0 | 0.097996 | 273.4515 | 0.049478 | 0 | 0 | 0.098956 | 273.5991 | 0.049798 | 0 | 0 | 0.099596 | 273.8204 | 0.050278 | 0 | 0 | 0.10056 | 274.0418 | 0.050758 | 0 | 0 | 0.10152 | 274.2632 | 0.051239 | 0 | 0 | 0.10248 | 274.5583 | 0.051879 | 0 | 0 | 0.10376 | 274.7797 | 0.052359 | 0 | 0 | 0.10472 | 274.9272 | 0.052679 | 0 | 0 | 0.10536 | 275.1486 | 0.053159 | 0 | 0 | 0.10632 | 275.2962 | 0.053479 | 0 | 0 | 0.10696 | 275.5175 | 0.053959 | 0 | 0 | 0.10792 | 275.7389 | 0.054439 | 0 | 0 | 0.10888 | 275.8865 | 0.05476 | 0 | 0 | 0.10952 | 276.1078 | 0.05524 | 0 | 0 | 0.11048 | 276.3292 | 0.05572 | 0 | 0 | 0.11144 | 276.403 | 0.05588 | 0 | 0 | 0.11176 | 276.6243 | 0.05636 | 0 | 0 | 0.11272 | 276.8457 | 0.05684 | 0 | 0 | 0.11368 | 276.9932 | 0.05716 | 0 | 0 | 0.11432 | 277.2146 | 0.05764 | 0 | 0 | 0.11528 | 277.3622 | 0.05796 | 0 | 0 | 0.11592 | 277.5097 | 0.05828 | 0 | 0 | 0.11656
2017-05-22 03:00 | 244.8215 | 0.72971 |  | 257.0785 | 0.013965 | 0 | 0 | 0.02793 | 264.3026 | 0.029634 | 0 | 0 | 0.059269 | 270.2133 | 0.042455 | 0 | 0 | 0.084909 | 270.4323 | 0.042929 | 0 | 0 | 0.085859 | 270.5782 | 0.043246 | 0 | 0 | 0.086492 | 270.7971 | 0.043721 | 0 | 0 | 0.087442 | 271.016 | 0.044196 | 0 | 0 | 0.088391 | 271.2349 | 0.04467 | 0 | 0 | 0.089341 | 271.5268 | 0.045304 | 0 | 0 | 0.090607 | 271.7457 | 0.045778 | 0 | 0 | 0.091557 | 271.8917 | 0.046095 | 0 | 0 | 0.09219 | 272.1106 | 0.04657 | 0 | 0 | 0.093139 | 272.2565 | 0.046886 | 0 | 0 | 0.093773 | 272.4755 | 0.047361 | 0 | 0 | 0.094722 | 272.6944 | 0.047836 | 0 | 0 | 0.095672 | 272.8403 | 0.048152 | 0 | 0 | 0.096305 | 273.0592 | 0.048627 | 0 | 0 | 0.097255 | 273.2781 | 0.049102 | 0 | 0 | 0.098204 | 273.3511 | 0.04926 | 0 | 0 | 0.098521 | 273.57 | 0.049735 | 0 | 0 | 0.09947 | 273.7889 | 0.05021 | 0 | 0 | 0.10042 | 273.9349 | 0.050527 | 0 | 0 | 0.10105 | 274.1538 | 0.051001 | 0 | 0 | 0.102 | 274.2997 | 0.051318 | 0 | 0 | 0.10264 | 274.4457 | 0.051635 | 0 | 0 | 0.10327
2017-05-22 04:00 | 244.3752 | 0.72838 |  | 256.6098 | 0.012948 | 0 | 0 | 0.025897 | 263.8208 | 0.028589 | 0 | 0 | 0.057178 | 269.7207 | 0.041386 | 0 | 0 | 0.082772 | 269.9392 | 0.04186 | 0 | 0 | 0.08372 | 270.0849 | 0.042176 | 0 | 0 | 0.084352 | 270.3034 | 0.04265 | 0 | 0 | 0.0853 | 270.5219 | 0.043124 | 0 | 0 | 0.086248 | 270.7404 | 0.043598 | 0 | 0 | 0.087196 | 271.0318 | 0.04423 | 0 | 0 | 0.08846 | 271.2503 | 0.044704 | 0 | 0 | 0.089407 | 271.396 | 0.04502 | 0 | 0 | 0.090039 | 271.6145 | 0.045494 | 0 | 0 | 0.090987 | 271.7602 | 0.04581 | 0 | 0 | 0.091619 | 271.9787 | 0.046284 | 0 | 0 | 0.092567 | 272.1972 | 0.046758 | 0 | 0 | 0.093515 | 272.3429 | 0.047074 | 0 | 0 | 0.094147 | 272.5614 | 0.047547 | 0 | 0 | 0.095095 | 272.7799 | 0.048021 | 0 | 0 | 0.096043 | 272.8527 | 0.048179 | 0 | 0 | 0.096359 | 273.0713 | 0.048653 | 0 | 0 | 0.097307 | 273.2898 | 0.049127 | 0 | 0 | 0.098255 | 273.4354 | 0.049443 | 0 | 0 | 0.098887 | 273.654 | 0.049917 | 0 | 0 | 0.099835 | 273.7996 | 0.050233 | 0 | 0 | 0.10047 | 273.9453 | 0.050549 | 0 | 0 | 0.1011
2017-05-22 05:00 | 230.6397 | 0.68744 |  | 242.1866 | 0 | 0 | 0 | 0 | 248.9923 | 0 | 0 | 0 | 0 | 254.5606 | 0.0085038 | 0 | 0 | 0.017008 | 254.7668 | 0.0089511 | 0 | 0 | 0.017902 | 254.9043 | 0.0092493 | 0 | 0 | 0.018499 | 255.1106 | 0.0096967 | 0 | 0 | 0.019393 | 255.3168 | 0.010144 | 0 | 0 | 0.020288 | 255.523 | 0.010591 | 0 | 0 | 0.021183 | 255.798 | 0.011188 | 0 | 0 | 0.022375 | 256.0042 | 0.011635 | 0 | 0 | 0.02327 | 256.1417 | 0.011933 | 0 | 0 | 0.023867 | 256.348 | 0.012381 | 0 | 0 | 0.024761 | 256.4855 | 0.012679 | 0 | 0 | 0.025358 | 256.6917 | 0.013126 | 0 | 0 | 0.026252 | 256.8979 | 0.013573 | 0 | 0 | 0.027147 | 257.0354 | 0.013872 | 0 | 0 | 0.027743 | 257.2416 | 0.014319 | 0 | 0 | 0.028638 | 257.4479 | 0.014766 | 0 | 0 | 0.029533 | 257.5166 | 0.014915 | 0 | 0 | 0.029831 | 257.7229 | 0.015363 | 0 | 0 | 0.030725 | 257.9291 | 0.01581 | 0 | 0 | 0.03162 | 258.0666 | 0.016108 | 0 | 0 | 0.032216 | 258.2728 | 0.016556 | 0 | 0 | 0.033111 | 258.4103 | 0.016854 | 0 | 0 | 0.033708 | 258.5478 | 0.017152 | 0 | 0 | 0.034304
2017-05-22 06:00 | 225.0363 | 0.67074 |  | 236.3027 | 0 | 0 | 0 | 0 | 242.9431 | 0 | 0 | 0 | 0 | 248.3761 | 0 | 0 | 0 | 0 | 248.5773 | 0 | 0 | 0 | 0 | 248.7115 | 0 | 0 | 0 | 0 | 248.9127 | 0 | 0 | 0 | 0 | 249.1139 | 0 | 0 | 0 | 0 | 249.3151 | 0 | 0 | 0 | 0 | 249.5834 | 0 | 0 | 0 | 0 | 249.7846 | 0 | 0 | 0 | 0 | 249.9188 | 0 | 0 | 0 | 0 | 250.12 | 0 | 0 | 0 | 0 | 250.2542 | 0 | 0 | 0 | 0 | 250.4554 | 0 | 0 | 0 | 0 | 250.6566 | 3.6029e-05 | 0 | 0 | 7.2057e-05 | 250.7908 | 0.000327 | 0 | 0 | 0.00065399 | 250.992 | 0.00076345 | 0 | 0 | 0.0015269 | 251.1932 | 0.0011999 | 0 | 0 | 0.0023998 | 251.2603 | 0.0013454 | 0 | 0 | 0.0026908 | 251.4615 | 0.0017818 | 0 | 0 | 0.0035637 | 251.6627 | 0.0022183 | 0 | 0 | 0.0044366 | 251.7969 | 0.0025093 | 0 | 0 | 0.0050185 | 251.9981 | 0.0029457 | 0 | 0 | 0.0058914 | 252.1322 | 0.0032367 | 0 | 0 | 0.0064734 | 252.2664 | 0.0035276 | 0 | 0 | 0.0070553
2017-05-22 07:00 | 223.2291 | 0.66536 |  | 234.405 | 0 | 0 | 0 | 0 | 240.992 | 0 | 0 | 0 | 0 | 246.3814 | 0 | 0 | 0 | 0 | 246.581 | 0 | 0 | 0 | 0 | 246.7141 | 0 | 0 | 0 | 0 | 246.9137 | 0 | 0 | 0 | 0 | 247.1133 | 0 | 0 | 0 | 0 | 247.3129 | 0 | 0 | 0 | 0 | 247.579 | 0 | 0 | 0 | 0 | 247.7786 | 0 | 0 | 0 | 0 | 247.9117 | 0 | 0 | 0 | 0 | 248.1113 | 0 | 0 | 0 | 0 | 248.2444 | 0 | 0 | 0 | 0 | 248.444 | 0 | 0 | 0 | 0 | 248.6436 | 0 | 0 | 0 | 0 | 248.7767 | 0 | 0 | 0 | 0 | 248.9763 | 0 | 0 | 0 | 0 | 249.1759 | 0 | 0 | 0 | 0 | 249.2424 | 0 | 0 | 0 | 0 | 249.442 | 0 | 0 | 0 | 0 | 249.6416 | 0 | 0 | 0 | 0 | 249.7747 | 0 | 0 | 0 | 0 | 249.9743 | 0 | 0 | 0 | 0 | 250.1074 | 0 | 0 | 0 | 0 | 250.2405 | 0 | 0 | 0 | 0
2017-05-22 08:00 | 214.1816 | 0.63839 |  | 224.9045 | 0 | 0 | 0 | 0 | 231.2246 | 0 | 0 | 0 | 0 | 236.3955 | 0 | 0 | 0 | 0 | 236.587 | 0 | 0 | 0 | 0 | 236.7147 | 0 | 0 | 0 | 0 | 236.9062 | 0 | 0 | 0 | 0 | 237.0977 | 0 | 0 | 0 | 0 | 237.2893 | 0 | 0 | 0 | 0 | 237.5446 | 0 | 0 | 0 | 0 | 237.7361 | 0 | 0 | 0 | 0 | 237.8638 | 0 | 0 | 0 | 0 | 238.0553 | 0 | 0 | 0 | 0 | 238.183 | 0 | 0 | 0 | 0 | 238.3745 | 0 | 0 | 0 | 0 | 238.566 | 0 | 0 | 0 | 0 | 238.6937 | 0 | 0 | 0 | 0 | 238.8852 | 0 | 0 | 0 | 0 | 239.0767 | 0 | 0 | 0 | 0 | 239.1406 | 0 | 0 | 0 | 0 | 239.3321 | 0 | 0 | 0 | 0 | 239.5236 | 0 | 0 | 0 | 0 | 239.6513 | 0 | 0 | 0 | 0 | 239.8428 | 0 | 0 | 0 | 0 | 239.9705 | 0 | 0 | 0 | 0 | 240.0982 | 0 | 0 | 0 | 0
2017-05-22 09:00 | 221.5191 | 0.66026 |  | 232.6094 | 0 | 0 | 0 | 0 | 239.1459 | 0 | 0 | 0 | 0 | 244.494 | 0 | 0 | 0 | 0 | 244.6921 | 0 | 0 | 0 | 0 | 244.8242 | 0 | 0 | 0 | 0 | 245.0222 | 0 | 0 | 0 | 0 | 245.2203 | 0 | 0 | 0 | 0 | 245.4184 | 0 | 0 | 0 | 0 | 245.6825 | 0 | 0 | 0 | 0 | 245.8806 | 0 | 0 | 0 | 0 | 246.0126 | 0 | 0 | 0 | 0 | 246.2107 | 0 | 0 | 0 | 0 | 246.3428 | 0 | 0 | 0 | 0 | 246.5408 | 0 | 0 | 0 | 0 | 246.7389 | 0 | 0 | 0 | 0 | 246.871 | 0 | 0 | 0 | 0 | 247.069 | 0 | 0 | 0 | 0 | 247.2671 | 0 | 0 | 0 | 0 | 247.3331 | 0 | 0 | 0 | 0 | 247.5312 | 0 | 0 | 0 | 0 | 247.7293 | 0 | 0 | 0 | 0 | 247.8614 | 0 | 0 | 0 | 0 | 248.0594 | 0 | 0 | 0 | 0 | 248.1915 | 0 | 0 | 0 | 0 | 248.3235 | 0 | 0 | 0 | 0
2017-05-22 10:00 | 216.8296 | 0.64628 |  | 227.6851 | 0 | 0 | 0 | 0 | 234.0833 | 0 | 0 | 0 | 0 | 239.3182 | 0 | 0 | 0 | 0 | 239.5121 | 0 | 0 | 0 | 0 | 239.6414 | 0 | 0 | 0 | 0 | 239.8352 | 0 | 0 | 0 | 0 | 240.0291 | 0 | 0 | 0 | 0 | 240.223 | 0 | 0 | 0 | 0 | 240.4815 | 0 | 0 | 0 | 0 | 240.6754 | 0 | 0 | 0 | 0 | 240.8047 | 0 | 0 | 0 | 0 | 240.9985 | 0 | 0 | 0 | 0 | 241.1278 | 0 | 0 | 0 | 0 | 241.3217 | 0 | 0 | 0 | 0 | 241.5156 | 0 | 0 | 0 | 0 | 241.6448 | 0 | 0 | 0 | 0 | 241.8387 | 0 | 0 | 0 | 0 | 242.0326 | 0 | 0 | 0 | 0 | 242.0972 | 0 | 0 | 0 | 0 | 242.2911 | 0 | 0 | 0 | 0 | 242.485 | 0 | 0 | 0 | 0 | 242.6142 | 0 | 0 | 0 | 0 | 242.8081 | 0 | 0 | 0 | 0 | 242.9374 | 0 | 0 | 0 | 0 | 243.0666 | 0 | 0 | 0 | 0
2017-05-22 11:00 | 221.3729 | 0.65982 |  | 232.4559 | 0 | 0 | 0 | 0 | 238.9882 | 0 | 0 | 0 | 0 | 244.3327 | 0 | 0 | 0 | 0 | 244.5307 | 0 | 0 | 0 | 0 | 244.6626 | 0 | 0 | 0 | 0 | 244.8606 | 0 | 0 | 0 | 0 | 245.0585 | 0 | 0 | 0 | 0 | 245.2565 | 0 | 0 | 0 | 0 | 245.5204 | 0 | 0 | 0 | 0 | 245.7184 | 0 | 0 | 0 | 0 | 245.8503 | 0 | 0 | 0 | 0 | 246.0483 | 0 | 0 | 0 | 0 | 246.1802 | 0 | 0 | 0 | 0 | 246.3782 | 0 | 0 | 0 | 0 | 246.5761 | 0 | 0 | 0 | 0 | 246.7081 | 0 | 0 | 0 | 0 | 246.906 | 0 | 0 | 0 | 0 | 247.104 | 0 | 0 | 0 | 0 | 247.17 | 0 | 0 | 0 | 0 | 247.3679 | 0 | 0 | 0 | 0 | 247.5659 | 0 | 0 | 0 | 0 | 247.6978 | 0 | 0 | 0 | 0 | 247.8958 | 0 | 0 | 0 | 0 | 248.0277 | 0 | 0 | 0 | 0 | 248.1597 | 0 | 0 | 0 | 0
2017-05-22 12:00 | 218.6977 | 0.65185 |  | 229.6468 | 0 | 0 | 0 | 0 | 236.1001 | 0 | 0 | 0 | 0 | 241.3801 | 0 | 0 | 0 | 0 | 241.5756 | 0 | 0 | 0 | 0 | 241.706 | 0 | 0 | 0 | 0 | 241.9015 | 0 | 0 | 0 | 0 | 242.0971 | 0 | 0 | 0 | 0 | 242.2927 | 0 | 0 | 0 | 0 | 242.5534 | 0 | 0 | 0 | 0 | 242.749 | 0 | 0 | 0 | 0 | 242.8793 | 0 | 0 | 0 | 0 | 243.0749 | 0 | 0 | 0 | 0 | 243.2052 | 0 | 0 | 0 | 0 | 243.4008 | 0 | 0 | 0 | 0 | 243.5964 | 0 | 0 | 0 | 0 | 243.7267 | 0 | 0 | 0 | 0 | 243.9223 | 0 | 0 | 0 | 0 | 244.1178 | 0 | 0 | 0 | 0 | 244.183 | 0 | 0 | 0 | 0 | 244.3786 | 0 | 0 | 0 | 0 | 244.5741 | 0 | 0 | 0 | 0 | 244.7045 | 0 | 0 | 0 | 0 | 244.9001 | 0 | 0 | 0 | 0 | 245.0304 | 0 | 0 | 0 | 0 | 245.1608 | 0 | 0 | 0 | 0
2017-05-22 13:00 | 219.5529 | 0.6544 |  | 230.5447 | 0 | 0 | 0 | 0 | 237.0233 | 0 | 0 | 0 | 0 | 242.3239 | 0 | 0 | 0 | 0 | 242.5202 | 0 | 0 | 0 | 0 | 242.6511 | 0 | 0 | 0 | 0 | 242.8474 | 0 | 0 | 0 | 0 | 243.0438 | 0 | 0 | 0 | 0 | 243.2401 | 0 | 0 | 0 | 0 | 243.5018 | 0 | 0 | 0 | 0 | 243.6982 | 0 | 0 | 0 | 0 | 243.829 | 0 | 0 | 0 | 0 | 244.0254 | 0 | 0 | 0 | 0 | 244.1562 | 0 | 0 | 0 | 0 | 244.3526 | 0 | 0 | 0 | 0 | 244.5489 | 0 | 0 | 0 | 0 | 244.6798 | 0 | 0 | 0 | 0 | 244.8761 | 0 | 0 | 0 | 0 | 245.0724 | 0 | 0 | 0 | 0 | 245.1378 | 0 | 0 | 0 | 0 | 245.3342 | 0 | 0 | 0 | 0 | 245.5305 | 0 | 0 | 0 | 0 | 245.6614 | 0 | 0 | 0 | 0 | 245.8577 | 0 | 0 | 0 | 0 | 245.9886 | 0 | 0 | 0 | 0 | 246.1194 | 0 | 0 | 0 | 0
2017-05-22 14:00 | 218.8813 | 0.6524 |  | 229.8395 | 0 | 0 | 0 | 0 | 236.2982 | 0 | 0 | 0 | 0 | 241.5826 | 0 | 0 | 0 | 0 | 241.7784 | 0 | 0 | 0 | 0 | 241.9088 | 0 | 0 | 0 | 0 | 242.1046 | 0 | 0 | 0 | 0 | 242.3003 | 0 | 0 | 0 | 0 | 242.496 | 0 | 0 | 0 | 0 | 242.757 | 0 | 0 | 0 | 0 | 242.9527 | 0 | 0 | 0 | 0 | 243.0832 | 0 | 0 | 0 | 0 | 243.2789 | 0 | 0 | 0 | 0 | 243.4093 | 0 | 0 | 0 | 0 | 243.6051 | 0 | 0 | 0 | 0 | 243.8008 | 0 | 0 | 0 | 0 | 243.9313 | 0 | 0 | 0 | 0 | 244.127 | 0 | 0 | 0 | 0 | 244.3227 | 0 | 0 | 0 | 0 | 244.3879 | 0 | 0 | 0 | 0 | 244.5837 | 0 | 0 | 0 | 0 | 244.7794 | 0 | 0 | 0 | 0 | 244.9099 | 0 | 0 | 0 | 0 | 245.1056 | 0 | 0 | 0 | 0 | 245.2361 | 0 | 0 | 0 | 0 | 245.3665 | 0 | 0 | 0 | 0
2017-05-22 15:00 | 215.6079 | 0.64264 |  | 226.4022 | 0 | 0 | 0 | 0 | 232.7643 | 0 | 0 | 0 | 0 | 237.9697 | 0 | 0 | 0 | 0 | 238.1625 | 0 | 0 | 0 | 0 | 238.291 | 0 | 0 | 0 | 0 | 238.4838 | 0 | 0 | 0 | 0 | 238.6766 | 0 | 0 | 0 | 0 | 238.8694 | 0 | 0 | 0 | 0 | 239.1265 | 0 | 0 | 0 | 0 | 239.3193 | 0 | 0 | 0 | 0 | 239.4478 | 0 | 0 | 0 | 0 | 239.6406 | 0 | 0 | 0 | 0 | 239.7691 | 0 | 0 | 0 | 0 | 239.9619 | 0 | 0 | 0 | 0 | 240.1547 | 0 | 0 | 0 | 0 | 240.2832 | 0 | 0 | 0 | 0 | 240.476 | 0 | 0 | 0 | 0 | 240.6688 | 0 | 0 | 0 | 0 | 240.7331 | 0 | 0 | 0 | 0 | 240.9259 | 0 | 0 | 0 | 0 | 241.1187 | 0 | 0 | 0 | 0 | 241.2472 | 0 | 0 | 0 | 0 | 241.44 | 0 | 0 | 0 | 0 | 241.5685 | 0 | 0 | 0 | 0 | 241.697 | 0 | 0 | 0 | 0
2017-05-22 16:00 | 215.6423 | 0.64274 |  | 226.4384 | 0 | 0 | 0 | 0 | 232.8016 | 0 | 0 | 0 | 0 | 238.0078 | 0 | 0 | 0 | 0 | 238.2006 | 0 | 0 | 0 | 0 | 238.3292 | 0 | 0 | 0 | 0 | 238.522 | 0 | 0 | 0 | 0 | 238.7148 | 0 | 0 | 0 | 0 | 238.9076 | 0 | 0 | 0 | 0 | 239.1647 | 0 | 0 | 0 | 0 | 239.3576 | 0 | 0 | 0 | 0 | 239.4861 | 0 | 0 | 0 | 0 | 239.6789 | 0 | 0 | 0 | 0 | 239.8075 | 0 | 0 | 0 | 0 | 240.0003 | 0 | 0 | 0 | 0 | 240.1931 | 0 | 0 | 0 | 0 | 240.3217 | 0 | 0 | 0 | 0 | 240.5145 | 0 | 0 | 0 | 0 | 240.7073 | 0 | 0 | 0 | 0 | 240.7716 | 0 | 0 | 0 | 0 | 240.9644 | 0 | 0 | 0 | 0 | 241.1572 | 0 | 0 | 0 | 0 | 241.2858 | 0 | 0 | 0 | 0 | 241.4786 | 0 | 0 | 0 | 0 | 241.6072 | 0 | 0 | 0 | 0 | 241.7357 | 0 | 0 | 0 | 0
2017-05-22 17:00 | 222.6265 | 0.66356 |  | 233.7722 | 0 | 0 | 0 | 0 | 240.3415 | 0 | 0 | 0 | 0 | 245.7163 | 0 | 0 | 0 | 0 | 245.9154 | 0 | 0 | 0 | 0 | 246.0481 | 0 | 0 | 0 | 0 | 246.2472 | 0 | 0 | 0 | 0 | 246.4462 | 0 | 0 | 0 | 0 | 246.6453 | 0 | 0 | 0 | 0 | 246.9107 | 0 | 0 | 0 | 0 | 247.1098 | 0 | 0 | 0 | 0 | 247.2425 | 0 | 0 | 0 | 0 | 247.4416 | 0 | 0 | 0 | 0 | 247.5743 | 0 | 0 | 0 | 0 | 247.7734 | 0 | 0 | 0 | 0 | 247.9724 | 0 | 0 | 0 | 0 | 248.1051 | 0 | 0 | 0 | 0 | 248.3042 | 0 | 0 | 0 | 0 | 248.5033 | 0 | 0 | 0 | 0 | 248.5696 | 0 | 0 | 0 | 0 | 248.7687 | 0 | 0 | 0 | 0 | 248.9678 | 0 | 0 | 0 | 0 | 249.1005 | 0 | 0 | 0 | 0 | 249.2996 | 0 | 0 | 0 | 0 | 249.4323 | 0 | 0 | 0 | 0 | 249.565 | 0 | 0 | 0 | 0
2017-05-22 18:00 | 227.7066 | 0.6787 |  | 239.1067 | 0 | 0 | 0 | 0 | 245.8259 | 0 | 0 | 0 | 0 | 251.3233 | 0.0014822 | 0 | 0 | 0.0029643 | 251.527 | 0.0019238 | 0 | 0 | 0.0038476 | 251.6627 | 0.0022182 | 0 | 0 | 0.0044365 | 251.8663 | 0.0026599 | 0 | 0 | 0.0053197 | 252.0699 | 0.0031015 | 0 | 0 | 0.006203 | 252.2735 | 0.0035431 | 0 | 0 | 0.0070862 | 252.545 | 0.004132 | 0 | 0 | 0.0082639 | 252.7486 | 0.0045736 | 0 | 0 | 0.0091472 | 252.8844 | 0.004868 | 0 | 0 | 0.009736 | 253.088 | 0.0053096 | 0 | 0 | 0.010619 | 253.2237 | 0.0056041 | 0 | 0 | 0.011208 | 253.4273 | 0.0060457 | 0 | 0 | 0.012091 | 253.6309 | 0.0064873 | 0 | 0 | 0.012975 | 253.7667 | 0.0067818 | 0 | 0 | 0.013564 | 253.9703 | 0.0072234 | 0 | 0 | 0.014447 | 254.1739 | 0.007665 | 0 | 0 | 0.01533 | 254.2418 | 0.0078122 | 0 | 0 | 0.015624 | 254.4454 | 0.0082539 | 0 | 0 | 0.016508 | 254.649 | 0.0086955 | 0 | 0 | 0.017391 | 254.7847 | 0.0089899 | 0 | 0 | 0.01798 | 254.9883 | 0.0094315 | 0 | 0 | 0.018863 | 255.1241 | 0.009726 | 0 | 0 | 0.019452 | 255.2598 | 0.01002 | 0 | 0 | 0.020041
2017-05-22 19:00 | 230.1905 | 0.68611 |  | 241.715 | 0 | 0 | 0 | 0 | 248.5074 | 0 | 0 | 0 | 0 | 254.0649 | 0.0074285 | 0 | 0 | 0.014857 | 254.2707 | 0.007875 | 0 | 0 | 0.01575 | 254.4079 | 0.0081726 | 0 | 0 | 0.016345 | 254.6137 | 0.0086191 | 0 | 0 | 0.017238 | 254.8196 | 0.0090655 | 0 | 0 | 0.018131 | 255.0254 | 0.009512 | 0 | 0 | 0.019024 | 255.2999 | 0.010107 | 0 | 0 | 0.020214 | 255.5057 | 0.010554 | 0 | 0 | 0.021107 | 255.6429 | 0.010851 | 0 | 0 | 0.021703 | 255.8487 | 0.011298 | 0 | 0 | 0.022595 | 255.986 | 0.011595 | 0 | 0 | 0.023191 | 256.1918 | 0.012042 | 0 | 0 | 0.024084 | 256.3976 | 0.012488 | 0 | 0 | 0.024977 | 256.5348 | 0.012786 | 0 | 0 | 0.025572 | 256.7407 | 0.013232 | 0 | 0 | 0.026465 | 256.9465 | 0.013679 | 0 | 0 | 0.027358 | 257.0151 | 0.013828 | 0 | 0 | 0.027655 | 257.2209 | 0.014274 | 0 | 0 | 0.028548 | 257.4268 | 0.014721 | 0 | 0 | 0.029441 | 257.564 | 0.015018 | 0 | 0 | 0.030036 | 257.7698 | 0.015465 | 0 | 0 | 0.030929 | 257.9071 | 0.015762 | 0 | 0 | 0.031524 | 258.0443 | 0.01606 | 0 | 0 | 0.03212
2017-05-22 20:00 | 221.5093 | 0.66023 |  | 232.5991 | 0 | 0 | 0 | 0 | 239.1354 | 0 | 0 | 0 | 0 | 244.4832 | 0 | 0 | 0 | 0 | 244.6813 | 0 | 0 | 0 | 0 | 244.8134 | 0 | 0 | 0 | 0 | 245.0114 | 0 | 0 | 0 | 0 | 245.2095 | 0 | 0 | 0 | 0 | 245.4076 | 0 | 0 | 0 | 0 | 245.6717 | 0 | 0 | 0 | 0 | 245.8697 | 0 | 0 | 0 | 0 | 246.0018 | 0 | 0 | 0 | 0 | 246.1998 | 0 | 0 | 0 | 0 | 246.3319 | 0 | 0 | 0 | 0 | 246.53 | 0 | 0 | 0 | 0 | 246.728 | 0 | 0 | 0 | 0 | 246.8601 | 0 | 0 | 0 | 0 | 247.0581 | 0 | 0 | 0 | 0 | 247.2562 | 0 | 0 | 0 | 0 | 247.3222 | 0 | 0 | 0 | 0 | 247.5203 | 0 | 0 | 0 | 0 | 247.7184 | 0 | 0 | 0 | 0 | 247.8504 | 0 | 0 | 0 | 0 | 248.0485 | 0 | 0 | 0 | 0 | 248.1805 | 0 | 0 | 0 | 0 | 248.3126 | 0 | 0 | 0 | 0
2017-05-22 21:00 | 228.3572 | 0.68064 |  | 239.7898 | 0 | 0 | 0 | 0 | 246.5281 | 0 | 0 | 0 | 0 | 252.0413 | 0.0030395 | 0 | 0 | 0.0060789 | 252.2455 | 0.0034824 | 0 | 0 | 0.0069647 | 252.3816 | 0.0037776 | 0 | 0 | 0.0075553 | 252.5858 | 0.0042205 | 0 | 0 | 0.008441 | 252.79 | 0.0046634 | 0 | 0 | 0.0093268 | 252.9942 | 0.0051063 | 0 | 0 | 0.010213 | 253.2665 | 0.0056968 | 0 | 0 | 0.011394 | 253.4707 | 0.0061397 | 0 | 0 | 0.012279 | 253.6068 | 0.006435 | 0 | 0 | 0.01287 | 253.811 | 0.0068779 | 0 | 0 | 0.013756 | 253.9471 | 0.0071731 | 0 | 0 | 0.014346 | 254.1513 | 0.007616 | 0 | 0 | 0.015232 | 254.3555 | 0.0080589 | 0 | 0 | 0.016118 | 254.4916 | 0.0083542 | 0 | 0 | 0.016708 | 254.6958 | 0.0087971 | 0 | 0 | 0.017594 | 254.9 | 0.00924 | 0 | 0 | 0.01848 | 254.9681 | 0.0093876 | 0 | 0 | 0.018775 | 255.1723 | 0.0098305 | 0 | 0 | 0.019661 | 255.3765 | 0.010273 | 0 | 0 | 0.020547 | 255.5126 | 0.010569 | 0 | 0 | 0.021137 | 255.7168 | 0.011012 | 0 | 0 | 0.022023 | 255.8529 | 0.011307 | 0 | 0 | 0.022614 | 255.989 | 0.011602 | 0 | 0 | 0.023204
2017-05-22 22:00 | 228.5303 | 0.68116 |  | 239.9716 | 0 | 0 | 0 | 0 | 246.7151 | 0 | 0 | 0 | 0 | 252.2325 | 0.003454 | 0 | 0 | 0.0069081 | 252.4368 | 0.0038973 | 0 | 0 | 0.0077945 | 252.573 | 0.0041927 | 0 | 0 | 0.0083855 | 252.7774 | 0.004636 | 0 | 0 | 0.009272 | 252.9817 | 0.0050792 | 0 | 0 | 0.010158 | 253.1861 | 0.0055224 | 0 | 0 | 0.011045 | 253.4585 | 0.0061134 | 0 | 0 | 0.012227 | 253.6629 | 0.0065566 | 0 | 0 | 0.013113 | 253.7991 | 0.0068521 | 0 | 0 | 0.013704 | 254.0035 | 0.0072953 | 0 | 0 | 0.014591 | 254.1397 | 0.0075908 | 0 | 0 | 0.015182 | 254.344 | 0.0080341 | 0 | 0 | 0.016068 | 254.5484 | 0.0084773 | 0 | 0 | 0.016955 | 254.6846 | 0.0087728 | 0 | 0 | 0.017546 | 254.889 | 0.009216 | 0 | 0 | 0.018432 | 255.0933 | 0.0096592 | 0 | 0 | 0.019318 | 255.1614 | 0.009807 | 0 | 0 | 0.019614 | 255.3658 | 0.01025 | 0 | 0 | 0.0205 | 255.5701 | 0.010693 | 0 | 0 | 0.021387 | 255.7064 | 0.010989 | 0 | 0 | 0.021978 | 255.9107 | 0.011432 | 0 | 0 | 0.022864 | 256.0469 | 0.011728 | 0 | 0 | 0.023455 | 256.1832 | 0.012023 | 0 | 0 | 0.024046
2017-05-22 23:00 | 233.2141 | 0.69512 |  | 244.8899 | 0 | 0 | 0 | 0 | 251.7716 | 0.0024544 | 0 | 0 | 0.0049089 | 257.4021 | 0.014667 | 0 | 0 | 0.029334 | 257.6106 | 0.015119 | 0 | 0 | 0.030238 | 257.7496 | 0.015421 | 0 | 0 | 0.030842 | 257.9582 | 0.015873 | 0 | 0 | 0.031746 | 258.1667 | 0.016325 | 0 | 0 | 0.032651 | 258.3752 | 0.016778 | 0 | 0 | 0.033555 | 258.6533 | 0.017381 | 0 | 0 | 0.034762 | 258.8618 | 0.017833 | 0 | 0 | 0.035666 | 259.0008 | 0.018135 | 0 | 0 | 0.036269 | 259.2094 | 0.018587 | 0 | 0 | 0.037174 | 259.3484 | 0.018888 | 0 | 0 | 0.037777 | 259.5569 | 0.019341 | 0 | 0 | 0.038682 | 259.7655 | 0.019793 | 0 | 0 | 0.039586 | 259.9045 | 0.020095 | 0 | 0 | 0.040189 | 260.113 | 0.020547 | 0 | 0 | 0.041094 | 260.3216 | 0.020999 | 0 | 0 | 0.041999 | 260.3911 | 0.02115 | 0 | 0 | 0.0423 | 260.5996 | 0.021602 | 0 | 0 | 0.043205 | 260.8081 | 0.022055 | 0 | 0 | 0.044109 | 260.9472 | 0.022356 | 0 | 0 | 0.044712 | 261.1557 | 0.022809 | 0 | 0 | 0.045617 | 261.2947 | 0.02311 | 0 | 0 | 0.04622 | 261.4337 | 0.023412 | 0 | 0 | 0.046823
2017-05-23 | 230.7767 | 0.68785 |  | 242.3305 | 0 | 0 | 0 | 0 | 249.1402 | 0 | 0 | 0 | 0 | 254.7118 | 0.0088318 | 0 | 0 | 0.017664 | 254.9182 | 0.0092794 | 0 | 0 | 0.018559 | 255.0557 | 0.0095778 | 0 | 0 | 0.019156 | 255.2621 | 0.010025 | 0 | 0 | 0.020051 | 255.4685 | 0.010473 | 0 | 0 | 0.020946 | 255.6748 | 0.010921 | 0 | 0 | 0.021841 | 255.95 | 0.011517 | 0 | 0 | 0.023035 | 256.1563 | 0.011965 | 0 | 0 | 0.02393 | 256.2939 | 0.012263 | 0 | 0 | 0.024527 | 256.5002 | 0.012711 | 0 | 0 | 0.025422 | 256.6378 | 0.013009 | 0 | 0 | 0.026018 | 256.8442 | 0.013457 | 0 | 0 | 0.026914 | 257.0505 | 0.013904 | 0 | 0 | 0.027809 | 257.1881 | 0.014203 | 0 | 0 | 0.028406 | 257.3944 | 0.01465 | 0 | 0 | 0.029301 | 257.6008 | 0.015098 | 0 | 0 | 0.030196 | 257.6696 | 0.015247 | 0 | 0 | 0.030494 | 257.8759 | 0.015695 | 0 | 0 | 0.03139 | 258.0823 | 0.016142 | 0 | 0 | 0.032285 | 258.2199 | 0.016441 | 0 | 0 | 0.032881 | 258.4262 | 0.016888 | 0 | 0 | 0.033777 | 258.5638 | 0.017187 | 0 | 0 | 0.034373 | 258.7014 | 0.017485 | 0 | 0 | 0.03497
2017-05-23 01:00 | 233.3538 | 0.69553 |  | 245.0366 | 0 | 0 | 0 | 0 | 251.9224 | 0.0027815 | 0 | 0 | 0.005563 | 257.5562 | 0.015001 | 0 | 0 | 0.030002 | 257.7649 | 0.015454 | 0 | 0 | 0.030908 | 257.904 | 0.015756 | 0 | 0 | 0.031511 | 258.1126 | 0.016208 | 0 | 0 | 0.032416 | 258.3213 | 0.016661 | 0 | 0 | 0.033321 | 258.5299 | 0.017113 | 0 | 0 | 0.034227 | 258.8082 | 0.017717 | 0 | 0 | 0.035433 | 259.0168 | 0.018169 | 0 | 0 | 0.036339 | 259.1559 | 0.018471 | 0 | 0 | 0.036942 | 259.3646 | 0.018924 | 0 | 0 | 0.037847 | 259.5037 | 0.019225 | 0 | 0 | 0.038451 | 259.7124 | 0.019678 | 0 | 0 | 0.039356 | 259.921 | 0.020131 | 0 | 0 | 0.040261 | 260.0601 | 0.020432 | 0 | 0 | 0.040864 | 260.2688 | 0.020885 | 0 | 0 | 0.04177 | 260.4774 | 0.021337 | 0 | 0 | 0.042675 | 260.547 | 0.021488 | 0 | 0 | 0.042977 | 260.7557 | 0.021941 | 0 | 0 | 0.043882 | 260.9643 | 0.022393 | 0 | 0 | 0.044787 | 261.1034 | 0.022695 | 0 | 0 | 0.04539 | 261.3121 | 0.023148 | 0 | 0 | 0.046296 | 261.4512 | 0.023449 | 0 | 0 | 0.046899 | 261.5903 | 0.023751 | 0 | 0 | 0.047502
2017-05-23 02:00 | 232.8285 | 0.69397 |  | 244.485 | 0 | 0 | 0 | 0 | 251.3553 | 0.0015515 | 0 | 0 | 0.003103 | 256.9764 | 0.013744 | 0 | 0 | 0.027487 | 257.1846 | 0.014195 | 0 | 0 | 0.028391 | 257.3234 | 0.014496 | 0 | 0 | 0.028993 | 257.5316 | 0.014948 | 0 | 0 | 0.029896 | 257.7398 | 0.015399 | 0 | 0 | 0.030799 | 257.948 | 0.015851 | 0 | 0 | 0.031702 | 258.2256 | 0.016453 | 0 | 0 | 0.032906 | 258.4338 | 0.016905 | 0 | 0 | 0.033809 | 258.5726 | 0.017206 | 0 | 0 | 0.034411 | 258.7808 | 0.017657 | 0 | 0 | 0.035315 | 258.9195 | 0.017958 | 0 | 0 | 0.035917 | 259.1277 | 0.01841 | 0 | 0 | 0.03682 | 259.3359 | 0.018861 | 0 | 0 | 0.037723 | 259.4747 | 0.019163 | 0 | 0 | 0.038325 | 259.6829 | 0.019614 | 0 | 0 | 0.039228 | 259.8911 | 0.020066 | 0 | 0 | 0.040131 | 259.9605 | 0.020216 | 0 | 0 | 0.040432 | 260.1687 | 0.020668 | 0 | 0 | 0.041335 | 260.3769 | 0.021119 | 0 | 0 | 0.042239 | 260.5157 | 0.02142 | 0 | 0 | 0.042841 | 260.7239 | 0.021872 | 0 | 0 | 0.043744 | 260.8627 | 0.022173 | 0 | 0 | 0.044346 | 261.0015 | 0.022474 | 0 | 0 | 0.044948
2017-05-23 03:00 | 233.0494 | 0.69463 |  | 244.717 | 0 | 0 | 0 | 0 | 251.5938 | 0.0020688 | 0 | 0 | 0.0041376 | 257.2203 | 0.014273 | 0 | 0 | 0.028545 | 257.4287 | 0.014725 | 0 | 0 | 0.029449 | 257.5676 | 0.015026 | 0 | 0 | 0.030052 | 257.776 | 0.015478 | 0 | 0 | 0.030956 | 257.9844 | 0.01593 | 0 | 0 | 0.03186 | 258.1928 | 0.016382 | 0 | 0 | 0.032764 | 258.4706 | 0.016985 | 0 | 0 | 0.033969 | 258.679 | 0.017437 | 0 | 0 | 0.034873 | 258.8179 | 0.017738 | 0 | 0 | 0.035476 | 259.0263 | 0.01819 | 0 | 0 | 0.03638 | 259.1652 | 0.018491 | 0 | 0 | 0.036982 | 259.3736 | 0.018943 | 0 | 0 | 0.037886 | 259.582 | 0.019395 | 0 | 0 | 0.03879 | 259.7209 | 0.019697 | 0 | 0 | 0.039393 | 259.9293 | 0.020149 | 0 | 0 | 0.040297 | 260.1377 | 0.020601 | 0 | 0 | 0.041201 | 260.2072 | 0.020751 | 0 | 0 | 0.041502 | 260.4156 | 0.021203 | 0 | 0 | 0.042406 | 260.6239 | 0.021655 | 0 | 0 | 0.04331 | 260.7629 | 0.021957 | 0 | 0 | 0.043913 | 260.9713 | 0.022409 | 0 | 0 | 0.044817 | 261.1102 | 0.02271 | 0 | 0 | 0.04542 | 261.2491 | 0.023011 | 0 | 0 | 0.046022
2017-05-23 04:00 | 237.117 | 0.70675 |  | 248.9882 | 0 | 0 | 0 | 0 | 255.985 | 0.011593 | 0 | 0 | 0.023187 | 261.7097 | 0.02401 | 0 | 0 | 0.04802 | 261.9217 | 0.02447 | 0 | 0 | 0.04894 | 262.0631 | 0.024777 | 0 | 0 | 0.049553 | 262.2751 | 0.025237 | 0 | 0 | 0.050473 | 262.4871 | 0.025696 | 0 | 0 | 0.051393 | 262.6991 | 0.026156 | 0 | 0 | 0.052313 | 262.9818 | 0.026769 | 0 | 0 | 0.053539 | 263.1939 | 0.027229 | 0 | 0 | 0.054459 | 263.3352 | 0.027536 | 0 | 0 | 0.055072 | 263.5472 | 0.027996 | 0 | 0 | 0.055992 | 263.6886 | 0.028302 | 0 | 0 | 0.056605 | 263.9006 | 0.028762 | 0 | 0 | 0.057525 | 264.1127 | 0.029222 | 0 | 0 | 0.058444 | 264.254 | 0.029529 | 0 | 0 | 0.059058 | 264.466 | 0.029989 | 0 | 0 | 0.059977 | 264.6781 | 0.030449 | 0 | 0 | 0.060897 | 264.7487 | 0.030602 | 0 | 0 | 0.061204 | 264.9608 | 0.031062 | 0 | 0 | 0.062123 | 265.1728 | 0.031522 | 0 | 0 | 0.063043 | 265.3141 | 0.031828 | 0 | 0 | 0.063656 | 265.5262 | 0.032288 | 0 | 0 | 0.064576 | 265.6675 | 0.032595 | 0 | 0 | 0.065189 | 265.8089 | 0.032901 | 0 | 0 | 0.065802
2017-05-23 05:00 | 240.1809 | 0.71588 |  | 252.2055 | 0.0033956 | 0 | 0 | 0.0067912 | 259.2928 | 0.018768 | 0 | 0 | 0.037536 | 265.0914 | 0.031345 | 0 | 0 | 0.06269 | 265.3062 | 0.031811 | 0 | 0 | 0.063622 | 265.4493 | 0.032121 | 0 | 0 | 0.064243 | 265.6641 | 0.032587 | 0 | 0 | 0.065175 | 265.8789 | 0.033053 | 0 | 0 | 0.066106 | 266.0936 | 0.033519 | 0 | 0 | 0.067038 | 266.38 | 0.03414 | 0 | 0 | 0.06828 | 266.5948 | 0.034606 | 0 | 0 | 0.069212 | 266.7379 | 0.034916 | 0 | 0 | 0.069833 | 266.9527 | 0.035382 | 0 | 0 | 0.070764 | 267.0959 | 0.035693 | 0 | 0 | 0.071386 | 267.3106 | 0.036159 | 0 | 0 | 0.072317 | 267.5254 | 0.036624 | 0 | 0 | 0.073249 | 267.6686 | 0.036935 | 0 | 0 | 0.07387 | 267.8833 | 0.037401 | 0 | 0 | 0.074802 | 268.0981 | 0.037867 | 0 | 0 | 0.075733 | 268.1697 | 0.038022 | 0 | 0 | 0.076044 | 268.3845 | 0.038488 | 0 | 0 | 0.076975 | 268.5992 | 0.038954 | 0 | 0 | 0.077907 | 268.7424 | 0.039264 | 0 | 0 | 0.078528 | 268.9572 | 0.03973 | 0 | 0 | 0.07946 | 269.1003 | 0.04004 | 0 | 0 | 0.080081 | 269.2435 | 0.040351 | 0 | 0 | 0.080702
2017-05-23 06:00 | 238.8874 | 0.71203 |  | 250.8472 | 0.00044946 | 0 | 0 | 0.00089893 | 257.8963 | 0.015739 | 0 | 0 | 0.031478 | 263.6637 | 0.028248 | 0 | 0 | 0.056497 | 263.8773 | 0.028712 | 0 | 0 | 0.057424 | 264.0197 | 0.029021 | 0 | 0 | 0.058041 | 264.2333 | 0.029484 | 0 | 0 | 0.058968 | 264.4469 | 0.029947 | 0 | 0 | 0.059895 | 264.6606 | 0.030411 | 0 | 0 | 0.060821 | 264.9454 | 0.031028 | 0 | 0 | 0.062057 | 265.159 | 0.031492 | 0 | 0 | 0.062983 | 265.3014 | 0.031801 | 0 | 0 | 0.063601 | 265.515 | 0.032264 | 0 | 0 | 0.064528 | 265.6574 | 0.032573 | 0 | 0 | 0.065145 | 265.871 | 0.033036 | 0 | 0 | 0.066072 | 266.0846 | 0.033499 | 0 | 0 | 0.066999 | 266.227 | 0.033808 | 0 | 0 | 0.067616 | 266.4406 | 0.034272 | 0 | 0 | 0.068543 | 266.6542 | 0.034735 | 0 | 0 | 0.06947 | 266.7254 | 0.034889 | 0 | 0 | 0.069779 | 266.939 | 0.035353 | 0 | 0 | 0.070705 | 267.1526 | 0.035816 | 0 | 0 | 0.071632 | 267.2951 | 0.036125 | 0 | 0 | 0.07225 | 267.5087 | 0.036588 | 0 | 0 | 0.073176 | 267.6511 | 0.036897 | 0 | 0 | 0.073794 | 267.7935 | 0.037206 | 0 | 0 | 0.074412
2017-05-23 07:00 | 240.9212 | 0.71809 |  | 252.9828 | 0.0050816 | 0 | 0 | 0.010163 | 260.0919 | 0.020501 | 0 | 0 | 0.041002 | 265.9084 | 0.033117 | 0 | 0 | 0.066234 | 266.1238 | 0.033584 | 0 | 0 | 0.067169 | 266.2675 | 0.033896 | 0 | 0 | 0.067792 | 266.4829 | 0.034363 | 0 | 0 | 0.068726 | 266.6983 | 0.03483 | 0 | 0 | 0.069661 | 266.9137 | 0.035298 | 0 | 0 | 0.070595 | 267.201 | 0.035921 | 0 | 0 | 0.071842 | 267.4164 | 0.036388 | 0 | 0 | 0.072776 | 267.56 | 0.0367 | 0 | 0 | 0.073399 | 267.7754 | 0.037167 | 0 | 0 | 0.074334 | 267.9191 | 0.037478 | 0 | 0 | 0.074957 | 268.1345 | 0.037946 | 0 | 0 | 0.075891 | 268.3499 | 0.038413 | 0 | 0 | 0.076826 | 268.4935 | 0.038724 | 0 | 0 | 0.077449 | 268.709 | 0.039192 | 0 | 0 | 0.078383 | 268.9244 | 0.039659 | 0 | 0 | 0.079318 | 268.9962 | 0.039815 | 0 | 0 | 0.079629 | 269.2116 | 0.040282 | 0 | 0 | 0.080564 | 269.4271 | 0.040749 | 0 | 0 | 0.081498 | 269.5707 | 0.041061 | 0 | 0 | 0.082121 | 269.7861 | 0.041528 | 0 | 0 | 0.083056 | 269.9297 | 0.041839 | 0 | 0 | 0.083679 | 270.0733 | 0.042151 | 0 | 0 | 0.084302
2017-05-23 08:00 | 235.3808 | 0.70158 |  | 247.1651 | 0 | 0 | 0 | 0 | 254.1107 | 0.0075279 | 0 | 0 | 0.015056 | 259.7935 | 0.019854 | 0 | 0 | 0.039708 | 260.0039 | 0.02031 | 0 | 0 | 0.040621 | 260.1442 | 0.020615 | 0 | 0 | 0.041229 | 260.3547 | 0.021071 | 0 | 0 | 0.042142 | 260.5652 | 0.021528 | 0 | 0 | 0.043055 | 260.7757 | 0.021984 | 0 | 0 | 0.043968 | 261.0563 | 0.022593 | 0 | 0 | 0.045186 | 261.2668 | 0.023049 | 0 | 0 | 0.046099 | 261.4071 | 0.023354 | 0 | 0 | 0.046708 | 261.6176 | 0.02381 | 0 | 0 | 0.047621 | 261.7579 | 0.024115 | 0 | 0 | 0.048229 | 261.9683 | 0.024571 | 0 | 0 | 0.049142 | 262.1788 | 0.025028 | 0 | 0 | 0.050055 | 262.3191 | 0.025332 | 0 | 0 | 0.050664 | 262.5296 | 0.025789 | 0 | 0 | 0.051577 | 262.7401 | 0.026245 | 0 | 0 | 0.05249 | 262.8102 | 0.026397 | 0 | 0 | 0.052794 | 263.0207 | 0.026854 | 0 | 0 | 0.053707 | 263.2312 | 0.02731 | 0 | 0 | 0.054621 | 263.3715 | 0.027615 | 0 | 0 | 0.055229 | 263.582 | 0.028071 | 0 | 0 | 0.056142 | 263.7223 | 0.028375 | 0 | 0 | 0.056751 | 263.8626 | 0.02868 | 0 | 0 | 0.05736
2017-05-23 09:00 | 227.562 | 0.67827 |  | 238.9548 | 0 | 0 | 0 | 0 | 245.6697 | 0 | 0 | 0 | 0 | 251.1637 | 0.0011359 | 0 | 0 | 0.0022719 | 251.3672 | 0.0015773 | 0 | 0 | 0.0031546 | 251.5028 | 0.0018715 | 0 | 0 | 0.003743 | 251.7063 | 0.0023129 | 0 | 0 | 0.0046257 | 251.9098 | 0.0027542 | 0 | 0 | 0.0055084 | 252.1133 | 0.0031956 | 0 | 0 | 0.0063911 | 252.3846 | 0.003784 | 0 | 0 | 0.0075681 | 252.5881 | 0.0042254 | 0 | 0 | 0.0084508 | 252.7237 | 0.0045196 | 0 | 0 | 0.0090392 | 252.9272 | 0.004961 | 0 | 0 | 0.0099219 | 253.0629 | 0.0052552 | 0 | 0 | 0.01051 | 253.2663 | 0.0056966 | 0 | 0 | 0.011393 | 253.4698 | 0.0061379 | 0 | 0 | 0.012276 | 253.6055 | 0.0064321 | 0 | 0 | 0.012864 | 253.809 | 0.0068735 | 0 | 0 | 0.013747 | 254.0124 | 0.0073148 | 0 | 0 | 0.01463 | 254.0803 | 0.007462 | 0 | 0 | 0.014924 | 254.2838 | 0.0079033 | 0 | 0 | 0.015807 | 254.4872 | 0.0083447 | 0 | 0 | 0.016689 | 254.6229 | 0.0086389 | 0 | 0 | 0.017278 | 254.8264 | 0.0090802 | 0 | 0 | 0.01816 | 254.962 | 0.0093745 | 0 | 0 | 0.018749 | 255.0977 | 0.0096687 | 0 | 0 | 0.019337
2017-05-23 10:00 | 224.7715 | 0.66995 |  | 236.0247 | 0 | 0 | 0 | 0 | 242.6572 | 0 | 0 | 0 | 0 | 248.0838 | 0 | 0 | 0 | 0 | 248.2848 | 0 | 0 | 0 | 0 | 248.4188 | 0 | 0 | 0 | 0 | 248.6198 | 0 | 0 | 0 | 0 | 248.8208 | 0 | 0 | 0 | 0 | 249.0218 | 0 | 0 | 0 | 0 | 249.2898 | 0 | 0 | 0 | 0 | 249.4907 | 0 | 0 | 0 | 0 | 249.6247 | 0 | 0 | 0 | 0 | 249.8257 | 0 | 0 | 0 | 0 | 249.9597 | 0 | 0 | 0 | 0 | 250.1607 | 0 | 0 | 0 | 0 | 250.3617 | 0 | 0 | 0 | 0 | 250.4957 | 0 | 0 | 0 | 0 | 250.6967 | 0.0001229 | 0 | 0 | 0.00024579 | 250.8976 | 0.00055884 | 0 | 0 | 0.0011177 | 250.9646 | 0.00070415 | 0 | 0 | 0.0014083 | 251.1656 | 0.0011401 | 0 | 0 | 0.0022802 | 251.3666 | 0.001576 | 0 | 0 | 0.0031521 | 251.5006 | 0.0018667 | 0 | 0 | 0.0037333 | 251.7016 | 0.0023026 | 0 | 0 | 0.0046052 | 251.8356 | 0.0025932 | 0 | 0 | 0.0051864 | 251.9696 | 0.0028838 | 0 | 0 | 0.0057677
2017-05-23 11:00 | 229.4548 | 0.68391 |  | 240.9424 | 0 | 0 | 0 | 0 | 247.7131 | 0 | 0 | 0 | 0 | 253.2528 | 0.0056672 | 0 | 0 | 0.011334 | 253.458 | 0.0061122 | 0 | 0 | 0.012224 | 253.5948 | 0.0064089 | 0 | 0 | 0.012818 | 253.7999 | 0.0068539 | 0 | 0 | 0.013708 | 254.0051 | 0.0072989 | 0 | 0 | 0.014598 | 254.2103 | 0.0077439 | 0 | 0 | 0.015488 | 254.4838 | 0.0083373 | 0 | 0 | 0.016675 | 254.689 | 0.0087823 | 0 | 0 | 0.017565 | 254.8258 | 0.009079 | 0 | 0 | 0.018158 | 255.031 | 0.009524 | 0 | 0 | 0.019048 | 255.1678 | 0.0098207 | 0 | 0 | 0.019641 | 255.3729 | 0.010266 | 0 | 0 | 0.020531 | 255.5781 | 0.010711 | 0 | 0 | 0.021421 | 255.7149 | 0.011007 | 0 | 0 | 0.022015 | 255.9201 | 0.011452 | 0 | 0 | 0.022905 | 256.1252 | 0.011897 | 0 | 0 | 0.023795 | 256.1936 | 0.012046 | 0 | 0 | 0.024092 | 256.3988 | 0.012491 | 0 | 0 | 0.024982 | 256.604 | 0.012936 | 0 | 0 | 0.025872 | 256.7408 | 0.013233 | 0 | 0 | 0.026465 | 256.9459 | 0.013678 | 0 | 0 | 0.027355 | 257.0827 | 0.013974 | 0 | 0 | 0.027948 | 257.2195 | 0.014271 | 0 | 0 | 0.028542
2017-05-23 12:00 | 226.7674 | 0.6759 |  | 238.1204 | 0 | 0 | 0 | 0 | 244.8119 | 0 | 0 | 0 | 0 | 250.2867 | 0 | 0 | 0 | 0 | 250.4894 | 0 | 0 | 0 | 0 | 250.6246 | 0 | 0 | 0 | 0 | 250.8274 | 0.00040647 | 0 | 0 | 0.00081294 | 251.0302 | 0.00084628 | 0 | 0 | 0.0016926 | 251.2329 | 0.0012861 | 0 | 0 | 0.0025722 | 251.5033 | 0.0018725 | 0 | 0 | 0.003745 | 251.7061 | 0.0023123 | 0 | 0 | 0.0046246 | 251.8413 | 0.0026055 | 0 | 0 | 0.005211 | 252.044 | 0.0030453 | 0 | 0 | 0.0060907 | 252.1792 | 0.0033385 | 0 | 0 | 0.0066771 | 252.382 | 0.0037783 | 0 | 0 | 0.0075567 | 252.5847 | 0.0042182 | 0 | 0 | 0.0084363 | 252.7199 | 0.0045114 | 0 | 0 | 0.0090227 | 252.9227 | 0.0049512 | 0 | 0 | 0.0099023 | 253.1255 | 0.005391 | 0 | 0 | 0.010782 | 253.1931 | 0.0055376 | 0 | 0 | 0.011075 | 253.3958 | 0.0059774 | 0 | 0 | 0.011955 | 253.5986 | 0.0064172 | 0 | 0 | 0.012834 | 253.7338 | 0.0067104 | 0 | 0 | 0.013421 | 253.9366 | 0.0071502 | 0 | 0 | 0.0143 | 254.0717 | 0.0074434 | 0 | 0 | 0.014887 | 254.2069 | 0.0077366 | 0 | 0 | 0.015473
2017-05-23 13:00 | 231.6947 | 0.69059 |  | 243.2944 | 0 | 0 | 0 | 0 | 250.1312 | 0 | 0 | 0 | 0 | 255.725 | 0.011029 | 0 | 0 | 0.022059 | 255.9322 | 0.011479 | 0 | 0 | 0.022957 | 256.0703 | 0.011778 | 0 | 0 | 0.023557 | 256.2775 | 0.012228 | 0 | 0 | 0.024455 | 256.4846 | 0.012677 | 0 | 0 | 0.025354 | 256.6918 | 0.013126 | 0 | 0 | 0.026253 | 256.968 | 0.013726 | 0 | 0 | 0.027451 | 257.1752 | 0.014175 | 0 | 0 | 0.02835 | 257.3133 | 0.014474 | 0 | 0 | 0.028949 | 257.5205 | 0.014924 | 0 | 0 | 0.029848 | 257.6586 | 0.015223 | 0 | 0 | 0.030447 | 257.8658 | 0.015673 | 0 | 0 | 0.031346 | 258.073 | 0.016122 | 0 | 0 | 0.032244 | 258.2111 | 0.016422 | 0 | 0 | 0.032843 | 258.4183 | 0.016871 | 0 | 0 | 0.033742 | 258.6255 | 0.01732 | 0 | 0 | 0.034641 | 258.6945 | 0.01747 | 0 | 0 | 0.034941 | 258.9017 | 0.01792 | 0 | 0 | 0.035839 | 259.1089 | 0.018369 | 0 | 0 | 0.036738 | 259.247 | 0.018669 | 0 | 0 | 0.037337 | 259.4542 | 0.019118 | 0 | 0 | 0.038236 | 259.5923 | 0.019418 | 0 | 0 | 0.038835 | 259.7304 | 0.019717 | 0 | 0 | 0.039434
2017-05-23 14:00 | 236.979 | 0.70634 |  | 248.8433 | 0 | 0 | 0 | 0 | 255.836 | 0.01127 | 0 | 0 | 0.02254 | 261.5574 | 0.02368 | 0 | 0 | 0.04736 | 261.7693 | 0.024139 | 0 | 0 | 0.048279 | 261.9105 | 0.024446 | 0 | 0 | 0.048892 | 262.1224 | 0.024905 | 0 | 0 | 0.049811 | 262.3343 | 0.025365 | 0 | 0 | 0.05073 | 262.5463 | 0.025825 | 0 | 0 | 0.051649 | 262.8288 | 0.026437 | 0 | 0 | 0.052875 | 263.0407 | 0.026897 | 0 | 0 | 0.053794 | 263.182 | 0.027204 | 0 | 0 | 0.054407 | 263.3939 | 0.027663 | 0 | 0 | 0.055326 | 263.5351 | 0.02797 | 0 | 0 | 0.055939 | 263.747 | 0.028429 | 0 | 0 | 0.056858 | 263.9589 | 0.028889 | 0 | 0 | 0.057778 | 264.1002 | 0.029195 | 0 | 0 | 0.05839 | 264.3121 | 0.029655 | 0 | 0 | 0.05931 | 264.524 | 0.030114 | 0 | 0 | 0.060229 | 264.5946 | 0.030268 | 0 | 0 | 0.060535 | 264.8065 | 0.030727 | 0 | 0 | 0.061454 | 265.0184 | 0.031187 | 0 | 0 | 0.062374 | 265.1597 | 0.031493 | 0 | 0 | 0.062986 | 265.3716 | 0.031953 | 0 | 0 | 0.063906 | 265.5129 | 0.032259 | 0 | 0 | 0.064519 | 265.6541 | 0.032566 | 0 | 0 | 0.065131
2017-05-23 15:00 | 232.8474 | 0.69402 |  | 244.5048 | 0 | 0 | 0 | 0 | 251.3757 | 0.0015956 | 0 | 0 | 0.0031913 | 256.9972 | 0.013789 | 0 | 0 | 0.027578 | 257.2055 | 0.01424 | 0 | 0 | 0.028481 | 257.3443 | 0.014542 | 0 | 0 | 0.029083 | 257.5525 | 0.014993 | 0 | 0 | 0.029986 | 257.7607 | 0.015445 | 0 | 0 | 0.030889 | 257.9689 | 0.015896 | 0 | 0 | 0.031793 | 258.2465 | 0.016498 | 0 | 0 | 0.032997 | 258.4547 | 0.01695 | 0 | 0 | 0.0339 | 258.5935 | 0.017251 | 0 | 0 | 0.034502 | 258.8017 | 0.017703 | 0 | 0 | 0.035406 | 258.9405 | 0.018004 | 0 | 0 | 0.036008 | 259.1487 | 0.018455 | 0 | 0 | 0.036911 | 259.3569 | 0.018907 | 0 | 0 | 0.037814 | 259.4957 | 0.019208 | 0 | 0 | 0.038416 | 259.7039 | 0.01966 | 0 | 0 | 0.039319 | 259.9122 | 0.020111 | 0 | 0 | 0.040223 | 259.9816 | 0.020262 | 0 | 0 | 0.040524 | 260.1898 | 0.020713 | 0 | 0 | 0.041427 | 260.398 | 0.021165 | 0 | 0 | 0.04233 | 260.5368 | 0.021466 | 0 | 0 | 0.042932 | 260.745 | 0.021918 | 0 | 0 | 0.043835 | 260.8838 | 0.022219 | 0 | 0 | 0.044438 | 261.0226 | 0.02252 | 0 | 0 | 0.04504
2017-05-23 16:00 | 234.5601 | 0.69913 |  | 246.3033 | 0 | 0 | 0 | 0 | 253.2247 | 0.0056062 | 0 | 0 | 0.011212 | 258.8876 | 0.017889 | 0 | 0 | 0.035778 | 259.0974 | 0.018344 | 0 | 0 | 0.036688 | 259.2372 | 0.018647 | 0 | 0 | 0.037295 | 259.4469 | 0.019102 | 0 | 0 | 0.038205 | 259.6567 | 0.019557 | 0 | 0 | 0.039114 | 259.8664 | 0.020012 | 0 | 0 | 0.040024 | 260.1461 | 0.020619 | 0 | 0 | 0.041237 | 260.3558 | 0.021074 | 0 | 0 | 0.042147 | 260.4956 | 0.021377 | 0 | 0 | 0.042754 | 260.7054 | 0.021832 | 0 | 0 | 0.043664 | 260.8452 | 0.022135 | 0 | 0 | 0.04427 | 261.0549 | 0.02259 | 0 | 0 | 0.04518 | 261.2647 | 0.023045 | 0 | 0 | 0.04609 | 261.4045 | 0.023348 | 0 | 0 | 0.046696 | 261.6142 | 0.023803 | 0 | 0 | 0.047606 | 261.824 | 0.024258 | 0 | 0 | 0.048516 | 261.8939 | 0.02441 | 0 | 0 | 0.048819 | 262.1036 | 0.024865 | 0 | 0 | 0.049729 | 262.3134 | 0.02532 | 0 | 0 | 0.050639 | 262.4532 | 0.025623 | 0 | 0 | 0.051246 | 262.6629 | 0.026078 | 0 | 0 | 0.052156 | 262.8028 | 0.026381 | 0 | 0 | 0.052762 | 262.9426 | 0.026684 | 0 | 0 | 0.053369
2017-05-23 17:00 | 230.3105 | 0.68646 |  | 241.841 | 0 | 0 | 0 | 0 | 248.637 | 0 | 0 | 0 | 0 | 254.1973 | 0.0077158 | 0 | 0 | 0.015432 | 254.4033 | 0.0081625 | 0 | 0 | 0.016325 | 254.5406 | 0.0084603 | 0 | 0 | 0.016921 | 254.7465 | 0.008907 | 0 | 0 | 0.017814 | 254.9524 | 0.0093537 | 0 | 0 | 0.018707 | 255.1584 | 0.0098003 | 0 | 0 | 0.019601 | 255.433 | 0.010396 | 0 | 0 | 0.020792 | 255.6389 | 0.010843 | 0 | 0 | 0.021685 | 255.7762 | 0.01114 | 0 | 0 | 0.022281 | 255.9821 | 0.011587 | 0 | 0 | 0.023174 | 256.1194 | 0.011885 | 0 | 0 | 0.02377 | 256.3254 | 0.012332 | 0 | 0 | 0.024663 | 256.5313 | 0.012778 | 0 | 0 | 0.025556 | 256.6686 | 0.013076 | 0 | 0 | 0.026152 | 256.8745 | 0.013523 | 0 | 0 | 0.027045 | 257.0805 | 0.013969 | 0 | 0 | 0.027939 | 257.1491 | 0.014118 | 0 | 0 | 0.028237 | 257.355 | 0.014565 | 0 | 0 | 0.02913 | 257.561 | 0.015012 | 0 | 0 | 0.030023 | 257.6983 | 0.015309 | 0 | 0 | 0.030619 | 257.9042 | 0.015756 | 0 | 0 | 0.031512 | 258.0415 | 0.016054 | 0 | 0 | 0.032108 | 258.1788 | 0.016352 | 0 | 0 | 0.032703
2017-05-23 18:00 | 230.0594 | 0.68571 |  | 241.5773 | 0 | 0 | 0 | 0 | 248.3658 | 0 | 0 | 0 | 0 | 253.9201 | 0.0071146 | 0 | 0 | 0.014229 | 254.1258 | 0.0075608 | 0 | 0 | 0.015122 | 254.263 | 0.0078583 | 0 | 0 | 0.015717 | 254.4687 | 0.0083045 | 0 | 0 | 0.016609 | 254.6744 | 0.0087507 | 0 | 0 | 0.017501 | 254.8801 | 0.0091968 | 0 | 0 | 0.018394 | 255.1544 | 0.0097918 | 0 | 0 | 0.019584 | 255.3601 | 0.010238 | 0 | 0 | 0.020476 | 255.4973 | 0.010535 | 0 | 0 | 0.021071 | 255.703 | 0.010982 | 0 | 0 | 0.021963 | 255.8401 | 0.011279 | 0 | 0 | 0.022558 | 256.0458 | 0.011725 | 0 | 0 | 0.023451 | 256.2516 | 0.012171 | 0 | 0 | 0.024343 | 256.3887 | 0.012469 | 0 | 0 | 0.024938 | 256.5944 | 0.012915 | 0 | 0 | 0.02583 | 256.8001 | 0.013361 | 0 | 0 | 0.026723 | 256.8687 | 0.01351 | 0 | 0 | 0.02702 | 257.0744 | 0.013956 | 0 | 0 | 0.027913 | 257.2801 | 0.014402 | 0 | 0 | 0.028805 | 257.4173 | 0.0147 | 0 | 0 | 0.0294 | 257.623 | 0.015146 | 0 | 0 | 0.030292 | 257.7601 | 0.015444 | 0 | 0 | 0.030887 | 257.8973 | 0.015741 | 0 | 0 | 0.031482
2017-05-23 19:00 | 230.5319 | 0.68712 |  | 242.0734 | 0 | 0 | 0 | 0 | 248.876 | 0 | 0 | 0 | 0 | 254.4417 | 0.0082458 | 0 | 0 | 0.016492 | 254.6478 | 0.0086929 | 0 | 0 | 0.017386 | 254.7852 | 0.008991 | 0 | 0 | 0.017982 | 254.9914 | 0.0094381 | 0 | 0 | 0.018876 | 255.1975 | 0.0098852 | 0 | 0 | 0.01977 | 255.4036 | 0.010332 | 0 | 0 | 0.020665 | 255.6785 | 0.010928 | 0 | 0 | 0.021857 | 255.8846 | 0.011376 | 0 | 0 | 0.022751 | 256.022 | 0.011674 | 0 | 0 | 0.023347 | 256.2282 | 0.012121 | 0 | 0 | 0.024241 | 256.3656 | 0.012419 | 0 | 0 | 0.024838 | 256.5717 | 0.012866 | 0 | 0 | 0.025732 | 256.7779 | 0.013313 | 0 | 0 | 0.026626 | 256.9153 | 0.013611 | 0 | 0 | 0.027222 | 257.1214 | 0.014058 | 0 | 0 | 0.028116 | 257.3276 | 0.014505 | 0 | 0 | 0.029011 | 257.3963 | 0.014654 | 0 | 0 | 0.029309 | 257.6024 | 0.015101 | 0 | 0 | 0.030203 | 257.8086 | 0.015549 | 0 | 0 | 0.031097 | 257.946 | 0.015847 | 0 | 0 | 0.031693 | 258.1521 | 0.016294 | 0 | 0 | 0.032588 | 258.2895 | 0.016592 | 0 | 0 | 0.033184 | 258.427 | 0.01689 | 0 | 0 | 0.03378
2017-05-23 20:00 | 214.9975 | 0.64082 |  | 225.7613 | 0 | 0 | 0 | 0 | 232.1054 | 0 | 0 | 0 | 0 | 237.2961 | 0 | 0 | 0 | 0 | 237.4883 | 0 | 0 | 0 | 0 | 237.6165 | 0 | 0 | 0 | 0 | 237.8087 | 0 | 0 | 0 | 0 | 238.001 | 0 | 0 | 0 | 0 | 238.1932 | 0 | 0 | 0 | 0 | 238.4495 | 0 | 0 | 0 | 0 | 238.6418 | 0 | 0 | 0 | 0 | 238.7699 | 0 | 0 | 0 | 0 | 238.9622 | 0 | 0 | 0 | 0 | 239.0904 | 0 | 0 | 0 | 0 | 239.2826 | 0 | 0 | 0 | 0 | 239.4748 | 0 | 0 | 0 | 0 | 239.603 | 0 | 0 | 0 | 0 | 239.7953 | 0 | 0 | 0 | 0 | 239.9875 | 0 | 0 | 0 | 0 | 240.0516 | 0 | 0 | 0 | 0 | 240.2438 | 0 | 0 | 0 | 0 | 240.4361 | 0 | 0 | 0 | 0 | 240.5642 | 0 | 0 | 0 | 0 | 240.7565 | 0 | 0 | 0 | 0 | 240.8847 | 0 | 0 | 0 | 0 | 241.0128 | 0 | 0 | 0 | 0
2017-05-23 21:00 | 220.6033 | 0.65753 |  | 231.6477 | 0 | 0 | 0 | 0 | 238.1573 | 0 | 0 | 0 | 0 | 243.4833 | 0 | 0 | 0 | 0 | 243.6805 | 0 | 0 | 0 | 0 | 243.812 | 0 | 0 | 0 | 0 | 244.0093 | 0 | 0 | 0 | 0 | 244.2065 | 0 | 0 | 0 | 0 | 244.4038 | 0 | 0 | 0 | 0 | 244.6668 | 0 | 0 | 0 | 0 | 244.8641 | 0 | 0 | 0 | 0 | 244.9956 | 0 | 0 | 0 | 0 | 245.1928 | 0 | 0 | 0 | 0 | 245.3243 | 0 | 0 | 0 | 0 | 245.5216 | 0 | 0 | 0 | 0 | 245.7189 | 0 | 0 | 0 | 0 | 245.8504 | 0 | 0 | 0 | 0 | 246.0476 | 0 | 0 | 0 | 0 | 246.2449 | 0 | 0 | 0 | 0 | 246.3106 | 0 | 0 | 0 | 0 | 246.5079 | 0 | 0 | 0 | 0 | 246.7051 | 0 | 0 | 0 | 0 | 246.8367 | 0 | 0 | 0 | 0 | 247.0339 | 0 | 0 | 0 | 0 | 247.1654 | 0 | 0 | 0 | 0 | 247.2969 | 0 | 0 | 0 | 0
2017-05-23 22:00 | 222.2239 | 0.66236 |  | 233.3495 | 0 | 0 | 0 | 0 | 239.9069 | 0 | 0 | 0 | 0 | 245.272 | 0 | 0 | 0 | 0 | 245.4707 | 0 | 0 | 0 | 0 | 245.6031 | 0 | 0 | 0 | 0 | 245.8019 | 0 | 0 | 0 | 0 | 246.0006 | 0 | 0 | 0 | 0 | 246.1993 | 0 | 0 | 0 | 0 | 246.4642 | 0 | 0 | 0 | 0 | 246.6629 | 0 | 0 | 0 | 0 | 246.7954 | 0 | 0 | 0 | 0 | 246.9941 | 0 | 0 | 0 | 0 | 247.1266 | 0 | 0 | 0 | 0 | 247.3253 | 0 | 0 | 0 | 0 | 247.524 | 0 | 0 | 0 | 0 | 247.6565 | 0 | 0 | 0 | 0 | 247.8552 | 0 | 0 | 0 | 0 | 248.0539 | 0 | 0 | 0 | 0 | 248.1201 | 0 | 0 | 0 | 0 | 248.3188 | 0 | 0 | 0 | 0 | 248.5175 | 0 | 0 | 0 | 0 | 248.65 | 0 | 0 | 0 | 0 | 248.8487 | 0 | 0 | 0 | 0 | 248.9812 | 0 | 0 | 0 | 0 | 249.1137 | 0 | 0 | 0 | 0
2017-05-23 23:00 | 228.0701 | 0.67979 |  | 239.4884 | 0 | 0 | 0 | 0 | 246.2182 | 0 | 0 | 0 | 0 | 251.7245 | 0.0023523 | 0 | 0 | 0.0047045 | 251.9284 | 0.0027946 | 0 | 0 | 0.0055892 | 252.0644 | 0.0030895 | 0 | 0 | 0.006179 | 252.2683 | 0.0035318 | 0 | 0 | 0.0070637 | 252.4723 | 0.0039742 | 0 | 0 | 0.0079483 | 252.6762 | 0.0044165 | 0 | 0 | 0.008833 | 252.9481 | 0.0050063 | 0 | 0 | 0.010013 | 253.152 | 0.0054486 | 0 | 0 | 0.010897 | 253.288 | 0.0057435 | 0 | 0 | 0.011487 | 253.4919 | 0.0061859 | 0 | 0 | 0.012372 | 253.6279 | 0.0064807 | 0 | 0 | 0.012961 | 253.8318 | 0.0069231 | 0 | 0 | 0.013846 | 254.0358 | 0.0073654 | 0 | 0 | 0.014731 | 254.1717 | 0.0076603 | 0 | 0 | 0.015321 | 254.3757 | 0.0081026 | 0 | 0 | 0.016205 | 254.5796 | 0.008545 | 0 | 0 | 0.01709 | 254.6476 | 0.0086924 | 0 | 0 | 0.017385 | 254.8515 | 0.0091348 | 0 | 0 | 0.01827 | 255.0554 | 0.0095771 | 0 | 0 | 0.019154 | 255.1914 | 0.009872 | 0 | 0 | 0.019744 | 255.3953 | 0.010314 | 0 | 0 | 0.020629 | 255.5313 | 0.010609 | 0 | 0 | 0.021218 | 255.6673 | 0.010904 | 0 | 0 | 0.021808
2017-05-24 | 228.786 | 0.68192 |  | 240.2401 | 0 | 0 | 0 | 0 | 246.9911 | 0 | 0 | 0 | 0 | 252.5146 | 0.004066 | 0 | 0 | 0.0081321 | 252.7192 | 0.0045098 | 0 | 0 | 0.0090195 | 252.8556 | 0.0048056 | 0 | 0 | 0.0096112 | 253.0602 | 0.0052493 | 0 | 0 | 0.010499 | 253.2647 | 0.005693 | 0 | 0 | 0.011386 | 253.4693 | 0.0061368 | 0 | 0 | 0.012274 | 253.7421 | 0.0067284 | 0 | 0 | 0.013457 | 253.9466 | 0.0071721 | 0 | 0 | 0.014344 | 254.083 | 0.0074679 | 0 | 0 | 0.014936 | 254.2876 | 0.0079117 | 0 | 0 | 0.015823 | 254.424 | 0.0082075 | 0 | 0 | 0.016415 | 254.6286 | 0.0086512 | 0 | 0 | 0.017302 | 254.8331 | 0.0090949 | 0 | 0 | 0.01819 | 254.9695 | 0.0093907 | 0 | 0 | 0.018781 | 255.1741 | 0.0098345 | 0 | 0 | 0.019669 | 255.3787 | 0.010278 | 0 | 0 | 0.020556 | 255.4469 | 0.010426 | 0 | 0 | 0.020852 | 255.6514 | 0.01087 | 0 | 0 | 0.02174 | 255.856 | 0.011314 | 0 | 0 | 0.022627 | 255.9924 | 0.011609 | 0 | 0 | 0.023219 | 256.197 | 0.012053 | 0 | 0 | 0.024106 | 256.3334 | 0.012349 | 0 | 0 | 0.024698 | 256.4697 | 0.012645 | 0 | 0 | 0.025289
2017-05-24 01:00 | 225.7701 | 0.67293 |  | 237.0732 | 0 | 0 | 0 | 0 | 243.7352 | 0 | 0 | 0 | 0 | 249.186 | 0 | 0 | 0 | 0 | 249.3879 | 0 | 0 | 0 | 0 | 249.5224 | 0 | 0 | 0 | 0 | 249.7243 | 0 | 0 | 0 | 0 | 249.9262 | 0 | 0 | 0 | 0 | 250.1281 | 0 | 0 | 0 | 0 | 250.3972 | 0 | 0 | 0 | 0 | 250.5991 | 0 | 0 | 0 | 0 | 250.7337 | 0.00020326 | 0 | 0 | 0.00040652 | 250.9356 | 0.00064114 | 0 | 0 | 0.0012823 | 251.0702 | 0.00093305 | 0 | 0 | 0.0018661 | 251.2721 | 0.0013709 | 0 | 0 | 0.0027419 | 251.4739 | 0.0018088 | 0 | 0 | 0.0036176 | 251.6085 | 0.0021007 | 0 | 0 | 0.0042014 | 251.8104 | 0.0025386 | 0 | 0 | 0.0050772 | 252.0123 | 0.0029765 | 0 | 0 | 0.0059529 | 252.0796 | 0.0031224 | 0 | 0 | 0.0062449 | 252.2815 | 0.0035603 | 0 | 0 | 0.0071206 | 252.4833 | 0.0039982 | 0 | 0 | 0.0079964 | 252.6179 | 0.0042901 | 0 | 0 | 0.0085802 | 252.8198 | 0.004728 | 0 | 0 | 0.009456 | 252.9544 | 0.0050199 | 0 | 0 | 0.01004 | 253.089 | 0.0053118 | 0 | 0 | 0.010624
2017-05-24 02:00 | 227.7724 | 0.6789 |  | 239.1758 | 0 | 0 | 0 | 0 | 245.8969 | 0 | 0 | 0 | 0 | 251.396 | 0.0016397 | 0 | 0 | 0.0032794 | 251.5996 | 0.0020815 | 0 | 0 | 0.0041629 | 251.7354 | 0.002376 | 0 | 0 | 0.0047519 | 251.9391 | 0.0028177 | 0 | 0 | 0.0056354 | 252.1428 | 0.0032595 | 0 | 0 | 0.006519 | 252.3464 | 0.0037012 | 0 | 0 | 0.0074025 | 252.618 | 0.0042902 | 0 | 0 | 0.0085805 | 252.8217 | 0.004732 | 0 | 0 | 0.009464 | 252.9574 | 0.0050265 | 0 | 0 | 0.010053 | 253.1611 | 0.0054683 | 0 | 0 | 0.010937 | 253.2969 | 0.0057628 | 0 | 0 | 0.011526 | 253.5006 | 0.0062045 | 0 | 0 | 0.012409 | 253.7042 | 0.0066463 | 0 | 0 | 0.013293 | 253.84 | 0.0069408 | 0 | 0 | 0.013882 | 254.0437 | 0.0073826 | 0 | 0 | 0.014765 | 254.2473 | 0.0078243 | 0 | 0 | 0.015649 | 254.3152 | 0.0079716 | 0 | 0 | 0.015943 | 254.5189 | 0.0084133 | 0 | 0 | 0.016827 | 254.7226 | 0.0088551 | 0 | 0 | 0.01771 | 254.8583 | 0.0091496 | 0 | 0 | 0.018299 | 255.062 | 0.0095914 | 0 | 0 | 0.019183 | 255.1978 | 0.0098859 | 0 | 0 | 0.019772 | 255.3336 | 0.01018 | 0 | 0 | 0.020361
2017-05-24 03:00 | 233.1965 | 0.69507 |  | 244.8714 | 0 | 0 | 0 | 0 | 251.7526 | 0.0024131 | 0 | 0 | 0.0048263 | 257.3826 | 0.014625 | 0 | 0 | 0.029249 | 257.5911 | 0.015077 | 0 | 0 | 0.030154 | 257.7301 | 0.015378 | 0 | 0 | 0.030757 | 257.9386 | 0.015831 | 0 | 0 | 0.031661 | 258.1472 | 0.016283 | 0 | 0 | 0.032566 | 258.3557 | 0.016735 | 0 | 0 | 0.033471 | 258.6337 | 0.017338 | 0 | 0 | 0.034677 | 258.8422 | 0.017791 | 0 | 0 | 0.035581 | 258.9812 | 0.018092 | 0 | 0 | 0.036184 | 259.1897 | 0.018544 | 0 | 0 | 0.037089 | 259.3288 | 0.018846 | 0 | 0 | 0.037692 | 259.5373 | 0.019298 | 0 | 0 | 0.038596 | 259.7458 | 0.01975 | 0 | 0 | 0.039501 | 259.8848 | 0.020052 | 0 | 0 | 0.040104 | 260.0933 | 0.020504 | 0 | 0 | 0.041009 | 260.3019 | 0.020957 | 0 | 0 | 0.041913 | 260.3714 | 0.021107 | 0 | 0 | 0.042215 | 260.5799 | 0.02156 | 0 | 0 | 0.043119 | 260.7884 | 0.022012 | 0 | 0 | 0.044024 | 260.9274 | 0.022313 | 0 | 0 | 0.044627 | 261.1359 | 0.022766 | 0 | 0 | 0.045531 | 261.2749 | 0.023067 | 0 | 0 | 0.046134 | 261.414 | 0.023369 | 0 | 0 | 0.046737
2017-05-24 04:00 | 234.4894 | 0.69892 |  | 246.2291 | 0 | 0 | 0 | 0 | 253.1484 | 0.0054407 | 0 | 0 | 0.010881 | 258.8096 | 0.01772 | 0 | 0 | 0.03544 | 259.0193 | 0.018175 | 0 | 0 | 0.036349 | 259.1591 | 0.018478 | 0 | 0 | 0.036956 | 259.3687 | 0.018933 | 0 | 0 | 0.037865 | 259.5784 | 0.019387 | 0 | 0 | 0.038775 | 259.7881 | 0.019842 | 0 | 0 | 0.039684 | 260.0677 | 0.020449 | 0 | 0 | 0.040897 | 260.2773 | 0.020903 | 0 | 0 | 0.041807 | 260.4171 | 0.021207 | 0 | 0 | 0.042413 | 260.6268 | 0.021661 | 0 | 0 | 0.043323 | 260.7666 | 0.021965 | 0 | 0 | 0.043929 | 260.9763 | 0.022419 | 0 | 0 | 0.044839 | 261.1859 | 0.022874 | 0 | 0 | 0.045748 | 261.3257 | 0.023177 | 0 | 0 | 0.046355 | 261.5354 | 0.023632 | 0 | 0 | 0.047264 | 261.7451 | 0.024087 | 0 | 0 | 0.048174 | 261.815 | 0.024238 | 0 | 0 | 0.048477 | 262.0246 | 0.024693 | 0 | 0 | 0.049387 | 262.2343 | 0.025148 | 0 | 0 | 0.050296 | 262.3741 | 0.025451 | 0 | 0 | 0.050903 | 262.5838 | 0.025906 | 0 | 0 | 0.051812 | 262.7236 | 0.026209 | 0 | 0 | 0.052418 | 262.8633 | 0.026512 | 0 | 0 | 0.053025
2017-05-24 05:00 | 236.523 | 0.70498 |  | 248.3644 | 0 | 0 | 0 | 0 | 255.3438 | 0.010202 | 0 | 0 | 0.020405 | 261.0541 | 0.022588 | 0 | 0 | 0.045176 | 261.2656 | 0.023047 | 0 | 0 | 0.046094 | 261.4066 | 0.023353 | 0 | 0 | 0.046705 | 261.6181 | 0.023811 | 0 | 0 | 0.047623 | 261.8296 | 0.02427 | 0 | 0 | 0.04854 | 262.0411 | 0.024729 | 0 | 0 | 0.049458 | 262.3231 | 0.025341 | 0 | 0 | 0.050681 | 262.5345 | 0.025799 | 0 | 0 | 0.051599 | 262.6755 | 0.026105 | 0 | 0 | 0.05221 | 262.887 | 0.026564 | 0 | 0 | 0.053128 | 263.028 | 0.02687 | 0 | 0 | 0.053739 | 263.2395 | 0.027328 | 0 | 0 | 0.054657 | 263.451 | 0.027787 | 0 | 0 | 0.055574 | 263.592 | 0.028093 | 0 | 0 | 0.056186 | 263.8035 | 0.028552 | 0 | 0 | 0.057103 | 264.015 | 0.02901 | 0 | 0 | 0.058021 | 264.0855 | 0.029163 | 0 | 0 | 0.058327 | 264.297 | 0.029622 | 0 | 0 | 0.059244 | 264.5085 | 0.030081 | 0 | 0 | 0.060162 | 264.6495 | 0.030387 | 0 | 0 | 0.060773 | 264.861 | 0.030845 | 0 | 0 | 0.061691 | 265.002 | 0.031151 | 0 | 0 | 0.062302 | 265.143 | 0.031457 | 0 | 0 | 0.062914
2017-05-24 06:00 | 238.4486 | 0.71072 |  | 250.3865 | 0 | 0 | 0 | 0 | 257.4226 | 0.014712 | 0 | 0 | 0.029423 | 263.1795 | 0.027198 | 0 | 0 | 0.054396 | 263.3927 | 0.027661 | 0 | 0 | 0.055321 | 263.5348 | 0.027969 | 0 | 0 | 0.055938 | 263.748 | 0.028431 | 0 | 0 | 0.056863 | 263.9612 | 0.028894 | 0 | 0 | 0.057788 | 264.1745 | 0.029356 | 0 | 0 | 0.058712 | 264.4587 | 0.029973 | 0 | 0 | 0.059946 | 264.672 | 0.030435 | 0 | 0 | 0.060871 | 264.8141 | 0.030744 | 0 | 0 | 0.061487 | 265.0273 | 0.031206 | 0 | 0 | 0.062412 | 265.1695 | 0.031514 | 0 | 0 | 0.063029 | 265.3827 | 0.031977 | 0 | 0 | 0.063954 | 265.5959 | 0.032439 | 0 | 0 | 0.064879 | 265.738 | 0.032748 | 0 | 0 | 0.065495 | 265.9513 | 0.03321 | 0 | 0 | 0.06642 | 266.1645 | 0.033673 | 0 | 0 | 0.067345 | 266.2355 | 0.033827 | 0 | 0 | 0.067653 | 266.4488 | 0.034289 | 0 | 0 | 0.068578 | 266.662 | 0.034752 | 0 | 0 | 0.069503 | 266.8041 | 0.03506 | 0 | 0 | 0.07012 | 267.0173 | 0.035522 | 0 | 0 | 0.071045 | 267.1595 | 0.035831 | 0 | 0 | 0.071662 | 267.3016 | 0.036139 | 0 | 0 | 0.072278
2017-05-24 07:00 | 240.0587 | 0.71552 |  | 252.0772 | 0.0031173 | 0 | 0 | 0.0062345 | 259.1608 | 0.018482 | 0 | 0 | 0.036963 | 264.9565 | 0.031053 | 0 | 0 | 0.062105 | 265.1712 | 0.031518 | 0 | 0 | 0.063036 | 265.3143 | 0.031829 | 0 | 0 | 0.063657 | 265.5289 | 0.032294 | 0 | 0 | 0.064588 | 265.7436 | 0.03276 | 0 | 0 | 0.065519 | 265.9583 | 0.033225 | 0 | 0 | 0.066451 | 266.2445 | 0.033846 | 0 | 0 | 0.067692 | 266.4591 | 0.034312 | 0 | 0 | 0.068623 | 266.6022 | 0.034622 | 0 | 0 | 0.069244 | 266.8169 | 0.035088 | 0 | 0 | 0.070175 | 266.96 | 0.035398 | 0 | 0 | 0.070796 | 267.1746 | 0.035864 | 0 | 0 | 0.071727 | 267.3893 | 0.036329 | 0 | 0 | 0.072658 | 267.5324 | 0.03664 | 0 | 0 | 0.073279 | 267.7471 | 0.037105 | 0 | 0 | 0.07421 | 267.9617 | 0.037571 | 0 | 0 | 0.075142 | 268.0333 | 0.037726 | 0 | 0 | 0.075452 | 268.2479 | 0.038192 | 0 | 0 | 0.076383 | 268.4626 | 0.038657 | 0 | 0 | 0.077314 | 268.6057 | 0.038968 | 0 | 0 | 0.077935 | 268.8203 | 0.039433 | 0 | 0 | 0.078866 | 268.9634 | 0.039744 | 0 | 0 | 0.079487 | 269.1065 | 0.040054 | 0 | 0 | 0.080108
2017-05-24 08:00 | 226.9402 | 0.67642 |  | 238.3019 | 0 | 0 | 0 | 0 | 244.9984 | 0 | 0 | 0 | 0 | 250.4774 | 0 | 0 | 0 | 0 | 250.6803 | 8.7398e-05 | 0 | 0 | 0.0001748 | 250.8156 | 0.00038083 | 0 | 0 | 0.00076166 | 251.0185 | 0.00082097 | 0 | 0 | 0.0016419 | 251.2214 | 0.0012611 | 0 | 0 | 0.0025222 | 251.4244 | 0.0017013 | 0 | 0 | 0.0034025 | 251.6949 | 0.0022881 | 0 | 0 | 0.0045762 | 251.8978 | 0.0027283 | 0 | 0 | 0.0054565 | 252.0331 | 0.0030217 | 0 | 0 | 0.0060434 | 252.2361 | 0.0034618 | 0 | 0 | 0.0069237 | 252.3713 | 0.0037553 | 0 | 0 | 0.0075105 | 252.5743 | 0.0041954 | 0 | 0 | 0.0083908 | 252.7772 | 0.0046356 | 0 | 0 | 0.0092711 | 252.9125 | 0.004929 | 0 | 0 | 0.009858 | 253.1154 | 0.0053691 | 0 | 0 | 0.010738 | 253.3183 | 0.0058093 | 0 | 0 | 0.011619 | 253.386 | 0.005956 | 0 | 0 | 0.011912 | 253.5889 | 0.0063961 | 0 | 0 | 0.012792 | 253.7918 | 0.0068363 | 0 | 0 | 0.013673 | 253.9271 | 0.0071297 | 0 | 0 | 0.014259 | 254.13 | 0.0075699 | 0 | 0 | 0.01514 | 254.2653 | 0.0078633 | 0 | 0 | 0.015727 | 254.4006 | 0.0081567 | 0 | 0 | 0.016313
2017-05-24 09:00 | 234.6909 | 0.69952 |  | 246.4406 | 0 | 0 | 0 | 0 | 253.3658 | 0.0059124 | 0 | 0 | 0.011825 | 259.0319 | 0.018202 | 0 | 0 | 0.036404 | 259.2418 | 0.018657 | 0 | 0 | 0.037315 | 259.3817 | 0.018961 | 0 | 0 | 0.037922 | 259.5916 | 0.019416 | 0 | 0 | 0.038832 | 259.8014 | 0.019871 | 0 | 0 | 0.039742 | 260.0113 | 0.020326 | 0 | 0 | 0.040653 | 260.2911 | 0.020933 | 0 | 0 | 0.041866 | 260.5009 | 0.021388 | 0 | 0 | 0.042777 | 260.6408 | 0.021692 | 0 | 0 | 0.043384 | 260.8507 | 0.022147 | 0 | 0 | 0.044294 | 260.9906 | 0.02245 | 0 | 0 | 0.044901 | 261.2005 | 0.022906 | 0 | 0 | 0.045811 | 261.4103 | 0.023361 | 0 | 0 | 0.046722 | 261.5502 | 0.023664 | 0 | 0 | 0.047329 | 261.7601 | 0.024119 | 0 | 0 | 0.048239 | 261.9699 | 0.024575 | 0 | 0 | 0.049149 | 262.0399 | 0.024726 | 0 | 0 | 0.049453 | 262.2497 | 0.025182 | 0 | 0 | 0.050363 | 262.4596 | 0.025637 | 0 | 0 | 0.051273 | 262.5995 | 0.02594 | 0 | 0 | 0.05188 | 262.8094 | 0.026395 | 0 | 0 | 0.052791 | 262.9493 | 0.026699 | 0 | 0 | 0.053398 | 263.0892 | 0.027002 | 0 | 0 | 0.054004
2017-05-24 10:00 | 231.5602 | 0.69019 |  | 243.1532 | 0 | 0 | 0 | 0 | 249.986 | 0 | 0 | 0 | 0 | 255.5766 | 0.010707 | 0 | 0 | 0.021415 | 255.7836 | 0.011156 | 0 | 0 | 0.022313 | 255.9216 | 0.011456 | 0 | 0 | 0.022912 | 256.1287 | 0.011905 | 0 | 0 | 0.02381 | 256.3358 | 0.012354 | 0 | 0 | 0.024708 | 256.5428 | 0.012803 | 0 | 0 | 0.025606 | 256.8189 | 0.013402 | 0 | 0 | 0.026804 | 257.0259 | 0.013851 | 0 | 0 | 0.027702 | 257.164 | 0.014151 | 0 | 0 | 0.028301 | 257.371 | 0.0146 | 0 | 0 | 0.029199 | 257.5091 | 0.014899 | 0 | 0 | 0.029798 | 257.7161 | 0.015348 | 0 | 0 | 0.030696 | 257.9232 | 0.015797 | 0 | 0 | 0.031594 | 258.0612 | 0.016097 | 0 | 0 | 0.032193 | 258.2683 | 0.016546 | 0 | 0 | 0.033091 | 258.4753 | 0.016995 | 0 | 0 | 0.03399 | 258.5444 | 0.017145 | 0 | 0 | 0.034289 | 258.7514 | 0.017594 | 0 | 0 | 0.035187 | 258.9585 | 0.018043 | 0 | 0 | 0.036086 | 259.0965 | 0.018342 | 0 | 0 | 0.036684 | 259.3036 | 0.018791 | 0 | 0 | 0.037583 | 259.4416 | 0.019091 | 0 | 0 | 0.038181 | 259.5796 | 0.01939 | 0 | 0 | 0.03878
2017-05-24 11:00 | 222.9395 | 0.66449 |  | 234.1009 | 0 | 0 | 0 | 0 | 240.6794 | 0 | 0 | 0 | 0 | 246.0618 | 0 | 0 | 0 | 0 | 246.2611 | 0 | 0 | 0 | 0 | 246.394 | 0 | 0 | 0 | 0 | 246.5934 | 0 | 0 | 0 | 0 | 246.7927 | 0 | 0 | 0 | 0 | 246.9921 | 0 | 0 | 0 | 0 | 247.2579 | 0 | 0 | 0 | 0 | 247.4572 | 0 | 0 | 0 | 0 | 247.5901 | 0 | 0 | 0 | 0 | 247.7895 | 0 | 0 | 0 | 0 | 247.9224 | 0 | 0 | 0 | 0 | 248.1217 | 0 | 0 | 0 | 0 | 248.3211 | 0 | 0 | 0 | 0 | 248.4539 | 0 | 0 | 0 | 0 | 248.6533 | 0 | 0 | 0 | 0 | 248.8526 | 0 | 0 | 0 | 0 | 248.9191 | 0 | 0 | 0 | 0 | 249.1184 | 0 | 0 | 0 | 0 | 249.3178 | 0 | 0 | 0 | 0 | 249.4507 | 0 | 0 | 0 | 0 | 249.65 | 0 | 0 | 0 | 0 | 249.7829 | 0 | 0 | 0 | 0 | 249.9158 | 0 | 0 | 0 | 0
2017-05-24 12:00 | 213.1262 | 0.63524 |  | 223.7963 | 0 | 0 | 0 | 0 | 230.0853 | 0 | 0 | 0 | 0 | 235.2307 | 0 | 0 | 0 | 0 | 235.4213 | 0 | 0 | 0 | 0 | 235.5483 | 0 | 0 | 0 | 0 | 235.7389 | 0 | 0 | 0 | 0 | 235.9295 | 0 | 0 | 0 | 0 | 236.1201 | 0 | 0 | 0 | 0 | 236.3742 | 0 | 0 | 0 | 0 | 236.5647 | 0 | 0 | 0 | 0 | 236.6918 | 0 | 0 | 0 | 0 | 236.8824 | 0 | 0 | 0 | 0 | 237.0094 | 0 | 0 | 0 | 0 | 237.2 | 0 | 0 | 0 | 0 | 237.3906 | 0 | 0 | 0 | 0 | 237.5176 | 0 | 0 | 0 | 0 | 237.7082 | 0 | 0 | 0 | 0 | 237.8987 | 0 | 0 | 0 | 0 | 237.9623 | 0 | 0 | 0 | 0 | 238.1528 | 0 | 0 | 0 | 0 | 238.3434 | 0 | 0 | 0 | 0 | 238.4705 | 0 | 0 | 0 | 0 | 238.661 | 0 | 0 | 0 | 0 | 238.7881 | 0 | 0 | 0 | 0 | 238.9151 | 0 | 0 | 0 | 0
2017-05-24 13:00 | 212.897 | 0.63456 |  | 223.5556 | 0 | 0 | 0 | 0 | 229.8378 | 0 | 0 | 0 | 0 | 234.9777 | 0 | 0 | 0 | 0 | 235.1681 | 0 | 0 | 0 | 0 | 235.295 | 0 | 0 | 0 | 0 | 235.4854 | 0 | 0 | 0 | 0 | 235.6757 | 0 | 0 | 0 | 0 | 235.8661 | 0 | 0 | 0 | 0 | 236.1199 | 0 | 0 | 0 | 0 | 236.3103 | 0 | 0 | 0 | 0 | 236.4372 | 0 | 0 | 0 | 0 | 236.6276 | 0 | 0 | 0 | 0 | 236.7545 | 0 | 0 | 0 | 0 | 236.9449 | 0 | 0 | 0 | 0 | 237.1352 | 0 | 0 | 0 | 0 | 237.2621 | 0 | 0 | 0 | 0 | 237.4525 | 0 | 0 | 0 | 0 | 237.6429 | 0 | 0 | 0 | 0 | 237.7063 | 0 | 0 | 0 | 0 | 237.8967 | 0 | 0 | 0 | 0 | 238.0871 | 0 | 0 | 0 | 0 | 238.214 | 0 | 0 | 0 | 0 | 238.4044 | 0 | 0 | 0 | 0 | 238.5313 | 0 | 0 | 0 | 0 | 238.6582 | 0 | 0 | 0 | 0
2017-05-24 14:00 | 214.3389 | 0.63886 |  | 225.0698 | 0 | 0 | 0 | 0 | 231.3945 | 0 | 0 | 0 | 0 | 236.5692 | 0 | 0 | 0 | 0 | 236.7609 | 0 | 0 | 0 | 0 | 236.8886 | 0 | 0 | 0 | 0 | 237.0803 | 0 | 0 | 0 | 0 | 237.272 | 0 | 0 | 0 | 0 | 237.4636 | 0 | 0 | 0 | 0 | 237.7192 | 0 | 0 | 0 | 0 | 237.9108 | 0 | 0 | 0 | 0 | 238.0386 | 0 | 0 | 0 | 0 | 238.2302 | 0 | 0 | 0 | 0 | 238.358 | 0 | 0 | 0 | 0 | 238.5497 | 0 | 0 | 0 | 0 | 238.7413 | 0 | 0 | 0 | 0 | 238.8691 | 0 | 0 | 0 | 0 | 239.0608 | 0 | 0 | 0 | 0 | 239.2524 | 0 | 0 | 0 | 0 | 239.3163 | 0 | 0 | 0 | 0 | 239.508 | 0 | 0 | 0 | 0 | 239.6996 | 0 | 0 | 0 | 0 | 239.8274 | 0 | 0 | 0 | 0 | 240.019 | 0 | 0 | 0 | 0 | 240.1468 | 0 | 0 | 0 | 0 | 240.2746 | 0 | 0 | 0 | 0
2017-05-24 15:00 | 210.5588 | 0.62759 |  | 221.1004 | 0 | 0 | 0 | 0 | 227.3136 | 0 | 0 | 0 | 0 | 232.3971 | 0 | 0 | 0 | 0 | 232.5853 | 0 | 0 | 0 | 0 | 232.7109 | 0 | 0 | 0 | 0 | 232.8991 | 0 | 0 | 0 | 0 | 233.0874 | 0 | 0 | 0 | 0 | 233.2757 | 0 | 0 | 0 | 0 | 233.5267 | 0 | 0 | 0 | 0 | 233.715 | 0 | 0 | 0 | 0 | 233.8405 | 0 | 0 | 0 | 0 | 234.0288 | 0 | 0 | 0 | 0 | 234.1543 | 0 | 0 | 0 | 0 | 234.3426 | 0 | 0 | 0 | 0 | 234.5309 | 0 | 0 | 0 | 0 | 234.6564 | 0 | 0 | 0 | 0 | 234.8447 | 0 | 0 | 0 | 0 | 235.0329 | 0 | 0 | 0 | 0 | 235.0957 | 0 | 0 | 0 | 0 | 235.284 | 0 | 0 | 0 | 0 | 235.4723 | 0 | 0 | 0 | 0 | 235.5978 | 0 | 0 | 0 | 0 | 235.786 | 0 | 0 | 0 | 0 | 235.9116 | 0 | 0 | 0 | 0 | 236.0371 | 0 | 0 | 0 | 0
2017-05-24 16:00 | 198.0722 | 0.59037 |  | 207.9886 | 0 | 0 | 0 | 0 | 213.8333 | 0 | 0 | 0 | 0 | 218.6153 | 0 | 0 | 0 | 0 | 218.7925 | 0 | 0 | 0 | 0 | 218.9105 | 0 | 0 | 0 | 0 | 219.0876 | 0 | 0 | 0 | 0 | 219.2648 | 0 | 0 | 0 | 0 | 219.4419 | 0 | 0 | 0 | 0 | 219.678 | 0 | 0 | 0 | 0 | 219.8551 | 0 | 0 | 0 | 0 | 219.9732 | 0 | 0 | 0 | 0 | 220.1503 | 0 | 0 | 0 | 0 | 220.2684 | 0 | 0 | 0 | 0 | 220.4455 | 0 | 0 | 0 | 0 | 220.6226 | 0 | 0 | 0 | 0 | 220.7407 | 0 | 0 | 0 | 0 | 220.9178 | 0 | 0 | 0 | 0 | 221.0949 | 0 | 0 | 0 | 0 | 221.154 | 0 | 0 | 0 | 0 | 221.3311 | 0 | 0 | 0 | 0 | 221.5082 | 0 | 0 | 0 | 0 | 221.6262 | 0 | 0 | 0 | 0 | 221.8034 | 0 | 0 | 0 | 0 | 221.9214 | 0 | 0 | 0 | 0 | 222.0395 | 0 | 0 | 0 | 0
2017-05-24 17:00 | 200.7081 | 0.59823 |  | 210.7565 | 0 | 0 | 0 | 0 | 216.6789 | 0 | 0 | 0 | 0 | 221.5246 | 0 | 0 | 0 | 0 | 221.7041 | 0 | 0 | 0 | 0 | 221.8237 | 0 | 0 | 0 | 0 | 222.0032 | 0 | 0 | 0 | 0 | 222.1827 | 0 | 0 | 0 | 0 | 222.3621 | 0 | 0 | 0 | 0 | 222.6014 | 0 | 0 | 0 | 0 | 222.7809 | 0 | 0 | 0 | 0 | 222.9005 | 0 | 0 | 0 | 0 | 223.08 | 0 | 0 | 0 | 0 | 223.1997 | 0 | 0 | 0 | 0 | 223.3791 | 0 | 0 | 0 | 0 | 223.5586 | 0 | 0 | 0 | 0 | 223.6782 | 0 | 0 | 0 | 0 | 223.8577 | 0 | 0 | 0 | 0 | 224.0372 | 0 | 0 | 0 | 0 | 224.097 | 0 | 0 | 0 | 0 | 224.2765 | 0 | 0 | 0 | 0 | 224.4559 | 0 | 0 | 0 | 0 | 224.5756 | 0 | 0 | 0 | 0 | 224.7551 | 0 | 0 | 0 | 0 | 224.8747 | 0 | 0 | 0 | 0 | 224.9943 | 0 | 0 | 0 | 0
2017-05-24 18:00 | 205.2486 | 0.61176 |  | 215.5243 | 0 | 0 | 0 | 0 | 221.5807 | 0 | 0 | 0 | 0 | 226.536 | 0 | 0 | 0 | 0 | 226.7196 | 0 | 0 | 0 | 0 | 226.8419 | 0 | 0 | 0 | 0 | 227.0254 | 0 | 0 | 0 | 0 | 227.209 | 0 | 0 | 0 | 0 | 227.3925 | 0 | 0 | 0 | 0 | 227.6372 | 0 | 0 | 0 | 0 | 227.8207 | 0 | 0 | 0 | 0 | 227.9431 | 0 | 0 | 0 | 0 | 228.1266 | 0 | 0 | 0 | 0 | 228.249 | 0 | 0 | 0 | 0 | 228.4325 | 0 | 0 | 0 | 0 | 228.616 | 0 | 0 | 0 | 0 | 228.7384 | 0 | 0 | 0 | 0 | 228.9219 | 0 | 0 | 0 | 0 | 229.1054 | 0 | 0 | 0 | 0 | 229.1666 | 0 | 0 | 0 | 0 | 229.3501 | 0 | 0 | 0 | 0 | 229.5337 | 0 | 0 | 0 | 0 | 229.656 | 0 | 0 | 0 | 0 | 229.8395 | 0 | 0 | 0 | 0 | 229.9619 | 0 | 0 | 0 | 0 | 230.0842 | 0 | 0 | 0 | 0
2017-05-24 19:00 | 208.1079 | 0.62029 |  | 218.5268 | 0 | 0 | 0 | 0 | 224.6676 | 0 | 0 | 0 | 0 | 229.6919 | 0 | 0 | 0 | 0 | 229.878 | 0 | 0 | 0 | 0 | 230.0021 | 0 | 0 | 0 | 0 | 230.1881 | 0 | 0 | 0 | 0 | 230.3742 | 0 | 0 | 0 | 0 | 230.5603 | 0 | 0 | 0 | 0 | 230.8084 | 0 | 0 | 0 | 0 | 230.9945 | 0 | 0 | 0 | 0 | 231.1186 | 0 | 0 | 0 | 0 | 231.3047 | 0 | 0 | 0 | 0 | 231.4287 | 0 | 0 | 0 | 0 | 231.6148 | 0 | 0 | 0 | 0 | 231.8009 | 0 | 0 | 0 | 0 | 231.9249 | 0 | 0 | 0 | 0 | 232.111 | 0 | 0 | 0 | 0 | 232.2971 | 0 | 0 | 0 | 0 | 232.3591 | 0 | 0 | 0 | 0 | 232.5452 | 0 | 0 | 0 | 0 | 232.7313 | 0 | 0 | 0 | 0 | 232.8554 | 0 | 0 | 0 | 0 | 233.0415 | 0 | 0 | 0 | 0 | 233.1655 | 0 | 0 | 0 | 0 | 233.2896 | 0 | 0 | 0 | 0
2017-05-24 20:00 | 203.4359 | 0.60636 |  | 213.6208 | 0 | 0 | 0 | 0 | 219.6238 | 0 | 0 | 0 | 0 | 224.5353 | 0 | 0 | 0 | 0 | 224.7172 | 0 | 0 | 0 | 0 | 224.8385 | 0 | 0 | 0 | 0 | 225.0204 | 0 | 0 | 0 | 0 | 225.2023 | 0 | 0 | 0 | 0 | 225.3842 | 0 | 0 | 0 | 0 | 225.6268 | 0 | 0 | 0 | 0 | 225.8087 | 0 | 0 | 0 | 0 | 225.9299 | 0 | 0 | 0 | 0 | 226.1119 | 0 | 0 | 0 | 0 | 226.2331 | 0 | 0 | 0 | 0 | 226.415 | 0 | 0 | 0 | 0 | 226.5969 | 0 | 0 | 0 | 0 | 226.7182 | 0 | 0 | 0 | 0 | 226.9001 | 0 | 0 | 0 | 0 | 227.082 | 0 | 0 | 0 | 0 | 227.1427 | 0 | 0 | 0 | 0 | 227.3246 | 0 | 0 | 0 | 0 | 227.5065 | 0 | 0 | 0 | 0 | 227.6278 | 0 | 0 | 0 | 0 | 227.8097 | 0 | 0 | 0 | 0 | 227.9309 | 0 | 0 | 0 | 0 | 228.0522 | 0 | 0 | 0 | 0
2017-05-24 21:00 | 208.2201 | 0.62062 |  | 218.6445 | 0 | 0 | 0 | 0 | 224.7887 | 0 | 0 | 0 | 0 | 229.8157 | 0 | 0 | 0 | 0 | 230.0019 | 0 | 0 | 0 | 0 | 230.126 | 0 | 0 | 0 | 0 | 230.3122 | 0 | 0 | 0 | 0 | 230.4984 | 0 | 0 | 0 | 0 | 230.6846 | 0 | 0 | 0 | 0 | 230.9328 | 0 | 0 | 0 | 0 | 231.119 | 0 | 0 | 0 | 0 | 231.2431 | 0 | 0 | 0 | 0 | 231.4293 | 0 | 0 | 0 | 0 | 231.5534 | 0 | 0 | 0 | 0 | 231.7396 | 0 | 0 | 0 | 0 | 231.9258 | 0 | 0 | 0 | 0 | 232.0499 | 0 | 0 | 0 | 0 | 232.2361 | 0 | 0 | 0 | 0 | 232.4223 | 0 | 0 | 0 | 0 | 232.4844 | 0 | 0 | 0 | 0 | 232.6706 | 0 | 0 | 0 | 0 | 232.8567 | 0 | 0 | 0 | 0 | 232.9809 | 0 | 0 | 0 | 0 | 233.167 | 0 | 0 | 0 | 0 | 233.2912 | 0 | 0 | 0 | 0 | 233.4153 | 0 | 0 | 0 | 0
2017-05-24 22:00 | 210.0864 | 0.62618 |  | 220.6044 | 0 | 0 | 0 | 0 | 226.8036 | 0 | 0 | 0 | 0 | 231.8757 | 0 | 0 | 0 | 0 | 232.0635 | 0 | 0 | 0 | 0 | 232.1887 | 0 | 0 | 0 | 0 | 232.3766 | 0 | 0 | 0 | 0 | 232.5645 | 0 | 0 | 0 | 0 | 232.7523 | 0 | 0 | 0 | 0 | 233.0028 | 0 | 0 | 0 | 0 | 233.1906 | 0 | 0 | 0 | 0 | 233.3159 | 0 | 0 | 0 | 0 | 233.5037 | 0 | 0 | 0 | 0 | 233.629 | 0 | 0 | 0 | 0 | 233.8168 | 0 | 0 | 0 | 0 | 234.0047 | 0 | 0 | 0 | 0 | 234.1299 | 0 | 0 | 0 | 0 | 234.3178 | 0 | 0 | 0 | 0 | 234.5056 | 0 | 0 | 0 | 0 | 234.5682 | 0 | 0 | 0 | 0 | 234.7561 | 0 | 0 | 0 | 0 | 234.944 | 0 | 0 | 0 | 0 | 235.0692 | 0 | 0 | 0 | 0 | 235.257 | 0 | 0 | 0 | 0 | 235.3823 | 0 | 0 | 0 | 0 | 235.5075 | 0 | 0 | 0 | 0
2017-05-24 23:00 | 214.9349 | 0.64063 |  | 225.6955 | 0 | 0 | 0 | 0 | 232.0378 | 0 | 0 | 0 | 0 | 237.227 | 0 | 0 | 0 | 0 | 237.4191 | 0 | 0 | 0 | 0 | 237.5473 | 0 | 0 | 0 | 0 | 237.7395 | 0 | 0 | 0 | 0 | 237.9316 | 0 | 0 | 0 | 0 | 238.1238 | 0 | 0 | 0 | 0 | 238.3801 | 0 | 0 | 0 | 0 | 238.5723 | 0 | 0 | 0 | 0 | 238.7004 | 0 | 0 | 0 | 0 | 238.8926 | 0 | 0 | 0 | 0 | 239.0207 | 0 | 0 | 0 | 0 | 239.2129 | 0 | 0 | 0 | 0 | 239.4051 | 0 | 0 | 0 | 0 | 239.5332 | 0 | 0 | 0 | 0 | 239.7254 | 0 | 0 | 0 | 0 | 239.9176 | 0 | 0 | 0 | 0 | 239.9817 | 0 | 0 | 0 | 0 | 240.1739 | 0 | 0 | 0 | 0 | 240.3661 | 0 | 0 | 0 | 0 | 240.4942 | 0 | 0 | 0 | 0 | 240.6864 | 0 | 0 | 0 | 0 | 240.8145 | 0 | 0 | 0 | 0 | 240.9426 | 0 | 0 | 0 | 0
2017-05-25 | 206.1815 | 0.61454 |  | 216.5039 | 0 | 0 | 0 | 0 | 222.5879 | 0 | 0 | 0 | 0 | 227.5657 | 0 | 0 | 0 | 0 | 227.7501 | 0 | 0 | 0 | 0 | 227.873 | 0 | 0 | 0 | 0 | 228.0573 | 0 | 0 | 0 | 0 | 228.2417 | 0 | 0 | 0 | 0 | 228.4261 | 0 | 0 | 0 | 0 | 228.6719 | 0 | 0 | 0 | 0 | 228.8562 | 0 | 0 | 0 | 0 | 228.9792 | 0 | 0 | 0 | 0 | 229.1635 | 0 | 0 | 0 | 0 | 229.2864 | 0 | 0 | 0 | 0 | 229.4708 | 0 | 0 | 0 | 0 | 229.6552 | 0 | 0 | 0 | 0 | 229.7781 | 0 | 0 | 0 | 0 | 229.9624 | 0 | 0 | 0 | 0 | 230.1468 | 0 | 0 | 0 | 0 | 230.2082 | 0 | 0 | 0 | 0 | 230.3926 | 0 | 0 | 0 | 0 | 230.577 | 0 | 0 | 0 | 0 | 230.6999 | 0 | 0 | 0 | 0 | 230.8842 | 0 | 0 | 0 | 0 | 231.0071 | 0 | 0 | 0 | 0 | 231.1301 | 0 | 0 | 0 | 0
2017-05-25 01:00 | 208.2885 | 0.62082 |  | 218.7164 | 0 | 0 | 0 | 0 | 224.8626 | 0 | 0 | 0 | 0 | 229.8912 | 0 | 0 | 0 | 0 | 230.0775 | 0 | 0 | 0 | 0 | 230.2017 | 0 | 0 | 0 | 0 | 230.3879 | 0 | 0 | 0 | 0 | 230.5741 | 0 | 0 | 0 | 0 | 230.7604 | 0 | 0 | 0 | 0 | 231.0087 | 0 | 0 | 0 | 0 | 231.195 | 0 | 0 | 0 | 0 | 231.3191 | 0 | 0 | 0 | 0 | 231.5054 | 0 | 0 | 0 | 0 | 231.6296 | 0 | 0 | 0 | 0 | 231.8158 | 0 | 0 | 0 | 0 | 232.002 | 0 | 0 | 0 | 0 | 232.1262 | 0 | 0 | 0 | 0 | 232.3125 | 0 | 0 | 0 | 0 | 232.4987 | 0 | 0 | 0 | 0 | 232.5608 | 0 | 0 | 0 | 0 | 232.747 | 0 | 0 | 0 | 0 | 232.9333 | 0 | 0 | 0 | 0 | 233.0574 | 0 | 0 | 0 | 0 | 233.2437 | 0 | 0 | 0 | 0 | 233.3679 | 0 | 0 | 0 | 0 | 233.492 | 0 | 0 | 0 | 0
2017-05-25 02:00 | 218.1668 | 0.65027 |  | 229.0892 | 0 | 0 | 0 | 0 | 235.5269 | 0 | 0 | 0 | 0 | 240.794 | 0 | 0 | 0 | 0 | 240.9891 | 0 | 0 | 0 | 0 | 241.1192 | 0 | 0 | 0 | 0 | 241.3143 | 0 | 0 | 0 | 0 | 241.5093 | 0 | 0 | 0 | 0 | 241.7044 | 0 | 0 | 0 | 0 | 241.9645 | 0 | 0 | 0 | 0 | 242.1596 | 0 | 0 | 0 | 0 | 242.2897 | 0 | 0 | 0 | 0 | 242.4847 | 0 | 0 | 0 | 0 | 242.6148 | 0 | 0 | 0 | 0 | 242.8099 | 0 | 0 | 0 | 0 | 243.005 | 0 | 0 | 0 | 0 | 243.135 | 0 | 0 | 0 | 0 | 243.3301 | 0 | 0 | 0 | 0 | 243.5252 | 0 | 0 | 0 | 0 | 243.5902 | 0 | 0 | 0 | 0 | 243.7853 | 0 | 0 | 0 | 0 | 243.9804 | 0 | 0 | 0 | 0 | 244.1104 | 0 | 0 | 0 | 0 | 244.3055 | 0 | 0 | 0 | 0 | 244.4355 | 0 | 0 | 0 | 0 | 244.5656 | 0 | 0 | 0 | 0
2017-05-25 03:00 | 215.6578 | 0.64279 |  | 226.4546 | 0 | 0 | 0 | 0 | 232.8182 | 0 | 0 | 0 | 0 | 238.0248 | 0 | 0 | 0 | 0 | 238.2177 | 0 | 0 | 0 | 0 | 238.3462 | 0 | 0 | 0 | 0 | 238.5391 | 0 | 0 | 0 | 0 | 238.7319 | 0 | 0 | 0 | 0 | 238.9247 | 0 | 0 | 0 | 0 | 239.1818 | 0 | 0 | 0 | 0 | 239.3747 | 0 | 0 | 0 | 0 | 239.5032 | 0 | 0 | 0 | 0 | 239.6961 | 0 | 0 | 0 | 0 | 239.8246 | 0 | 0 | 0 | 0 | 240.0175 | 0 | 0 | 0 | 0 | 240.2103 | 0 | 0 | 0 | 0 | 240.3389 | 0 | 0 | 0 | 0 | 240.5317 | 0 | 0 | 0 | 0 | 240.7245 | 0 | 0 | 0 | 0 | 240.7888 | 0 | 0 | 0 | 0 | 240.9817 | 0 | 0 | 0 | 0 | 241.1745 | 0 | 0 | 0 | 0 | 241.3031 | 0 | 0 | 0 | 0 | 241.4959 | 0 | 0 | 0 | 0 | 241.6244 | 0 | 0 | 0 | 0 | 241.753 | 0 | 0 | 0 | 0
2017-05-25 04:00 | 210.6007 | 0.62772 |  | 221.1444 | 0 | 0 | 0 | 0 | 227.3588 | 0 | 0 | 0 | 0 | 232.4433 | 0 | 0 | 0 | 0 | 232.6316 | 0 | 0 | 0 | 0 | 232.7571 | 0 | 0 | 0 | 0 | 232.9455 | 0 | 0 | 0 | 0 | 233.1338 | 0 | 0 | 0 | 0 | 233.3221 | 0 | 0 | 0 | 0 | 233.5732 | 0 | 0 | 0 | 0 | 233.7615 | 0 | 0 | 0 | 0 | 233.887 | 0 | 0 | 0 | 0 | 234.0753 | 0 | 0 | 0 | 0 | 234.2009 | 0 | 0 | 0 | 0 | 234.3892 | 0 | 0 | 0 | 0 | 234.5775 | 0 | 0 | 0 | 0 | 234.7031 | 0 | 0 | 0 | 0 | 234.8914 | 0 | 0 | 0 | 0 | 235.0797 | 0 | 0 | 0 | 0 | 235.1425 | 0 | 0 | 0 | 0 | 235.3308 | 0 | 0 | 0 | 0 | 235.5191 | 0 | 0 | 0 | 0 | 235.6446 | 0 | 0 | 0 | 0 | 235.8329 | 0 | 0 | 0 | 0 | 235.9585 | 0 | 0 | 0 | 0 | 236.084 | 0 | 0 | 0 | 0
2017-05-25 05:00 | 212.4827 | 0.63333 |  | 223.1206 | 0 | 0 | 0 | 0 | 229.3905 | 0 | 0 | 0 | 0 | 234.5205 | 0 | 0 | 0 | 0 | 234.7105 | 0 | 0 | 0 | 0 | 234.8371 | 0 | 0 | 0 | 0 | 235.0271 | 0 | 0 | 0 | 0 | 235.2171 | 0 | 0 | 0 | 0 | 235.4071 | 0 | 0 | 0 | 0 | 235.6605 | 0 | 0 | 0 | 0 | 235.8505 | 0 | 0 | 0 | 0 | 235.9771 | 0 | 0 | 0 | 0 | 236.1671 | 0 | 0 | 0 | 0 | 236.2938 | 0 | 0 | 0 | 0 | 236.4838 | 0 | 0 | 0 | 0 | 236.6738 | 0 | 0 | 0 | 0 | 236.8004 | 0 | 0 | 0 | 0 | 236.9904 | 0 | 0 | 0 | 0 | 237.1804 | 0 | 0 | 0 | 0 | 237.2438 | 0 | 0 | 0 | 0 | 237.4338 | 0 | 0 | 0 | 0 | 237.6238 | 0 | 0 | 0 | 0 | 237.7504 | 0 | 0 | 0 | 0 | 237.9404 | 0 | 0 | 0 | 0 | 238.0671 | 0 | 0 | 0 | 0 | 238.1938 | 0 | 0 | 0 | 0
2017-05-25 06:00 | 213.2876 | 0.63572 |  | 223.9658 | 0 | 0 | 0 | 0 | 230.2595 | 0 | 0 | 0 | 0 | 235.4088 | 0 | 0 | 0 | 0 | 235.5995 | 0 | 0 | 0 | 0 | 235.7267 | 0 | 0 | 0 | 0 | 235.9174 | 0 | 0 | 0 | 0 | 236.1081 | 0 | 0 | 0 | 0 | 236.2988 | 0 | 0 | 0 | 0 | 236.5531 | 0 | 0 | 0 | 0 | 236.7438 | 0 | 0 | 0 | 0 | 236.871 | 0 | 0 | 0 | 0 | 237.0617 | 0 | 0 | 0 | 0 | 237.1889 | 0 | 0 | 0 | 0 | 237.3796 | 0 | 0 | 0 | 0 | 237.5703 | 0 | 0 | 0 | 0 | 237.6974 | 0 | 0 | 0 | 0 | 237.8881 | 0 | 0 | 0 | 0 | 238.0789 | 0 | 0 | 0 | 0 | 238.1424 | 0 | 0 | 0 | 0 | 238.3332 | 0 | 0 | 0 | 0 | 238.5239 | 0 | 0 | 0 | 0 | 238.651 | 0 | 0 | 0 | 0 | 238.8417 | 0 | 0 | 0 | 0 | 238.9689 | 0 | 0 | 0 | 0 | 239.096 | 0 | 0 | 0 | 0
2017-05-25 07:00 | 216.8591 | 0.64637 |  | 227.7161 | 0 | 0 | 0 | 0 | 234.1152 | 0 | 0 | 0 | 0 | 239.3508 | 0 | 0 | 0 | 0 | 239.5447 | 0 | 0 | 0 | 0 | 239.674 | 0 | 0 | 0 | 0 | 239.8679 | 0 | 0 | 0 | 0 | 240.0618 | 0 | 0 | 0 | 0 | 240.2557 | 0 | 0 | 0 | 0 | 240.5142 | 0 | 0 | 0 | 0 | 240.7081 | 0 | 0 | 0 | 0 | 240.8374 | 0 | 0 | 0 | 0 | 241.0313 | 0 | 0 | 0 | 0 | 241.1606 | 0 | 0 | 0 | 0 | 241.3545 | 0 | 0 | 0 | 0 | 241.5484 | 0 | 0 | 0 | 0 | 241.6777 | 0 | 0 | 0 | 0 | 241.8716 | 0 | 0 | 0 | 0 | 242.0655 | 0 | 0 | 0 | 0 | 242.1302 | 0 | 0 | 0 | 0 | 242.3241 | 0 | 0 | 0 | 0 | 242.518 | 0 | 0 | 0 | 0 | 242.6473 | 0 | 0 | 0 | 0 | 242.8412 | 0 | 0 | 0 | 0 | 242.9704 | 0 | 0 | 0 | 0 | 243.0997 | 0 | 0 | 0 | 0
2017-05-25 08:00 | 211.6711 | 0.63091 |  | 222.2684 | 0 | 0 | 0 | 0 | 228.5143 | 0 | 0 | 0 | 0 | 233.6247 | 0 | 0 | 0 | 0 | 233.8139 | 0 | 0 | 0 | 0 | 233.9401 | 0 | 0 | 0 | 0 | 234.1294 | 0 | 0 | 0 | 0 | 234.3187 | 0 | 0 | 0 | 0 | 234.5079 | 0 | 0 | 0 | 0 | 234.7603 | 0 | 0 | 0 | 0 | 234.9496 | 0 | 0 | 0 | 0 | 235.0758 | 0 | 0 | 0 | 0 | 235.265 | 0 | 0 | 0 | 0 | 235.3912 | 0 | 0 | 0 | 0 | 235.5805 | 0 | 0 | 0 | 0 | 235.7698 | 0 | 0 | 0 | 0 | 235.8959 | 0 | 0 | 0 | 0 | 236.0852 | 0 | 0 | 0 | 0 | 236.2745 | 0 | 0 | 0 | 0 | 236.3376 | 0 | 0 | 0 | 0 | 236.5268 | 0 | 0 | 0 | 0 | 236.7161 | 0 | 0 | 0 | 0 | 236.8423 | 0 | 0 | 0 | 0 | 237.0316 | 0 | 0 | 0 | 0 | 237.1577 | 0 | 0 | 0 | 0 | 237.2839 | 0 | 0 | 0 | 0
2017-05-25 09:00 | 216.4629 | 0.64519 |  | 227.3001 | 0 | 0 | 0 | 0 | 233.6874 | 0 | 0 | 0 | 0 | 238.9135 | 0 | 0 | 0 | 0 | 239.107 | 0 | 0 | 0 | 0 | 239.2361 | 0 | 0 | 0 | 0 | 239.4296 | 0 | 0 | 0 | 0 | 239.6232 | 0 | 0 | 0 | 0 | 239.8167 | 0 | 0 | 0 | 0 | 240.0748 | 0 | 0 | 0 | 0 | 240.2684 | 0 | 0 | 0 | 0 | 240.3974 | 0 | 0 | 0 | 0 | 240.591 | 0 | 0 | 0 | 0 | 240.72 | 0 | 0 | 0 | 0 | 240.9135 | 0 | 0 | 0 | 0 | 241.1071 | 0 | 0 | 0 | 0 | 241.2361 | 0 | 0 | 0 | 0 | 241.4297 | 0 | 0 | 0 | 0 | 241.6233 | 0 | 0 | 0 | 0 | 241.6878 | 0 | 0 | 0 | 0 | 241.8813 | 0 | 0 | 0 | 0 | 242.0749 | 0 | 0 | 0 | 0 | 242.2039 | 0 | 0 | 0 | 0 | 242.3975 | 0 | 0 | 0 | 0 | 242.5265 | 0 | 0 | 0 | 0 | 242.6556 | 0 | 0 | 0 | 0
2017-05-25 10:00 | 217.2703 | 0.6476 |  | 228.1479 | 0 | 0 | 0 | 0 | 234.5591 | 0 | 0 | 0 | 0 | 239.8046 | 0 | 0 | 0 | 0 | 239.9989 | 0 | 0 | 0 | 0 | 240.1284 | 0 | 0 | 0 | 0 | 240.3226 | 0 | 0 | 0 | 0 | 240.5169 | 0 | 0 | 0 | 0 | 240.7112 | 0 | 0 | 0 | 0 | 240.9702 | 0 | 0 | 0 | 0 | 241.1645 | 0 | 0 | 0 | 0 | 241.294 | 0 | 0 | 0 | 0 | 241.4883 | 0 | 0 | 0 | 0 | 241.6178 | 0 | 0 | 0 | 0 | 241.8121 | 0 | 0 | 0 | 0 | 242.0064 | 0 | 0 | 0 | 0 | 242.1359 | 0 | 0 | 0 | 0 | 242.3302 | 0 | 0 | 0 | 0 | 242.5245 | 0 | 0 | 0 | 0 | 242.5892 | 0 | 0 | 0 | 0 | 242.7835 | 0 | 0 | 0 | 0 | 242.9778 | 0 | 0 | 0 | 0 | 243.1073 | 0 | 0 | 0 | 0 | 243.3016 | 0 | 0 | 0 | 0 | 243.4311 | 0 | 0 | 0 | 0 | 243.5606 | 0 | 0 | 0 | 0
2017-05-25 11:00 | 215.1929 | 0.6414 |  | 225.9665 | 0 | 0 | 0 | 0 | 232.3164 | 0 | 0 | 0 | 0 | 237.5118 | 0 | 0 | 0 | 0 | 237.7042 | 0 | 0 | 0 | 0 | 237.8325 | 0 | 0 | 0 | 0 | 238.0249 | 0 | 0 | 0 | 0 | 238.2173 | 0 | 0 | 0 | 0 | 238.4098 | 0 | 0 | 0 | 0 | 238.6663 | 0 | 0 | 0 | 0 | 238.8587 | 0 | 0 | 0 | 0 | 238.987 | 0 | 0 | 0 | 0 | 239.1794 | 0 | 0 | 0 | 0 | 239.3077 | 0 | 0 | 0 | 0 | 239.5001 | 0 | 0 | 0 | 0 | 239.6926 | 0 | 0 | 0 | 0 | 239.8208 | 0 | 0 | 0 | 0 | 240.0133 | 0 | 0 | 0 | 0 | 240.2057 | 0 | 0 | 0 | 0 | 240.2698 | 0 | 0 | 0 | 0 | 240.4622 | 0 | 0 | 0 | 0 | 240.6547 | 0 | 0 | 0 | 0 | 240.7829 | 0 | 0 | 0 | 0 | 240.9754 | 0 | 0 | 0 | 0 | 241.1037 | 0 | 0 | 0 | 0 | 241.2319 | 0 | 0 | 0 | 0
2017-05-25 12:00 | 214.1926 | 0.63842 |  | 224.9161 | 0 | 0 | 0 | 0 | 231.2364 | 0 | 0 | 0 | 0 | 236.4076 | 0 | 0 | 0 | 0 | 236.5992 | 0 | 0 | 0 | 0 | 236.7269 | 0 | 0 | 0 | 0 | 236.9184 | 0 | 0 | 0 | 0 | 237.1099 | 0 | 0 | 0 | 0 | 237.3014 | 0 | 0 | 0 | 0 | 237.5568 | 0 | 0 | 0 | 0 | 237.7483 | 0 | 0 | 0 | 0 | 237.876 | 0 | 0 | 0 | 0 | 238.0675 | 0 | 0 | 0 | 0 | 238.1952 | 0 | 0 | 0 | 0 | 238.3868 | 0 | 0 | 0 | 0 | 238.5783 | 0 | 0 | 0 | 0 | 238.706 | 0 | 0 | 0 | 0 | 238.8975 | 0 | 0 | 0 | 0 | 239.089 | 0 | 0 | 0 | 0 | 239.1529 | 0 | 0 | 0 | 0 | 239.3444 | 0 | 0 | 0 | 0 | 239.5359 | 0 | 0 | 0 | 0 | 239.6636 | 0 | 0 | 0 | 0 | 239.8551 | 0 | 0 | 0 | 0 | 239.9828 | 0 | 0 | 0 | 0 | 240.1105 | 0 | 0 | 0 | 0
2017-05-25 13:00 | 210.1597 | 0.6264 |  | 220.6813 | 0 | 0 | 0 | 0 | 226.8826 | 0 | 0 | 0 | 0 | 231.9565 | 0 | 0 | 0 | 0 | 232.1444 | 0 | 0 | 0 | 0 | 232.2697 | 0 | 0 | 0 | 0 | 232.4576 | 0 | 0 | 0 | 0 | 232.6455 | 0 | 0 | 0 | 0 | 232.8335 | 0 | 0 | 0 | 0 | 233.084 | 0 | 0 | 0 | 0 | 233.2719 | 0 | 0 | 0 | 0 | 233.3972 | 0 | 0 | 0 | 0 | 233.5851 | 0 | 0 | 0 | 0 | 233.7104 | 0 | 0 | 0 | 0 | 233.8983 | 0 | 0 | 0 | 0 | 234.0863 | 0 | 0 | 0 | 0 | 234.2115 | 0 | 0 | 0 | 0 | 234.3995 | 0 | 0 | 0 | 0 | 234.5874 | 0 | 0 | 0 | 0 | 234.65 | 0 | 0 | 0 | 0 | 234.8379 | 0 | 0 | 0 | 0 | 235.0259 | 0 | 0 | 0 | 0 | 235.1512 | 0 | 0 | 0 | 0 | 235.3391 | 0 | 0 | 0 | 0 | 235.4644 | 0 | 0 | 0 | 0 | 235.5896 | 0 | 0 | 0 | 0
2017-05-25 14:00 | 208.694 | 0.62203 |  | 219.1422 | 0 | 0 | 0 | 0 | 225.3004 | 0 | 0 | 0 | 0 | 230.3388 | 0 | 0 | 0 | 0 | 230.5254 | 0 | 0 | 0 | 0 | 230.6498 | 0 | 0 | 0 | 0 | 230.8364 | 0 | 0 | 0 | 0 | 231.0231 | 0 | 0 | 0 | 0 | 231.2097 | 0 | 0 | 0 | 0 | 231.4585 | 0 | 0 | 0 | 0 | 231.6451 | 0 | 0 | 0 | 0 | 231.7695 | 0 | 0 | 0 | 0 | 231.9561 | 0 | 0 | 0 | 0 | 232.0805 | 0 | 0 | 0 | 0 | 232.2671 | 0 | 0 | 0 | 0 | 232.4537 | 0 | 0 | 0 | 0 | 232.5781 | 0 | 0 | 0 | 0 | 232.7647 | 0 | 0 | 0 | 0 | 232.9514 | 0 | 0 | 0 | 0 | 233.0136 | 0 | 0 | 0 | 0 | 233.2002 | 0 | 0 | 0 | 0 | 233.3868 | 0 | 0 | 0 | 0 | 233.5112 | 0 | 0 | 0 | 0 | 233.6978 | 0 | 0 | 0 | 0 | 233.8222 | 0 | 0 | 0 | 0 | 233.9466 | 0 | 0 | 0 | 0
2017-05-25 15:00 | 210.842 | 0.62844 |  | 221.3978 | 0 | 0 | 0 | 0 | 227.6193 | 0 | 0 | 0 | 0 | 232.7096 | 0 | 0 | 0 | 0 | 232.8981 | 0 | 0 | 0 | 0 | 233.0238 | 0 | 0 | 0 | 0 | 233.2123 | 0 | 0 | 0 | 0 | 233.4009 | 0 | 0 | 0 | 0 | 233.5894 | 0 | 0 | 0 | 0 | 233.8408 | 0 | 0 | 0 | 0 | 234.0293 | 0 | 0 | 0 | 0 | 234.155 | 0 | 0 | 0 | 0 | 234.3435 | 0 | 0 | 0 | 0 | 234.4692 | 0 | 0 | 0 | 0 | 234.6577 | 0 | 0 | 0 | 0 | 234.8463 | 0 | 0 | 0 | 0 | 234.972 | 0 | 0 | 0 | 0 | 235.1605 | 0 | 0 | 0 | 0 | 235.349 | 0 | 0 | 0 | 0 | 235.4119 | 0 | 0 | 0 | 0 | 235.6004 | 0 | 0 | 0 | 0 | 235.7889 | 0 | 0 | 0 | 0 | 235.9146 | 0 | 0 | 0 | 0 | 236.1031 | 0 | 0 | 0 | 0 | 236.2288 | 0 | 0 | 0 | 0 | 236.3545 | 0 | 0 | 0 | 0
2017-05-25 16:00 | 204.9566 | 0.61089 |  | 215.2177 | 0 | 0 | 0 | 0 | 221.2656 | 0 | 0 | 0 | 0 | 226.2138 | 0 | 0 | 0 | 0 | 226.3971 | 0 | 0 | 0 | 0 | 226.5192 | 0 | 0 | 0 | 0 | 226.7025 | 0 | 0 | 0 | 0 | 226.8858 | 0 | 0 | 0 | 0 | 227.069 | 0 | 0 | 0 | 0 | 227.3134 | 0 | 0 | 0 | 0 | 227.4967 | 0 | 0 | 0 | 0 | 227.6188 | 0 | 0 | 0 | 0 | 227.8021 | 0 | 0 | 0 | 0 | 227.9243 | 0 | 0 | 0 | 0 | 228.1076 | 0 | 0 | 0 | 0 | 228.2908 | 0 | 0 | 0 | 0 | 228.413 | 0 | 0 | 0 | 0 | 228.5963 | 0 | 0 | 0 | 0 | 228.7795 | 0 | 0 | 0 | 0 | 228.8406 | 0 | 0 | 0 | 0 | 229.0239 | 0 | 0 | 0 | 0 | 229.2072 | 0 | 0 | 0 | 0 | 229.3293 | 0 | 0 | 0 | 0 | 229.5126 | 0 | 0 | 0 | 0 | 229.6348 | 0 | 0 | 0 | 0 | 229.757 | 0 | 0 | 0 | 0
2017-05-25 17:00 | 210.4396 | 0.62724 |  | 220.9752 | 0 | 0 | 0 | 0 | 227.1848 | 0 | 0 | 0 | 0 | 232.2654 | 0 | 0 | 0 | 0 | 232.4536 | 0 | 0 | 0 | 0 | 232.579 | 0 | 0 | 0 | 0 | 232.7672 | 0 | 0 | 0 | 0 | 232.9554 | 0 | 0 | 0 | 0 | 233.1435 | 0 | 0 | 0 | 0 | 233.3944 | 0 | 0 | 0 | 0 | 233.5826 | 0 | 0 | 0 | 0 | 233.7081 | 0 | 0 | 0 | 0 | 233.8962 | 0 | 0 | 0 | 0 | 234.0217 | 0 | 0 | 0 | 0 | 234.2099 | 0 | 0 | 0 | 0 | 234.398 | 0 | 0 | 0 | 0 | 234.5235 | 0 | 0 | 0 | 0 | 234.7116 | 0 | 0 | 0 | 0 | 234.8998 | 0 | 0 | 0 | 0 | 234.9625 | 0 | 0 | 0 | 0 | 235.1507 | 0 | 0 | 0 | 0 | 235.3389 | 0 | 0 | 0 | 0 | 235.4643 | 0 | 0 | 0 | 0 | 235.6525 | 0 | 0 | 0 | 0 | 235.7779 | 0 | 0 | 0 | 0 | 235.9034 | 0 | 0 | 0 | 0
2017-05-25 18:00 | 206.4495 | 0.61534 |  | 216.7854 | 0 | 0 | 0 | 0 | 222.8773 | 0 | 0 | 0 | 0 | 227.8616 | 0 | 0 | 0 | 0 | 228.0462 | 0 | 0 | 0 | 0 | 228.1692 | 0 | 0 | 0 | 0 | 228.3538 | 0 | 0 | 0 | 0 | 228.5384 | 0 | 0 | 0 | 0 | 228.723 | 0 | 0 | 0 | 0 | 228.9692 | 0 | 0 | 0 | 0 | 229.1538 | 0 | 0 | 0 | 0 | 229.2768 | 0 | 0 | 0 | 0 | 229.4615 | 0 | 0 | 0 | 0 | 229.5845 | 0 | 0 | 0 | 0 | 229.7691 | 0 | 0 | 0 | 0 | 229.9537 | 0 | 0 | 0 | 0 | 230.0768 | 0 | 0 | 0 | 0 | 230.2614 | 0 | 0 | 0 | 0 | 230.446 | 0 | 0 | 0 | 0 | 230.5075 | 0 | 0 | 0 | 0 | 230.6921 | 0 | 0 | 0 | 0 | 230.8767 | 0 | 0 | 0 | 0 | 230.9998 | 0 | 0 | 0 | 0 | 231.1844 | 0 | 0 | 0 | 0 | 231.3075 | 0 | 0 | 0 | 0 | 231.4305 | 0 | 0 | 0 | 0
2017-05-25 19:00 | 216.3889 | 0.64497 |  | 227.2223 | 0 | 0 | 0 | 0 | 233.6075 | 0 | 0 | 0 | 0 | 238.8317 | 0 | 0 | 0 | 0 | 239.0252 | 0 | 0 | 0 | 0 | 239.1542 | 0 | 0 | 0 | 0 | 239.3477 | 0 | 0 | 0 | 0 | 239.5412 | 0 | 0 | 0 | 0 | 239.7347 | 0 | 0 | 0 | 0 | 239.9927 | 0 | 0 | 0 | 0 | 240.1862 | 0 | 0 | 0 | 0 | 240.3152 | 0 | 0 | 0 | 0 | 240.5087 | 0 | 0 | 0 | 0 | 240.6377 | 0 | 0 | 0 | 0 | 240.8311 | 0 | 0 | 0 | 0 | 241.0246 | 0 | 0 | 0 | 0 | 241.1536 | 0 | 0 | 0 | 0 | 241.3471 | 0 | 0 | 0 | 0 | 241.5406 | 0 | 0 | 0 | 0 | 241.6051 | 0 | 0 | 0 | 0 | 241.7986 | 0 | 0 | 0 | 0 | 241.9921 | 0 | 0 | 0 | 0 | 242.1211 | 0 | 0 | 0 | 0 | 242.3146 | 0 | 0 | 0 | 0 | 242.4436 | 0 | 0 | 0 | 0 | 242.5726 | 0 | 0 | 0 | 0
2017-05-25 20:00 | 212.9456 | 0.63471 |  | 223.6066 | 0 | 0 | 0 | 0 | 229.8902 | 0 | 0 | 0 | 0 | 235.0313 | 0 | 0 | 0 | 0 | 235.2217 | 0 | 0 | 0 | 0 | 235.3487 | 0 | 0 | 0 | 0 | 235.5391 | 0 | 0 | 0 | 0 | 235.7295 | 0 | 0 | 0 | 0 | 235.9199 | 0 | 0 | 0 | 0 | 236.1738 | 0 | 0 | 0 | 0 | 236.3642 | 0 | 0 | 0 | 0 | 236.4911 | 0 | 0 | 0 | 0 | 236.6815 | 0 | 0 | 0 | 0 | 236.8085 | 0 | 0 | 0 | 0 | 236.9989 | 0 | 0 | 0 | 0 | 237.1893 | 0 | 0 | 0 | 0 | 237.3162 | 0 | 0 | 0 | 0 | 237.5067 | 0 | 0 | 0 | 0 | 237.6971 | 0 | 0 | 0 | 0 | 237.7605 | 0 | 0 | 0 | 0 | 237.951 | 0 | 0 | 0 | 0 | 238.1414 | 0 | 0 | 0 | 0 | 238.2683 | 0 | 0 | 0 | 0 | 238.4587 | 0 | 0 | 0 | 0 | 238.5857 | 0 | 0 | 0 | 0 | 238.7126 | 0 | 0 | 0 | 0
2017-05-25 21:00 | 224.8132 | 0.67008 |  | 236.0684 | 0 | 0 | 0 | 0 | 242.7022 | 0 | 0 | 0 | 0 | 248.1298 | 0 | 0 | 0 | 0 | 248.3308 | 0 | 0 | 0 | 0 | 248.4649 | 0 | 0 | 0 | 0 | 248.6659 | 0 | 0 | 0 | 0 | 248.8669 | 0 | 0 | 0 | 0 | 249.0679 | 0 | 0 | 0 | 0 | 249.336 | 0 | 0 | 0 | 0 | 249.537 | 0 | 0 | 0 | 0 | 249.671 | 0 | 0 | 0 | 0 | 249.872 | 0 | 0 | 0 | 0 | 250.006 | 0 | 0 | 0 | 0 | 250.2071 | 0 | 0 | 0 | 0 | 250.4081 | 0 | 0 | 0 | 0 | 250.5421 | 0 | 0 | 0 | 0 | 250.7431 | 0.00022368 | 0 | 0 | 0.00044736 | 250.9441 | 0.0006597 | 0 | 0 | 0.0013194 | 251.0112 | 0.00080504 | 0 | 0 | 0.0016101 | 251.2122 | 0.0012411 | 0 | 0 | 0.0024821 | 251.4132 | 0.0016771 | 0 | 0 | 0.0033542 | 251.5472 | 0.0019678 | 0 | 0 | 0.0039355 | 251.7482 | 0.0024038 | 0 | 0 | 0.0048076 | 251.8823 | 0.0026945 | 0 | 0 | 0.0053889 | 252.0163 | 0.0029851 | 0 | 0 | 0.0059703
2017-05-25 22:00 | 226.9783 | 0.67653 |  | 238.3419 | 0 | 0 | 0 | 0 | 245.0396 | 0 | 0 | 0 | 0 | 250.5195 | 0 | 0 | 0 | 0 | 250.7224 | 0.0001788 | 0 | 0 | 0.00035761 | 250.8577 | 0.00047228 | 0 | 0 | 0.00094457 | 251.0607 | 0.0009125 | 0 | 0 | 0.001825 | 251.2637 | 0.0013527 | 0 | 0 | 0.0027054 | 251.4666 | 0.0017929 | 0 | 0 | 0.0035859 | 251.7372 | 0.0023799 | 0 | 0 | 0.0047598 | 251.9402 | 0.0028201 | 0 | 0 | 0.0056402 | 252.0755 | 0.0031136 | 0 | 0 | 0.0062272 | 252.2785 | 0.0035538 | 0 | 0 | 0.0071076 | 252.4138 | 0.0038473 | 0 | 0 | 0.0076946 | 252.6167 | 0.0042875 | 0 | 0 | 0.008575 | 252.8197 | 0.0047277 | 0 | 0 | 0.0094555 | 252.955 | 0.0050212 | 0 | 0 | 0.010042 | 253.1579 | 0.0054614 | 0 | 0 | 0.010923 | 253.3609 | 0.0059016 | 0 | 0 | 0.011803 | 253.4286 | 0.0060484 | 0 | 0 | 0.012097 | 253.6315 | 0.0064886 | 0 | 0 | 0.012977 | 253.8345 | 0.0069288 | 0 | 0 | 0.013858 | 253.9698 | 0.0072223 | 0 | 0 | 0.014445 | 254.1727 | 0.0076625 | 0 | 0 | 0.015325 | 254.3081 | 0.007956 | 0 | 0 | 0.015912 | 254.4434 | 0.0082495 | 0 | 0 | 0.016499
2017-05-25 23:00 | 227.3448 | 0.67762 |  | 238.7268 | 0 | 0 | 0 | 0 | 245.4353 | 0 | 0 | 0 | 0 | 250.924 | 0.00061604 | 0 | 0 | 0.0012321 | 251.1273 | 0.001057 | 0 | 0 | 0.0021139 | 251.2628 | 0.0013509 | 0 | 0 | 0.0027018 | 251.4661 | 0.0017918 | 0 | 0 | 0.0035837 | 251.6694 | 0.0022328 | 0 | 0 | 0.0044656 | 251.8727 | 0.0026737 | 0 | 0 | 0.0053474 | 252.1437 | 0.0032616 | 0 | 0 | 0.0065232 | 252.347 | 0.0037025 | 0 | 0 | 0.0074051 | 252.4826 | 0.0039965 | 0 | 0 | 0.007993 | 252.6858 | 0.0044374 | 0 | 0 | 0.0088749 | 252.8214 | 0.0047314 | 0 | 0 | 0.0094628 | 253.0247 | 0.0051723 | 0 | 0 | 0.010345 | 253.2279 | 0.0056132 | 0 | 0 | 0.011226 | 253.3635 | 0.0059072 | 0 | 0 | 0.011814 | 253.5668 | 0.0063481 | 0 | 0 | 0.012696 | 253.77 | 0.0067891 | 0 | 0 | 0.013578 | 253.8378 | 0.006936 | 0 | 0 | 0.013872 | 254.0411 | 0.007377 | 0 | 0 | 0.014754 | 254.2444 | 0.0078179 | 0 | 0 | 0.015636 | 254.3799 | 0.0081118 | 0 | 0 | 0.016224 | 254.5832 | 0.0085528 | 0 | 0 | 0.017106 | 254.7187 | 0.0088467 | 0 | 0 | 0.017693 | 254.8542 | 0.0091407 | 0 | 0 | 0.018281
2017-05-26 | 227.9823 | 0.67952 |  | 239.3962 | 0 | 0 | 0 | 0 | 246.1235 | 0 | 0 | 0 | 0 | 251.6276 | 0.0021421 | 0 | 0 | 0.0042842 | 251.8314 | 0.0025843 | 0 | 0 | 0.0051685 | 251.9674 | 0.002879 | 0 | 0 | 0.0057581 | 252.1712 | 0.0033212 | 0 | 0 | 0.0066424 | 252.3751 | 0.0037634 | 0 | 0 | 0.0075267 | 252.5789 | 0.0042055 | 0 | 0 | 0.0084111 | 252.8507 | 0.0047951 | 0 | 0 | 0.0095902 | 253.0546 | 0.0052372 | 0 | 0 | 0.010474 | 253.1905 | 0.005532 | 0 | 0 | 0.011064 | 253.3944 | 0.0059742 | 0 | 0 | 0.011948 | 253.5303 | 0.006269 | 0 | 0 | 0.012538 | 253.7341 | 0.0067111 | 0 | 0 | 0.013422 | 253.938 | 0.0071533 | 0 | 0 | 0.014307 | 254.0739 | 0.0074481 | 0 | 0 | 0.014896 | 254.2777 | 0.0078902 | 0 | 0 | 0.01578 | 254.4816 | 0.0083324 | 0 | 0 | 0.016665 | 254.5495 | 0.0084798 | 0 | 0 | 0.01696 | 254.7534 | 0.008922 | 0 | 0 | 0.017844 | 254.9573 | 0.0093641 | 0 | 0 | 0.018728 | 255.0932 | 0.0096589 | 0 | 0 | 0.019318 | 255.297 | 0.010101 | 0 | 0 | 0.020202 | 255.4329 | 0.010396 | 0 | 0 | 0.020792 | 255.5688 | 0.010691 | 0 | 0 | 0.021381
2017-05-26 01:00 | 236.4665 | 0.70481 |  | 248.3051 | 0 | 0 | 0 | 0 | 255.2827 | 0.01007 | 0 | 0 | 0.02014 | 260.9917 | 0.022453 | 0 | 0 | 0.044906 | 261.2032 | 0.022911 | 0 | 0 | 0.045823 | 261.3441 | 0.023217 | 0 | 0 | 0.046434 | 261.5556 | 0.023676 | 0 | 0 | 0.047352 | 261.767 | 0.024134 | 0 | 0 | 0.048269 | 261.9784 | 0.024593 | 0 | 0 | 0.049186 | 262.2604 | 0.025205 | 0 | 0 | 0.050409 | 262.4718 | 0.025663 | 0 | 0 | 0.051326 | 262.6128 | 0.025969 | 0 | 0 | 0.051938 | 262.8242 | 0.026428 | 0 | 0 | 0.052855 | 262.9652 | 0.026733 | 0 | 0 | 0.053467 | 263.1766 | 0.027192 | 0 | 0 | 0.054384 | 263.3881 | 0.027651 | 0 | 0 | 0.055301 | 263.529 | 0.027956 | 0 | 0 | 0.055913 | 263.7405 | 0.028415 | 0 | 0 | 0.05683 | 263.9519 | 0.028874 | 0 | 0 | 0.057747 | 264.0224 | 0.029026 | 0 | 0 | 0.058053 | 264.2338 | 0.029485 | 0 | 0 | 0.05897 | 264.4453 | 0.029944 | 0 | 0 | 0.059887 | 264.5862 | 0.030249 | 0 | 0 | 0.060499 | 264.7977 | 0.030708 | 0 | 0 | 0.061416 | 264.9387 | 0.031014 | 0 | 0 | 0.062028 | 265.0796 | 0.03132 | 0 | 0 | 0.062639
2017-05-26 02:00 | 235.2949 | 0.70132 |  | 247.0749 | 0 | 0 | 0 | 0 | 254.0179 | 0.0073268 | 0 | 0 | 0.014654 | 259.6986 | 0.019648 | 0 | 0 | 0.039296 | 259.909 | 0.020105 | 0 | 0 | 0.040209 | 260.0493 | 0.020409 | 0 | 0 | 0.040817 | 260.2597 | 0.020865 | 0 | 0 | 0.04173 | 260.4701 | 0.021321 | 0 | 0 | 0.042643 | 260.6805 | 0.021778 | 0 | 0 | 0.043556 | 260.961 | 0.022386 | 0 | 0 | 0.044773 | 261.1714 | 0.022843 | 0 | 0 | 0.045685 | 261.3117 | 0.023147 | 0 | 0 | 0.046294 | 261.5221 | 0.023603 | 0 | 0 | 0.047206 | 261.6623 | 0.023907 | 0 | 0 | 0.047815 | 261.8727 | 0.024364 | 0 | 0 | 0.048728 | 262.0831 | 0.02482 | 0 | 0 | 0.04964 | 262.2234 | 0.025124 | 0 | 0 | 0.050249 | 262.4338 | 0.025581 | 0 | 0 | 0.051161 | 262.6442 | 0.026037 | 0 | 0 | 0.052074 | 262.7143 | 0.026189 | 0 | 0 | 0.052378 | 262.9247 | 0.026646 | 0 | 0 | 0.053291 | 263.1351 | 0.027102 | 0 | 0 | 0.054204 | 263.2754 | 0.027406 | 0 | 0 | 0.054812 | 263.4858 | 0.027862 | 0 | 0 | 0.055725 | 263.626 | 0.028167 | 0 | 0 | 0.056333 | 263.7663 | 0.028471 | 0 | 0 | 0.056942
2017-05-26 03:00 | 235.3998 | 0.70163 |  | 247.185 | 0 | 0 | 0 | 0 | 254.1312 | 0.0075723 | 0 | 0 | 0.015145 | 259.8144 | 0.019899 | 0 | 0 | 0.039798 | 260.0249 | 0.020356 | 0 | 0 | 0.040712 | 260.1652 | 0.02066 | 0 | 0 | 0.04132 | 260.3757 | 0.021117 | 0 | 0 | 0.042233 | 260.5862 | 0.021573 | 0 | 0 | 0.043147 | 260.7967 | 0.02203 | 0 | 0 | 0.04406 | 261.0773 | 0.022639 | 0 | 0 | 0.045277 | 261.2878 | 0.023095 | 0 | 0 | 0.04619 | 261.4281 | 0.023399 | 0 | 0 | 0.046799 | 261.6386 | 0.023856 | 0 | 0 | 0.047712 | 261.779 | 0.02416 | 0 | 0 | 0.048321 | 261.9894 | 0.024617 | 0 | 0 | 0.049234 | 262.1999 | 0.025073 | 0 | 0 | 0.050147 | 262.3403 | 0.025378 | 0 | 0 | 0.050756 | 262.5507 | 0.025834 | 0 | 0 | 0.051669 | 262.7612 | 0.026291 | 0 | 0 | 0.052582 | 262.8314 | 0.026443 | 0 | 0 | 0.052886 | 263.0419 | 0.0269 | 0 | 0 | 0.053799 | 263.2524 | 0.027356 | 0 | 0 | 0.054713 | 263.3927 | 0.027661 | 0 | 0 | 0.055321 | 263.6032 | 0.028117 | 0 | 0 | 0.056234 | 263.7435 | 0.028422 | 0 | 0 | 0.056843 | 263.8839 | 0.028726 | 0 | 0 | 0.057452
2017-05-26 04:00 | 235.5875 | 0.70219 |  | 247.3821 | 0 | 0 | 0 | 0 | 254.3338 | 0.0080118 | 0 | 0 | 0.016024 | 260.0215 | 0.020349 | 0 | 0 | 0.040697 | 260.2322 | 0.020805 | 0 | 0 | 0.041611 | 260.3726 | 0.02111 | 0 | 0 | 0.04222 | 260.5833 | 0.021567 | 0 | 0 | 0.043134 | 260.7939 | 0.022024 | 0 | 0 | 0.044048 | 261.0046 | 0.022481 | 0 | 0 | 0.044962 | 261.2855 | 0.02309 | 0 | 0 | 0.04618 | 261.4961 | 0.023547 | 0 | 0 | 0.047094 | 261.6366 | 0.023852 | 0 | 0 | 0.047703 | 261.8472 | 0.024308 | 0 | 0 | 0.048617 | 261.9877 | 0.024613 | 0 | 0 | 0.049226 | 262.1983 | 0.02507 | 0 | 0 | 0.05014 | 262.409 | 0.025527 | 0 | 0 | 0.051054 | 262.5494 | 0.025832 | 0 | 0 | 0.051663 | 262.7601 | 0.026288 | 0 | 0 | 0.052577 | 262.9707 | 0.026745 | 0 | 0 | 0.053491 | 263.041 | 0.026898 | 0 | 0 | 0.053795 | 263.2516 | 0.027355 | 0 | 0 | 0.054709 | 263.4623 | 0.027812 | 0 | 0 | 0.055623 | 263.6027 | 0.028116 | 0 | 0 | 0.056232 | 263.8134 | 0.028573 | 0 | 0 | 0.057146 | 263.9538 | 0.028878 | 0 | 0 | 0.057755 | 264.0942 | 0.029182 | 0 | 0 | 0.058365
2017-05-26 05:00 | 230.4454 | 0.68687 |  | 241.9826 | 0 | 0 | 0 | 0 | 248.7826 | 0 | 0 | 0 | 0 | 254.3462 | 0.0080388 | 0 | 0 | 0.016078 | 254.5523 | 0.0084857 | 0 | 0 | 0.016971 | 254.6896 | 0.0087837 | 0 | 0 | 0.017567 | 254.8957 | 0.0092306 | 0 | 0 | 0.018461 | 255.1018 | 0.0096776 | 0 | 0 | 0.019355 | 255.3078 | 0.010125 | 0 | 0 | 0.020249 | 255.5826 | 0.01072 | 0 | 0 | 0.021441 | 255.7886 | 0.011167 | 0 | 0 | 0.022335 | 255.926 | 0.011465 | 0 | 0 | 0.022931 | 256.1321 | 0.011912 | 0 | 0 | 0.023825 | 256.2694 | 0.01221 | 0 | 0 | 0.02442 | 256.4755 | 0.012657 | 0 | 0 | 0.025314 | 256.6816 | 0.013104 | 0 | 0 | 0.026208 | 256.8189 | 0.013402 | 0 | 0 | 0.026804 | 257.025 | 0.013849 | 0 | 0 | 0.027698 | 257.231 | 0.014296 | 0 | 0 | 0.028592 | 257.2997 | 0.014445 | 0 | 0 | 0.02889 | 257.5058 | 0.014892 | 0 | 0 | 0.029784 | 257.7119 | 0.015339 | 0 | 0 | 0.030678 | 257.8492 | 0.015637 | 0 | 0 | 0.031274 | 258.0553 | 0.016084 | 0 | 0 | 0.032168 | 258.1927 | 0.016382 | 0 | 0 | 0.032763 | 258.33 | 0.01668 | 0 | 0 | 0.033359
2017-05-26 06:00 | 229.4342 | 0.68385 |  | 240.9208 | 0 | 0 | 0 | 0 | 247.6909 | 0 | 0 | 0 | 0 | 253.2301 | 0.0056179 | 0 | 0 | 0.011236 | 253.4352 | 0.0060629 | 0 | 0 | 0.012126 | 253.572 | 0.0063595 | 0 | 0 | 0.012719 | 253.7772 | 0.0068045 | 0 | 0 | 0.013609 | 253.9823 | 0.0072495 | 0 | 0 | 0.014499 | 254.1875 | 0.0076945 | 0 | 0 | 0.015389 | 254.461 | 0.0082878 | 0 | 0 | 0.016576 | 254.6662 | 0.0087328 | 0 | 0 | 0.017466 | 254.8029 | 0.0090294 | 0 | 0 | 0.018059 | 255.0081 | 0.0094744 | 0 | 0 | 0.018949 | 255.1449 | 0.0097711 | 0 | 0 | 0.019542 | 255.35 | 0.010216 | 0 | 0 | 0.020432 | 255.5552 | 0.010661 | 0 | 0 | 0.021322 | 255.6919 | 0.010958 | 0 | 0 | 0.021915 | 255.8971 | 0.011403 | 0 | 0 | 0.022805 | 256.1023 | 0.011848 | 0 | 0 | 0.023695 | 256.1706 | 0.011996 | 0 | 0 | 0.023992 | 256.3758 | 0.012441 | 0 | 0 | 0.024882 | 256.581 | 0.012886 | 0 | 0 | 0.025772 | 256.7177 | 0.013183 | 0 | 0 | 0.026365 | 256.9229 | 0.013628 | 0 | 0 | 0.027255 | 257.0596 | 0.013924 | 0 | 0 | 0.027848 | 257.1964 | 0.014221 | 0 | 0 | 0.028442
2017-05-26 07:00 | 225.3302 | 0.67162 |  | 236.6113 | 0 | 0 | 0 | 0 | 243.2603 | 0 | 0 | 0 | 0 | 248.7004 | 0 | 0 | 0 | 0 | 248.9019 | 0 | 0 | 0 | 0 | 249.0362 | 0 | 0 | 0 | 0 | 249.2377 | 0 | 0 | 0 | 0 | 249.4392 | 0 | 0 | 0 | 0 | 249.6407 | 0 | 0 | 0 | 0 | 249.9093 | 0 | 0 | 0 | 0 | 250.1108 | 0 | 0 | 0 | 0 | 250.2451 | 0 | 0 | 0 | 0 | 250.4466 | 0 | 0 | 0 | 0 | 250.5809 | 0 | 0 | 0 | 0 | 250.7824 | 0.0003089 | 0 | 0 | 0.0006178 | 250.9839 | 0.00074592 | 0 | 0 | 0.0014918 | 251.1182 | 0.0010373 | 0 | 0 | 0.0020745 | 251.3197 | 0.0014743 | 0 | 0 | 0.0029486 | 251.5212 | 0.0019113 | 0 | 0 | 0.0038226 | 251.5884 | 0.002057 | 0 | 0 | 0.004114 | 251.7898 | 0.002494 | 0 | 0 | 0.004988 | 251.9913 | 0.002931 | 0 | 0 | 0.0058621 | 252.1257 | 0.0032224 | 0 | 0 | 0.0064448 | 252.3271 | 0.0036594 | 0 | 0 | 0.0073188 | 252.4615 | 0.0039508 | 0 | 0 | 0.0079015 | 252.5958 | 0.0042421 | 0 | 0 | 0.0084842
2017-05-26 08:00 | 218.9181 | 0.65251 |  | 229.8782 | 0 | 0 | 0 | 0 | 236.338 | 0 | 0 | 0 | 0 | 241.6233 | 0 | 0 | 0 | 0 | 241.8191 | 0 | 0 | 0 | 0 | 241.9496 | 0 | 0 | 0 | 0 | 242.1453 | 0 | 0 | 0 | 0 | 242.3411 | 0 | 0 | 0 | 0 | 242.5368 | 0 | 0 | 0 | 0 | 242.7978 | 0 | 0 | 0 | 0 | 242.9936 | 0 | 0 | 0 | 0 | 243.1241 | 0 | 0 | 0 | 0 | 243.3198 | 0 | 0 | 0 | 0 | 243.4503 | 0 | 0 | 0 | 0 | 243.6461 | 0 | 0 | 0 | 0 | 243.8419 | 0 | 0 | 0 | 0 | 243.9724 | 0 | 0 | 0 | 0 | 244.1681 | 0 | 0 | 0 | 0 | 244.3639 | 0 | 0 | 0 | 0 | 244.4291 | 0 | 0 | 0 | 0 | 244.6249 | 0 | 0 | 0 | 0 | 244.8206 | 0 | 0 | 0 | 0 | 244.9511 | 0 | 0 | 0 | 0 | 245.1469 | 0 | 0 | 0 | 0 | 245.2774 | 0 | 0 | 0 | 0 | 245.4079 | 0 | 0 | 0 | 0
2017-05-26 09:00 | 219.8576 | 0.65531 |  | 230.8648 | 0 | 0 | 0 | 0 | 237.3523 | 0 | 0 | 0 | 0 | 242.6603 | 0 | 0 | 0 | 0 | 242.8569 | 0 | 0 | 0 | 0 | 242.9879 | 0 | 0 | 0 | 0 | 243.1845 | 0 | 0 | 0 | 0 | 243.3811 | 0 | 0 | 0 | 0 | 243.5777 | 0 | 0 | 0 | 0 | 243.8398 | 0 | 0 | 0 | 0 | 244.0364 | 0 | 0 | 0 | 0 | 244.1675 | 0 | 0 | 0 | 0 | 244.3641 | 0 | 0 | 0 | 0 | 244.4951 | 0 | 0 | 0 | 0 | 244.6917 | 0 | 0 | 0 | 0 | 244.8883 | 0 | 0 | 0 | 0 | 245.0194 | 0 | 0 | 0 | 0 | 245.216 | 0 | 0 | 0 | 0 | 245.4126 | 0 | 0 | 0 | 0 | 245.4781 | 0 | 0 | 0 | 0 | 245.6747 | 0 | 0 | 0 | 0 | 245.8713 | 0 | 0 | 0 | 0 | 246.0023 | 0 | 0 | 0 | 0 | 246.1989 | 0 | 0 | 0 | 0 | 246.33 | 0 | 0 | 0 | 0 | 246.4611 | 0 | 0 | 0 | 0
2017-05-26 10:00 | 215.0709 | 0.64104 |  | 225.8383 | 0 | 0 | 0 | 0 | 232.1846 | 0 | 0 | 0 | 0 | 237.377 | 0 | 0 | 0 | 0 | 237.5693 | 0 | 0 | 0 | 0 | 237.6976 | 0 | 0 | 0 | 0 | 237.8899 | 0 | 0 | 0 | 0 | 238.0822 | 0 | 0 | 0 | 0 | 238.2745 | 0 | 0 | 0 | 0 | 238.5309 | 0 | 0 | 0 | 0 | 238.7232 | 0 | 0 | 0 | 0 | 238.8514 | 0 | 0 | 0 | 0 | 239.0437 | 0 | 0 | 0 | 0 | 239.1719 | 0 | 0 | 0 | 0 | 239.3643 | 0 | 0 | 0 | 0 | 239.5566 | 0 | 0 | 0 | 0 | 239.6848 | 0 | 0 | 0 | 0 | 239.8771 | 0 | 0 | 0 | 0 | 240.0694 | 0 | 0 | 0 | 0 | 240.1335 | 0 | 0 | 0 | 0 | 240.3258 | 0 | 0 | 0 | 0 | 240.5181 | 0 | 0 | 0 | 0 | 240.6463 | 0 | 0 | 0 | 0 | 240.8386 | 0 | 0 | 0 | 0 | 240.9669 | 0 | 0 | 0 | 0 | 241.0951 | 0 | 0 | 0 | 0
2017-05-26 11:00 | 211.4791 | 0.63033 |  | 222.0667 | 0 | 0 | 0 | 0 | 228.307 | 0 | 0 | 0 | 0 | 233.4127 | 0 | 0 | 0 | 0 | 233.6018 | 0 | 0 | 0 | 0 | 233.7279 | 0 | 0 | 0 | 0 | 233.917 | 0 | 0 | 0 | 0 | 234.1061 | 0 | 0 | 0 | 0 | 234.2952 | 0 | 0 | 0 | 0 | 234.5473 | 0 | 0 | 0 | 0 | 234.7364 | 0 | 0 | 0 | 0 | 234.8625 | 0 | 0 | 0 | 0 | 235.0516 | 0 | 0 | 0 | 0 | 235.1777 | 0 | 0 | 0 | 0 | 235.3668 | 0 | 0 | 0 | 0 | 235.5559 | 0 | 0 | 0 | 0 | 235.6819 | 0 | 0 | 0 | 0 | 235.871 | 0 | 0 | 0 | 0 | 236.0601 | 0 | 0 | 0 | 0 | 236.1232 | 0 | 0 | 0 | 0 | 236.3123 | 0 | 0 | 0 | 0 | 236.5014 | 0 | 0 | 0 | 0 | 236.6274 | 0 | 0 | 0 | 0 | 236.8165 | 0 | 0 | 0 | 0 | 236.9426 | 0 | 0 | 0 | 0 | 237.0687 | 0 | 0 | 0 | 0
2017-05-26 12:00 | 211.54 | 0.63052 |  | 222.1306 | 0 | 0 | 0 | 0 | 228.3728 | 0 | 0 | 0 | 0 | 233.4799 | 0 | 0 | 0 | 0 | 233.6691 | 0 | 0 | 0 | 0 | 233.7952 | 0 | 0 | 0 | 0 | 233.9843 | 0 | 0 | 0 | 0 | 234.1735 | 0 | 0 | 0 | 0 | 234.3627 | 0 | 0 | 0 | 0 | 234.6149 | 0 | 0 | 0 | 0 | 234.804 | 0 | 0 | 0 | 0 | 234.9301 | 0 | 0 | 0 | 0 | 235.1193 | 0 | 0 | 0 | 0 | 235.2454 | 0 | 0 | 0 | 0 | 235.4345 | 0 | 0 | 0 | 0 | 235.6237 | 0 | 0 | 0 | 0 | 235.7498 | 0 | 0 | 0 | 0 | 235.9389 | 0 | 0 | 0 | 0 | 236.1281 | 0 | 0 | 0 | 0 | 236.1911 | 0 | 0 | 0 | 0 | 236.3803 | 0 | 0 | 0 | 0 | 236.5695 | 0 | 0 | 0 | 0 | 236.6956 | 0 | 0 | 0 | 0 | 236.8847 | 0 | 0 | 0 | 0 | 237.0108 | 0 | 0 | 0 | 0 | 237.1369 | 0 | 0 | 0 | 0
2017-05-26 13:00 | 212.2188 | 0.63254 |  | 222.8435 | 0 | 0 | 0 | 0 | 229.1056 | 0 | 0 | 0 | 0 | 234.2292 | 0 | 0 | 0 | 0 | 234.4189 | 0 | 0 | 0 | 0 | 234.5454 | 0 | 0 | 0 | 0 | 234.7352 | 0 | 0 | 0 | 0 | 234.9249 | 0 | 0 | 0 | 0 | 235.1147 | 0 | 0 | 0 | 0 | 235.3677 | 0 | 0 | 0 | 0 | 235.5575 | 0 | 0 | 0 | 0 | 235.684 | 0 | 0 | 0 | 0 | 235.8738 | 0 | 0 | 0 | 0 | 236.0003 | 0 | 0 | 0 | 0 | 236.19 | 0 | 0 | 0 | 0 | 236.3798 | 0 | 0 | 0 | 0 | 236.5063 | 0 | 0 | 0 | 0 | 236.6961 | 0 | 0 | 0 | 0 | 236.8858 | 0 | 0 | 0 | 0 | 236.9491 | 0 | 0 | 0 | 0 | 237.1388 | 0 | 0 | 0 | 0 | 237.3286 | 0 | 0 | 0 | 0 | 237.4551 | 0 | 0 | 0 | 0 | 237.6449 | 0 | 0 | 0 | 0 | 237.7714 | 0 | 0 | 0 | 0 | 237.8979 | 0 | 0 | 0 | 0
2017-05-26 14:00 | 208.0276 | 0.62005 |  | 218.4424 | 0 | 0 | 0 | 0 | 224.5809 | 0 | 0 | 0 | 0 | 229.6032 | 0 | 0 | 0 | 0 | 229.7893 | 0 | 0 | 0 | 0 | 229.9133 | 0 | 0 | 0 | 0 | 230.0993 | 0 | 0 | 0 | 0 | 230.2853 | 0 | 0 | 0 | 0 | 230.4713 | 0 | 0 | 0 | 0 | 230.7193 | 0 | 0 | 0 | 0 | 230.9053 | 0 | 0 | 0 | 0 | 231.0294 | 0 | 0 | 0 | 0 | 231.2154 | 0 | 0 | 0 | 0 | 231.3394 | 0 | 0 | 0 | 0 | 231.5254 | 0 | 0 | 0 | 0 | 231.7114 | 0 | 0 | 0 | 0 | 231.8354 | 0 | 0 | 0 | 0 | 232.0214 | 0 | 0 | 0 | 0 | 232.2074 | 0 | 0 | 0 | 0 | 232.2694 | 0 | 0 | 0 | 0 | 232.4555 | 0 | 0 | 0 | 0 | 232.6415 | 0 | 0 | 0 | 0 | 232.7655 | 0 | 0 | 0 | 0 | 232.9515 | 0 | 0 | 0 | 0 | 233.0755 | 0 | 0 | 0 | 0 | 233.1995 | 0 | 0 | 0 | 0
2017-05-26 15:00 | 215.8746 | 0.64344 |  | 226.6823 | 0 | 0 | 0 | 0 | 233.0523 | 0 | 0 | 0 | 0 | 238.2641 | 0 | 0 | 0 | 0 | 238.4571 | 0 | 0 | 0 | 0 | 238.5858 | 0 | 0 | 0 | 0 | 238.7789 | 0 | 0 | 0 | 0 | 238.9719 | 0 | 0 | 0 | 0 | 239.1649 | 0 | 0 | 0 | 0 | 239.4223 | 0 | 0 | 0 | 0 | 239.6153 | 0 | 0 | 0 | 0 | 239.744 | 0 | 0 | 0 | 0 | 239.937 | 0 | 0 | 0 | 0 | 240.0657 | 0 | 0 | 0 | 0 | 240.2588 | 0 | 0 | 0 | 0 | 240.4518 | 0 | 0 | 0 | 0 | 240.5805 | 0 | 0 | 0 | 0 | 240.7735 | 0 | 0 | 0 | 0 | 240.9665 | 0 | 0 | 0 | 0 | 241.0309 | 0 | 0 | 0 | 0 | 241.2239 | 0 | 0 | 0 | 0 | 241.4169 | 0 | 0 | 0 | 0 | 241.5456 | 0 | 0 | 0 | 0 | 241.7387 | 0 | 0 | 0 | 0 | 241.8673 | 0 | 0 | 0 | 0 | 241.996 | 0 | 0 | 0 | 0
2017-05-26 16:00 | 210.6369 | 0.62782 |  | 221.1823 | 0 | 0 | 0 | 0 | 227.3978 | 0 | 0 | 0 | 0 | 232.4832 | 0 | 0 | 0 | 0 | 232.6715 | 0 | 0 | 0 | 0 | 232.7971 | 0 | 0 | 0 | 0 | 232.9854 | 0 | 0 | 0 | 0 | 233.1738 | 0 | 0 | 0 | 0 | 233.3621 | 0 | 0 | 0 | 0 | 233.6133 | 0 | 0 | 0 | 0 | 233.8016 | 0 | 0 | 0 | 0 | 233.9272 | 0 | 0 | 0 | 0 | 234.1155 | 0 | 0 | 0 | 0 | 234.2411 | 0 | 0 | 0 | 0 | 234.4294 | 0 | 0 | 0 | 0 | 234.6178 | 0 | 0 | 0 | 0 | 234.7433 | 0 | 0 | 0 | 0 | 234.9317 | 0 | 0 | 0 | 0 | 235.12 | 0 | 0 | 0 | 0 | 235.1828 | 0 | 0 | 0 | 0 | 235.3712 | 0 | 0 | 0 | 0 | 235.5595 | 0 | 0 | 0 | 0 | 235.6851 | 0 | 0 | 0 | 0 | 235.8734 | 0 | 0 | 0 | 0 | 235.999 | 0 | 0 | 0 | 0 | 236.1246 | 0 | 0 | 0 | 0
2017-05-26 17:00 | 205.0299 | 0.61111 |  | 215.2947 | 0 | 0 | 0 | 0 | 221.3447 | 0 | 0 | 0 | 0 | 226.2947 | 0 | 0 | 0 | 0 | 226.4781 | 0 | 0 | 0 | 0 | 226.6003 | 0 | 0 | 0 | 0 | 226.7836 | 0 | 0 | 0 | 0 | 226.9669 | 0 | 0 | 0 | 0 | 227.1503 | 0 | 0 | 0 | 0 | 227.3947 | 0 | 0 | 0 | 0 | 227.5781 | 0 | 0 | 0 | 0 | 227.7003 | 0 | 0 | 0 | 0 | 227.8836 | 0 | 0 | 0 | 0 | 228.0058 | 0 | 0 | 0 | 0 | 228.1892 | 0 | 0 | 0 | 0 | 228.3725 | 0 | 0 | 0 | 0 | 228.4947 | 0 | 0 | 0 | 0 | 228.6781 | 0 | 0 | 0 | 0 | 228.8614 | 0 | 0 | 0 | 0 | 228.9225 | 0 | 0 | 0 | 0 | 229.1058 | 0 | 0 | 0 | 0 | 229.2892 | 0 | 0 | 0 | 0 | 229.4114 | 0 | 0 | 0 | 0 | 229.5947 | 0 | 0 | 0 | 0 | 229.7169 | 0 | 0 | 0 | 0 | 229.8392 | 0 | 0 | 0 | 0
2017-05-26 18:00 | 202.3817 | 0.60322 |  | 212.5139 | 0 | 0 | 0 | 0 | 218.4858 | 0 | 0 | 0 | 0 | 223.3718 | 0 | 0 | 0 | 0 | 223.5528 | 0 | 0 | 0 | 0 | 223.6734 | 0 | 0 | 0 | 0 | 223.8544 | 0 | 0 | 0 | 0 | 224.0354 | 0 | 0 | 0 | 0 | 224.2163 | 0 | 0 | 0 | 0 | 224.4576 | 0 | 0 | 0 | 0 | 224.6386 | 0 | 0 | 0 | 0 | 224.7592 | 0 | 0 | 0 | 0 | 224.9402 | 0 | 0 | 0 | 0 | 225.0608 | 0 | 0 | 0 | 0 | 225.2418 | 0 | 0 | 0 | 0 | 225.4228 | 0 | 0 | 0 | 0 | 225.5434 | 0 | 0 | 0 | 0 | 225.7244 | 0 | 0 | 0 | 0 | 225.9053 | 0 | 0 | 0 | 0 | 225.9657 | 0 | 0 | 0 | 0 | 226.1466 | 0 | 0 | 0 | 0 | 226.3276 | 0 | 0 | 0 | 0 | 226.4482 | 0 | 0 | 0 | 0 | 226.6292 | 0 | 0 | 0 | 0 | 226.7499 | 0 | 0 | 0 | 0 | 226.8705 | 0 | 0 | 0 | 0
2017-05-26 19:00 | 211.2661 | 0.6297 |  | 221.8431 | 0 | 0 | 0 | 0 | 228.0771 | 0 | 0 | 0 | 0 | 233.1777 | 0 | 0 | 0 | 0 | 233.3666 | 0 | 0 | 0 | 0 | 233.4926 | 0 | 0 | 0 | 0 | 233.6815 | 0 | 0 | 0 | 0 | 233.8704 | 0 | 0 | 0 | 0 | 234.0593 | 0 | 0 | 0 | 0 | 234.3112 | 0 | 0 | 0 | 0 | 234.5001 | 0 | 0 | 0 | 0 | 234.626 | 0 | 0 | 0 | 0 | 234.8149 | 0 | 0 | 0 | 0 | 234.9409 | 0 | 0 | 0 | 0 | 235.1298 | 0 | 0 | 0 | 0 | 235.3187 | 0 | 0 | 0 | 0 | 235.4446 | 0 | 0 | 0 | 0 | 235.6335 | 0 | 0 | 0 | 0 | 235.8224 | 0 | 0 | 0 | 0 | 235.8854 | 0 | 0 | 0 | 0 | 236.0743 | 0 | 0 | 0 | 0 | 236.2632 | 0 | 0 | 0 | 0 | 236.3892 | 0 | 0 | 0 | 0 | 236.5781 | 0 | 0 | 0 | 0 | 236.704 | 0 | 0 | 0 | 0 | 236.83 | 0 | 0 | 0 | 0
2017-05-26 20:00 | 200.3468 | 0.59715 |  | 210.3771 | 0 | 0 | 0 | 0 | 216.2889 | 0 | 0 | 0 | 0 | 221.1259 | 0 | 0 | 0 | 0 | 221.305 | 0 | 0 | 0 | 0 | 221.4245 | 0 | 0 | 0 | 0 | 221.6036 | 0 | 0 | 0 | 0 | 221.7828 | 0 | 0 | 0 | 0 | 221.9619 | 0 | 0 | 0 | 0 | 222.2008 | 0 | 0 | 0 | 0 | 222.3799 | 0 | 0 | 0 | 0 | 222.4993 | 0 | 0 | 0 | 0 | 222.6785 | 0 | 0 | 0 | 0 | 222.7979 | 0 | 0 | 0 | 0 | 222.9771 | 0 | 0 | 0 | 0 | 223.1562 | 0 | 0 | 0 | 0 | 223.2756 | 0 | 0 | 0 | 0 | 223.4548 | 0 | 0 | 0 | 0 | 223.6339 | 0 | 0 | 0 | 0 | 223.6936 | 0 | 0 | 0 | 0 | 223.8728 | 0 | 0 | 0 | 0 | 224.0519 | 0 | 0 | 0 | 0 | 224.1714 | 0 | 0 | 0 | 0 | 224.3505 | 0 | 0 | 0 | 0 | 224.4699 | 0 | 0 | 0 | 0 | 224.5894 | 0 | 0 | 0 | 0
2017-05-26 21:00 | 206.8656 | 0.61658 |  | 217.2223 | 0 | 0 | 0 | 0 | 223.3265 | 0 | 0 | 0 | 0 | 228.3208 | 0 | 0 | 0 | 0 | 228.5058 | 0 | 0 | 0 | 0 | 228.6291 | 0 | 0 | 0 | 0 | 228.8141 | 0 | 0 | 0 | 0 | 228.9991 | 0 | 0 | 0 | 0 | 229.184 | 0 | 0 | 0 | 0 | 229.4307 | 0 | 0 | 0 | 0 | 229.6156 | 0 | 0 | 0 | 0 | 229.739 | 0 | 0 | 0 | 0 | 229.9239 | 0 | 0 | 0 | 0 | 230.0473 | 0 | 0 | 0 | 0 | 230.2322 | 0 | 0 | 0 | 0 | 230.4172 | 0 | 0 | 0 | 0 | 230.5405 | 0 | 0 | 0 | 0 | 230.7255 | 0 | 0 | 0 | 0 | 230.9105 | 0 | 0 | 0 | 0 | 230.9721 | 0 | 0 | 0 | 0 | 231.1571 | 0 | 0 | 0 | 0 | 231.3421 | 0 | 0 | 0 | 0 | 231.4654 | 0 | 0 | 0 | 0 | 231.6504 | 0 | 0 | 0 | 0 | 231.7737 | 0 | 0 | 0 | 0 | 231.897 | 0 | 0 | 0 | 0
2017-05-26 22:00 | 214.6918 | 0.63991 |  | 225.4403 | 0 | 0 | 0 | 0 | 231.7754 | 0 | 0 | 0 | 0 | 236.9587 | 0 | 0 | 0 | 0 | 237.1507 | 0 | 0 | 0 | 0 | 237.2787 | 0 | 0 | 0 | 0 | 237.4706 | 0 | 0 | 0 | 0 | 237.6626 | 0 | 0 | 0 | 0 | 237.8546 | 0 | 0 | 0 | 0 | 238.1106 | 0 | 0 | 0 | 0 | 238.3025 | 0 | 0 | 0 | 0 | 238.4305 | 0 | 0 | 0 | 0 | 238.6225 | 0 | 0 | 0 | 0 | 238.7505 | 0 | 0 | 0 | 0 | 238.9424 | 0 | 0 | 0 | 0 | 239.1344 | 0 | 0 | 0 | 0 | 239.2624 | 0 | 0 | 0 | 0 | 239.4544 | 0 | 0 | 0 | 0 | 239.6463 | 0 | 0 | 0 | 0 | 239.7103 | 0 | 0 | 0 | 0 | 239.9023 | 0 | 0 | 0 | 0 | 240.0943 | 0 | 0 | 0 | 0 | 240.2223 | 0 | 0 | 0 | 0 | 240.4142 | 0 | 0 | 0 | 0 | 240.5422 | 0 | 0 | 0 | 0 | 240.6702 | 0 | 0 | 0 | 0
2017-05-26 23:00 | 226.0936 | 0.67389 |  | 237.4129 | 0 | 0 | 0 | 0 | 244.0845 | 0 | 0 | 0 | 0 | 249.543 | 0 | 0 | 0 | 0 | 249.7452 | 0 | 0 | 0 | 0 | 249.88 | 0 | 0 | 0 | 0 | 250.0821 | 0 | 0 | 0 | 0 | 250.2843 | 0 | 0 | 0 | 0 | 250.4865 | 0 | 0 | 0 | 0 | 250.756 | 0.00025168 | 0 | 0 | 0.00050337 | 250.9582 | 0.00069019 | 0 | 0 | 0.0013804 | 251.093 | 0.00098252 | 0 | 0 | 0.001965 | 251.2952 | 0.001421 | 0 | 0 | 0.002842 | 251.4299 | 0.0017134 | 0 | 0 | 0.0034267 | 251.6321 | 0.0021519 | 0 | 0 | 0.0043037 | 251.8343 | 0.0025904 | 0 | 0 | 0.0051807 | 251.969 | 0.0028827 | 0 | 0 | 0.0057654 | 252.1712 | 0.0033212 | 0 | 0 | 0.0066424 | 252.3734 | 0.0037597 | 0 | 0 | 0.0075194 | 252.4408 | 0.0039059 | 0 | 0 | 0.0078117 | 252.6429 | 0.0043444 | 0 | 0 | 0.0086888 | 252.8451 | 0.0047829 | 0 | 0 | 0.0095658 | 252.9799 | 0.0050752 | 0 | 0 | 0.01015 | 253.1821 | 0.0055137 | 0 | 0 | 0.011027 | 253.3168 | 0.0058061 | 0 | 0 | 0.011612 | 253.4516 | 0.0060984 | 0 | 0 | 0.012197
2017-05-27 | 218.0753 | 0.64999 |  | 228.9932 | 0 | 0 | 0 | 0 | 235.4281 | 0 | 0 | 0 | 0 | 240.6931 | 0 | 0 | 0 | 0 | 240.8881 | 0 | 0 | 0 | 0 | 241.0181 | 0 | 0 | 0 | 0 | 241.2131 | 0 | 0 | 0 | 0 | 241.4081 | 0 | 0 | 0 | 0 | 241.6031 | 0 | 0 | 0 | 0 | 241.8631 | 0 | 0 | 0 | 0 | 242.0581 | 0 | 0 | 0 | 0 | 242.1881 | 0 | 0 | 0 | 0 | 242.3831 | 0 | 0 | 0 | 0 | 242.5131 | 0 | 0 | 0 | 0 | 242.7081 | 0 | 0 | 0 | 0 | 242.9031 | 0 | 0 | 0 | 0 | 243.033 | 0 | 0 | 0 | 0 | 243.228 | 0 | 0 | 0 | 0 | 243.423 | 0 | 0 | 0 | 0 | 243.488 | 0 | 0 | 0 | 0 | 243.683 | 0 | 0 | 0 | 0 | 243.878 | 0 | 0 | 0 | 0 | 244.008 | 0 | 0 | 0 | 0 | 244.203 | 0 | 0 | 0 | 0 | 244.333 | 0 | 0 | 0 | 0 | 244.463 | 0 | 0 | 0 | 0
2017-05-27 01:00 | 215.9501 | 0.64366 |  | 226.7616 | 0 | 0 | 0 | 0 | 233.1339 | 0 | 0 | 0 | 0 | 238.3475 | 0 | 0 | 0 | 0 | 238.5406 | 0 | 0 | 0 | 0 | 238.6693 | 0 | 0 | 0 | 0 | 238.8624 | 0 | 0 | 0 | 0 | 239.0555 | 0 | 0 | 0 | 0 | 239.2486 | 0 | 0 | 0 | 0 | 239.5061 | 0 | 0 | 0 | 0 | 239.6992 | 0 | 0 | 0 | 0 | 239.8279 | 0 | 0 | 0 | 0 | 240.021 | 0 | 0 | 0 | 0 | 240.1498 | 0 | 0 | 0 | 0 | 240.3429 | 0 | 0 | 0 | 0 | 240.536 | 0 | 0 | 0 | 0 | 240.6647 | 0 | 0 | 0 | 0 | 240.8578 | 0 | 0 | 0 | 0 | 241.0509 | 0 | 0 | 0 | 0 | 241.1153 | 0 | 0 | 0 | 0 | 241.3084 | 0 | 0 | 0 | 0 | 241.5015 | 0 | 0 | 0 | 0 | 241.6302 | 0 | 0 | 0 | 0 | 241.8233 | 0 | 0 | 0 | 0 | 241.952 | 0 | 0 | 0 | 0 | 242.0807 | 0 | 0 | 0 | 0
2017-05-27 02:00 | 223.7298 | 0.66685 |  | 234.9308 | 0 | 0 | 0 | 0 | 241.5326 | 0 | 0 | 0 | 0 | 246.934 | 0 | 0 | 0 | 0 | 247.1341 | 0 | 0 | 0 | 0 | 247.2675 | 0 | 0 | 0 | 0 | 247.4675 | 0 | 0 | 0 | 0 | 247.6676 | 0 | 0 | 0 | 0 | 247.8676 | 0 | 0 | 0 | 0 | 248.1344 | 0 | 0 | 0 | 0 | 248.3344 | 0 | 0 | 0 | 0 | 248.4678 | 0 | 0 | 0 | 0 | 248.6678 | 0 | 0 | 0 | 0 | 248.8012 | 0 | 0 | 0 | 0 | 249.0013 | 0 | 0 | 0 | 0 | 249.2013 | 0 | 0 | 0 | 0 | 249.3347 | 0 | 0 | 0 | 0 | 249.5347 | 0 | 0 | 0 | 0 | 249.7348 | 0 | 0 | 0 | 0 | 249.8015 | 0 | 0 | 0 | 0 | 250.0015 | 0 | 0 | 0 | 0 | 250.2016 | 0 | 0 | 0 | 0 | 250.335 | 0 | 0 | 0 | 0 | 250.535 | 0 | 0 | 0 | 0 | 250.6684 | 6.1572e-05 | 0 | 0 | 0.00012314 | 250.8018 | 0.00035085 | 0 | 0 | 0.0007017
2017-05-27 03:00 | 227.7134 | 0.67872 |  | 239.1138 | 0 | 0 | 0 | 0 | 245.8331 | 0 | 0 | 0 | 0 | 251.3308 | 0.0014983 | 0 | 0 | 0.0029967 | 251.5344 | 0.00194 | 0 | 0 | 0.0038799 | 251.6702 | 0.0022344 | 0 | 0 | 0.0044688 | 251.8738 | 0.002676 | 0 | 0 | 0.0053521 | 252.0774 | 0.0031177 | 0 | 0 | 0.0062354 | 252.281 | 0.0035593 | 0 | 0 | 0.0071187 | 252.5525 | 0.0041482 | 0 | 0 | 0.0082964 | 252.7561 | 0.0045898 | 0 | 0 | 0.0091797 | 252.8919 | 0.0048843 | 0 | 0 | 0.0097685 | 253.0955 | 0.0053259 | 0 | 0 | 0.010652 | 253.2312 | 0.0056203 | 0 | 0 | 0.011241 | 253.4348 | 0.006062 | 0 | 0 | 0.012124 | 253.6384 | 0.0065036 | 0 | 0 | 0.013007 | 253.7742 | 0.0067981 | 0 | 0 | 0.013596 | 253.9778 | 0.0072397 | 0 | 0 | 0.014479 | 254.1814 | 0.0076814 | 0 | 0 | 0.015363 | 254.2493 | 0.0078286 | 0 | 0 | 0.015657 | 254.4529 | 0.0082702 | 0 | 0 | 0.01654 | 254.6565 | 0.0087119 | 0 | 0 | 0.017424 | 254.7923 | 0.0090063 | 0 | 0 | 0.018013 | 254.9959 | 0.0094479 | 0 | 0 | 0.018896 | 255.1316 | 0.0097424 | 0 | 0 | 0.019485 | 255.2674 | 0.010037 | 0 | 0 | 0.020074
2017-05-27 04:00 | 226.8044 | 0.67601 |  | 238.1593 | 0 | 0 | 0 | 0 | 244.8518 | 0 | 0 | 0 | 0 | 250.3275 | 0 | 0 | 0 | 0 | 250.5303 | 0 | 0 | 0 | 0 | 250.6655 | 5.5346e-05 | 0 | 0 | 0.00011069 | 250.8683 | 0.00049523 | 0 | 0 | 0.00099045 | 251.0711 | 0.00093511 | 0 | 0 | 0.0018702 | 251.2739 | 0.001375 | 0 | 0 | 0.00275 | 251.5443 | 0.0019615 | 0 | 0 | 0.003923 | 251.7471 | 0.0024014 | 0 | 0 | 0.0048028 | 251.8823 | 0.0026946 | 0 | 0 | 0.0053893 | 252.0851 | 0.0031345 | 0 | 0 | 0.006269 | 252.2203 | 0.0034278 | 0 | 0 | 0.0068555 | 252.4231 | 0.0038677 | 0 | 0 | 0.0077353 | 252.626 | 0.0043075 | 0 | 0 | 0.0086151 | 252.7612 | 0.0046008 | 0 | 0 | 0.0092016 | 252.964 | 0.0050407 | 0 | 0 | 0.010081 | 253.1668 | 0.0054806 | 0 | 0 | 0.010961 | 253.2344 | 0.0056272 | 0 | 0 | 0.011254 | 253.4372 | 0.0060671 | 0 | 0 | 0.012134 | 253.64 | 0.0065069 | 0 | 0 | 0.013014 | 253.7752 | 0.0068002 | 0 | 0 | 0.0136 | 253.978 | 0.0072401 | 0 | 0 | 0.01448 | 254.1132 | 0.0075333 | 0 | 0 | 0.015067 | 254.2484 | 0.0078266 | 0 | 0 | 0.015653
2017-05-27 05:00 | 233.1118 | 0.69481 |  | 244.7825 | 0 | 0 | 0 | 0 | 251.6612 | 0.0022149 | 0 | 0 | 0.0044298 | 257.2891 | 0.014422 | 0 | 0 | 0.028844 | 257.4976 | 0.014874 | 0 | 0 | 0.029748 | 257.6365 | 0.015176 | 0 | 0 | 0.030351 | 257.845 | 0.015628 | 0 | 0 | 0.031255 | 258.0534 | 0.01608 | 0 | 0 | 0.032159 | 258.2619 | 0.016532 | 0 | 0 | 0.033064 | 258.5398 | 0.017135 | 0 | 0 | 0.034269 | 258.7482 | 0.017587 | 0 | 0 | 0.035174 | 258.8872 | 0.017888 | 0 | 0 | 0.035776 | 259.0957 | 0.01834 | 0 | 0 | 0.036681 | 259.2346 | 0.018642 | 0 | 0 | 0.037283 | 259.4431 | 0.019094 | 0 | 0 | 0.038188 | 259.6515 | 0.019546 | 0 | 0 | 0.039092 | 259.7905 | 0.019847 | 0 | 0 | 0.039695 | 259.9989 | 0.020299 | 0 | 0 | 0.040599 | 260.2074 | 0.020752 | 0 | 0 | 0.041503 | 260.2768 | 0.020902 | 0 | 0 | 0.041805 | 260.4853 | 0.021354 | 0 | 0 | 0.042709 | 260.6937 | 0.021807 | 0 | 0 | 0.043613 | 260.8327 | 0.022108 | 0 | 0 | 0.044216 | 261.0411 | 0.02256 | 0 | 0 | 0.04512 | 261.1801 | 0.022861 | 0 | 0 | 0.045723 | 261.3191 | 0.023163 | 0 | 0 | 0.046326
2017-05-27 06:00 | 237.129 | 0.70679 |  | 249.0007 | 0 | 0 | 0 | 0 | 255.9979 | 0.011621 | 0 | 0 | 0.023243 | 261.7229 | 0.024039 | 0 | 0 | 0.048078 | 261.9349 | 0.024499 | 0 | 0 | 0.048997 | 262.0763 | 0.024805 | 0 | 0 | 0.049611 | 262.2883 | 0.025265 | 0 | 0 | 0.05053 | 262.5004 | 0.025725 | 0 | 0 | 0.05145 | 262.7124 | 0.026185 | 0 | 0 | 0.05237 | 262.9951 | 0.026798 | 0 | 0 | 0.053596 | 263.2071 | 0.027258 | 0 | 0 | 0.054516 | 263.3485 | 0.027565 | 0 | 0 | 0.055129 | 263.5605 | 0.028025 | 0 | 0 | 0.056049 | 263.7019 | 0.028331 | 0 | 0 | 0.056663 | 263.9139 | 0.028791 | 0 | 0 | 0.057582 | 264.126 | 0.029251 | 0 | 0 | 0.058502 | 264.2673 | 0.029558 | 0 | 0 | 0.059115 | 264.4794 | 0.030018 | 0 | 0 | 0.060035 | 264.6914 | 0.030477 | 0 | 0 | 0.060955 | 264.7621 | 0.030631 | 0 | 0 | 0.061262 | 264.9741 | 0.031091 | 0 | 0 | 0.062181 | 265.1861 | 0.031551 | 0 | 0 | 0.063101 | 265.3275 | 0.031857 | 0 | 0 | 0.063714 | 265.5395 | 0.032317 | 0 | 0 | 0.064634 | 265.6809 | 0.032624 | 0 | 0 | 0.065247 | 265.8223 | 0.03293 | 0 | 0 | 0.065861
2017-05-27 07:00 | 233.728 | 0.69665 |  | 245.4296 | 0 | 0 | 0 | 0 | 252.3264 | 0.0036578 | 0 | 0 | 0.0073155 | 257.9692 | 0.015897 | 0 | 0 | 0.031794 | 258.1782 | 0.01635 | 0 | 0 | 0.032701 | 258.3176 | 0.016653 | 0 | 0 | 0.033305 | 258.5266 | 0.017106 | 0 | 0 | 0.034212 | 258.7356 | 0.017559 | 0 | 0 | 0.035119 | 258.9446 | 0.018013 | 0 | 0 | 0.036025 | 259.2232 | 0.018617 | 0 | 0 | 0.037234 | 259.4322 | 0.01907 | 0 | 0 | 0.038141 | 259.5715 | 0.019373 | 0 | 0 | 0.038745 | 259.7805 | 0.019826 | 0 | 0 | 0.039652 | 259.9199 | 0.020128 | 0 | 0 | 0.040256 | 260.1289 | 0.020581 | 0 | 0 | 0.041163 | 260.3379 | 0.021035 | 0 | 0 | 0.042069 | 260.4772 | 0.021337 | 0 | 0 | 0.042674 | 260.6862 | 0.02179 | 0 | 0 | 0.04358 | 260.8952 | 0.022243 | 0 | 0 | 0.044487 | 260.9648 | 0.022395 | 0 | 0 | 0.044789 | 261.1738 | 0.022848 | 0 | 0 | 0.045696 | 261.3828 | 0.023301 | 0 | 0 | 0.046602 | 261.5222 | 0.023603 | 0 | 0 | 0.047207 | 261.7312 | 0.024057 | 0 | 0 | 0.048113 | 261.8705 | 0.024359 | 0 | 0 | 0.048718 | 262.0098 | 0.024661 | 0 | 0 | 0.049322
2017-05-27 08:00 | 229.4594 | 0.68393 |  | 240.9473 | 0 | 0 | 0 | 0 | 247.7181 | 0 | 0 | 0 | 0 | 253.2579 | 0.0056783 | 0 | 0 | 0.011357 | 253.4631 | 0.0061233 | 0 | 0 | 0.012247 | 253.5999 | 0.00642 | 0 | 0 | 0.01284 | 253.8051 | 0.006865 | 0 | 0 | 0.01373 | 254.0103 | 0.0073101 | 0 | 0 | 0.01462 | 254.2154 | 0.0077551 | 0 | 0 | 0.01551 | 254.489 | 0.0083485 | 0 | 0 | 0.016697 | 254.6942 | 0.0087935 | 0 | 0 | 0.017587 | 254.831 | 0.0090902 | 0 | 0 | 0.01818 | 255.0361 | 0.0095352 | 0 | 0 | 0.01907 | 255.1729 | 0.0098319 | 0 | 0 | 0.019664 | 255.3781 | 0.010277 | 0 | 0 | 0.020554 | 255.5833 | 0.010722 | 0 | 0 | 0.021444 | 255.7201 | 0.011019 | 0 | 0 | 0.022037 | 255.9252 | 0.011464 | 0 | 0 | 0.022927 | 256.1304 | 0.011909 | 0 | 0 | 0.023817 | 256.1988 | 0.012057 | 0 | 0 | 0.024114 | 256.404 | 0.012502 | 0 | 0 | 0.025004 | 256.6092 | 0.012947 | 0 | 0 | 0.025894 | 256.746 | 0.013244 | 0 | 0 | 0.026488 | 256.9511 | 0.013689 | 0 | 0 | 0.027378 | 257.0879 | 0.013986 | 0 | 0 | 0.027971 | 257.2247 | 0.014282 | 0 | 0 | 0.028564
2017-05-27 09:00 | 232.7585 | 0.69376 |  | 244.4115 | 0 | 0 | 0 | 0 | 251.2797 | 0.0013875 | 0 | 0 | 0.002775 | 256.8991 | 0.013576 | 0 | 0 | 0.027152 | 257.1073 | 0.014028 | 0 | 0 | 0.028055 | 257.246 | 0.014328 | 0 | 0 | 0.028657 | 257.4542 | 0.01478 | 0 | 0 | 0.02956 | 257.6623 | 0.015231 | 0 | 0 | 0.030463 | 257.8704 | 0.015683 | 0 | 0 | 0.031366 | 258.1479 | 0.016285 | 0 | 0 | 0.032569 | 258.356 | 0.016736 | 0 | 0 | 0.033472 | 258.4948 | 0.017037 | 0 | 0 | 0.034074 | 258.7029 | 0.017488 | 0 | 0 | 0.034977 | 258.8417 | 0.017789 | 0 | 0 | 0.035579 | 259.0498 | 0.018241 | 0 | 0 | 0.036482 | 259.2579 | 0.018692 | 0 | 0 | 0.037385 | 259.3967 | 0.018993 | 0 | 0 | 0.037986 | 259.6048 | 0.019445 | 0 | 0 | 0.038889 | 259.8129 | 0.019896 | 0 | 0 | 0.039792 | 259.8823 | 0.020047 | 0 | 0 | 0.040093 | 260.0904 | 0.020498 | 0 | 0 | 0.040996 | 260.2986 | 0.020949 | 0 | 0 | 0.041899 | 260.4373 | 0.02125 | 0 | 0 | 0.042501 | 260.6454 | 0.021702 | 0 | 0 | 0.043404 | 260.7842 | 0.022003 | 0 | 0 | 0.044006 | 260.9229 | 0.022304 | 0 | 0 | 0.044607
2017-05-27 10:00 | 224.5321 | 0.66924 |  | 235.7733 | 0 | 0 | 0 | 0 | 242.3987 | 0 | 0 | 0 | 0 | 247.8196 | 0 | 0 | 0 | 0 | 248.0204 | 0 | 0 | 0 | 0 | 248.1542 | 0 | 0 | 0 | 0 | 248.355 | 0 | 0 | 0 | 0 | 248.5558 | 0 | 0 | 0 | 0 | 248.7565 | 0 | 0 | 0 | 0 | 249.0242 | 0 | 0 | 0 | 0 | 249.225 | 0 | 0 | 0 | 0 | 249.3588 | 0 | 0 | 0 | 0 | 249.5596 | 0 | 0 | 0 | 0 | 249.6935 | 0 | 0 | 0 | 0 | 249.8942 | 0 | 0 | 0 | 0 | 250.095 | 0 | 0 | 0 | 0 | 250.2289 | 0 | 0 | 0 | 0 | 250.4296 | 0 | 0 | 0 | 0 | 250.6304 | 0 | 0 | 0 | 0 | 250.6973 | 0.00012434 | 0 | 0 | 0.00024867 | 250.8981 | 0.00055981 | 0 | 0 | 0.0011196 | 251.0989 | 0.00099528 | 0 | 0 | 0.0019906 | 251.2327 | 0.0012856 | 0 | 0 | 0.0025712 | 251.4335 | 0.0017211 | 0 | 0 | 0.0034422 | 251.5673 | 0.0020114 | 0 | 0 | 0.0040228 | 251.7012 | 0.0023017 | 0 | 0 | 0.0046034
2017-05-27 11:00 | 212.213 | 0.63252 |  | 222.8374 | 0 | 0 | 0 | 0 | 229.0994 | 0 | 0 | 0 | 0 | 234.2228 | 0 | 0 | 0 | 0 | 234.4126 | 0 | 0 | 0 | 0 | 234.5391 | 0 | 0 | 0 | 0 | 234.7288 | 0 | 0 | 0 | 0 | 234.9186 | 0 | 0 | 0 | 0 | 235.1083 | 0 | 0 | 0 | 0 | 235.3613 | 0 | 0 | 0 | 0 | 235.5511 | 0 | 0 | 0 | 0 | 235.6776 | 0 | 0 | 0 | 0 | 235.8674 | 0 | 0 | 0 | 0 | 235.9939 | 0 | 0 | 0 | 0 | 236.1836 | 0 | 0 | 0 | 0 | 236.3734 | 0 | 0 | 0 | 0 | 236.4999 | 0 | 0 | 0 | 0 | 236.6896 | 0 | 0 | 0 | 0 | 236.8794 | 0 | 0 | 0 | 0 | 236.9426 | 0 | 0 | 0 | 0 | 237.1324 | 0 | 0 | 0 | 0 | 237.3222 | 0 | 0 | 0 | 0 | 237.4487 | 0 | 0 | 0 | 0 | 237.6384 | 0 | 0 | 0 | 0 | 237.7649 | 0 | 0 | 0 | 0 | 237.8914 | 0 | 0 | 0 | 0
2017-05-27 12:00 | 228.155 | 0.68004 |  | 239.5775 | 0 | 0 | 0 | 0 | 246.3099 | 0 | 0 | 0 | 0 | 251.8182 | 0.0025555 | 0 | 0 | 0.005111 | 252.0222 | 0.002998 | 0 | 0 | 0.005996 | 252.1582 | 0.003293 | 0 | 0 | 0.006586 | 252.3622 | 0.0037355 | 0 | 0 | 0.007471 | 252.5662 | 0.004178 | 0 | 0 | 0.008356 | 252.7702 | 0.0046205 | 0 | 0 | 0.009241 | 253.0423 | 0.0052105 | 0 | 0 | 0.010421 | 253.2463 | 0.005653 | 0 | 0 | 0.011306 | 253.3823 | 0.005948 | 0 | 0 | 0.011896 | 253.5863 | 0.0063905 | 0 | 0 | 0.012781 | 253.7223 | 0.0066855 | 0 | 0 | 0.013371 | 253.9263 | 0.007128 | 0 | 0 | 0.014256 | 254.1303 | 0.0075705 | 0 | 0 | 0.015141 | 254.2663 | 0.0078655 | 0 | 0 | 0.015731 | 254.4703 | 0.008308 | 0 | 0 | 0.016616 | 254.6744 | 0.0087505 | 0 | 0 | 0.017501 | 254.7424 | 0.008898 | 0 | 0 | 0.017796 | 254.9464 | 0.0093405 | 0 | 0 | 0.018681 | 255.1504 | 0.009783 | 0 | 0 | 0.019566 | 255.2864 | 0.010078 | 0 | 0 | 0.020156 | 255.4904 | 0.010521 | 0 | 0 | 0.021041 | 255.6264 | 0.010816 | 0 | 0 | 0.021631 | 255.7624 | 0.011111 | 0 | 0 | 0.022221
2017-05-27 13:00 | 233.4771 | 0.6959 |  | 245.166 | 0 | 0 | 0 | 0 | 252.0555 | 0.0030701 | 0 | 0 | 0.0061402 | 257.6923 | 0.015296 | 0 | 0 | 0.030593 | 257.901 | 0.015749 | 0 | 0 | 0.031498 | 258.0402 | 0.016051 | 0 | 0 | 0.032102 | 258.249 | 0.016504 | 0 | 0 | 0.033008 | 258.4577 | 0.016957 | 0 | 0 | 0.033913 | 258.6665 | 0.01741 | 0 | 0 | 0.034819 | 258.9449 | 0.018013 | 0 | 0 | 0.036027 | 259.1536 | 0.018466 | 0 | 0 | 0.036932 | 259.2928 | 0.018768 | 0 | 0 | 0.037536 | 259.5016 | 0.019221 | 0 | 0 | 0.038442 | 259.6408 | 0.019523 | 0 | 0 | 0.039045 | 259.8495 | 0.019976 | 0 | 0 | 0.039951 | 260.0583 | 0.020428 | 0 | 0 | 0.040857 | 260.1975 | 0.02073 | 0 | 0 | 0.04146 | 260.4063 | 0.021183 | 0 | 0 | 0.042366 | 260.615 | 0.021636 | 0 | 0 | 0.043272 | 260.6846 | 0.021787 | 0 | 0 | 0.043574 | 260.8934 | 0.02224 | 0 | 0 | 0.044479 | 261.1022 | 0.022692 | 0 | 0 | 0.045385 | 261.2413 | 0.022994 | 0 | 0 | 0.045989 | 261.4501 | 0.023447 | 0 | 0 | 0.046894 | 261.5893 | 0.023749 | 0 | 0 | 0.047498 | 261.7285 | 0.024051 | 0 | 0 | 0.048102
2017-05-27 14:00 | 221.594 | 0.66048 |  | 232.688 | 0 | 0 | 0 | 0 | 239.2268 | 0 | 0 | 0 | 0 | 244.5767 | 0 | 0 | 0 | 0 | 244.7748 | 0 | 0 | 0 | 0 | 244.9069 | 0 | 0 | 0 | 0 | 245.1051 | 0 | 0 | 0 | 0 | 245.3032 | 0 | 0 | 0 | 0 | 245.5014 | 0 | 0 | 0 | 0 | 245.7656 | 0 | 0 | 0 | 0 | 245.9637 | 0 | 0 | 0 | 0 | 246.0958 | 0 | 0 | 0 | 0 | 246.2939 | 0 | 0 | 0 | 0 | 246.426 | 0 | 0 | 0 | 0 | 246.6242 | 0 | 0 | 0 | 0 | 246.8223 | 0 | 0 | 0 | 0 | 246.9544 | 0 | 0 | 0 | 0 | 247.1526 | 0 | 0 | 0 | 0 | 247.3507 | 0 | 0 | 0 | 0 | 247.4168 | 0 | 0 | 0 | 0 | 247.6149 | 0 | 0 | 0 | 0 | 247.8131 | 0 | 0 | 0 | 0 | 247.9452 | 0 | 0 | 0 | 0 | 248.1433 | 0 | 0 | 0 | 0 | 248.2754 | 0 | 0 | 0 | 0 | 248.4075 | 0 | 0 | 0 | 0
2017-05-27 15:00 | 221.8134 | 0.66114 |  | 232.9184 | 0 | 0 | 0 | 0 | 239.4636 | 0 | 0 | 0 | 0 | 244.8188 | 0 | 0 | 0 | 0 | 245.0172 | 0 | 0 | 0 | 0 | 245.1494 | 0 | 0 | 0 | 0 | 245.3477 | 0 | 0 | 0 | 0 | 245.5461 | 0 | 0 | 0 | 0 | 245.7444 | 0 | 0 | 0 | 0 | 246.0089 | 0 | 0 | 0 | 0 | 246.2072 | 0 | 0 | 0 | 0 | 246.3395 | 0 | 0 | 0 | 0 | 246.5378 | 0 | 0 | 0 | 0 | 246.67 | 0 | 0 | 0 | 0 | 246.8684 | 0 | 0 | 0 | 0 | 247.0667 | 0 | 0 | 0 | 0 | 247.1989 | 0 | 0 | 0 | 0 | 247.3973 | 0 | 0 | 0 | 0 | 247.5956 | 0 | 0 | 0 | 0 | 247.6617 | 0 | 0 | 0 | 0 | 247.8601 | 0 | 0 | 0 | 0 | 248.0584 | 0 | 0 | 0 | 0 | 248.1906 | 0 | 0 | 0 | 0 | 248.389 | 0 | 0 | 0 | 0 | 248.5212 | 0 | 0 | 0 | 0 | 248.6534 | 0 | 0 | 0 | 0
2017-05-27 16:00 | 229.2654 | 0.68335 |  | 240.7435 | 0 | 0 | 0 | 0 | 247.5086 | 0 | 0 | 0 | 0 | 253.0437 | 0.0052137 | 0 | 0 | 0.010427 | 253.2487 | 0.0056583 | 0 | 0 | 0.011317 | 253.3854 | 0.0059548 | 0 | 0 | 0.01191 | 253.5904 | 0.0063994 | 0 | 0 | 0.012799 | 253.7954 | 0.0068441 | 0 | 0 | 0.013688 | 254.0004 | 0.0072887 | 0 | 0 | 0.014577 | 254.2737 | 0.0078816 | 0 | 0 | 0.015763 | 254.4787 | 0.0083262 | 0 | 0 | 0.016652 | 254.6154 | 0.0086227 | 0 | 0 | 0.017245 | 254.8204 | 0.0090673 | 0 | 0 | 0.018135 | 254.9571 | 0.0093638 | 0 | 0 | 0.018728 | 255.1621 | 0.0098084 | 0 | 0 | 0.019617 | 255.3671 | 0.010253 | 0 | 0 | 0.020506 | 255.5038 | 0.01055 | 0 | 0 | 0.021099 | 255.7088 | 0.010994 | 0 | 0 | 0.021988 | 255.9138 | 0.011439 | 0 | 0 | 0.022878 | 255.9821 | 0.011587 | 0 | 0 | 0.023174 | 256.1871 | 0.012032 | 0 | 0 | 0.024063 | 256.3921 | 0.012476 | 0 | 0 | 0.024953 | 256.5288 | 0.012773 | 0 | 0 | 0.025546 | 256.7338 | 0.013217 | 0 | 0 | 0.026435 | 256.8705 | 0.013514 | 0 | 0 | 0.027028 | 257.0071 | 0.01381 | 0 | 0 | 0.027621
2017-05-27 17:00 | 242.6969 | 0.72338 |  | 254.8475 | 0.009126 | 0 | 0 | 0.018252 | 262.0089 | 0.024659 | 0 | 0 | 0.049318 | 267.8683 | 0.037368 | 0 | 0 | 0.074736 | 268.0853 | 0.037839 | 0 | 0 | 0.075678 | 268.23 | 0.038153 | 0 | 0 | 0.076306 | 268.447 | 0.038623 | 0 | 0 | 0.077247 | 268.664 | 0.039094 | 0 | 0 | 0.078188 | 268.8811 | 0.039565 | 0 | 0 | 0.07913 | 269.1704 | 0.040192 | 0 | 0 | 0.080385 | 269.3874 | 0.040663 | 0 | 0 | 0.081326 | 269.5321 | 0.040977 | 0 | 0 | 0.081954 | 269.7491 | 0.041448 | 0 | 0 | 0.082895 | 269.8938 | 0.041761 | 0 | 0 | 0.083523 | 270.1108 | 0.042232 | 0 | 0 | 0.084464 | 270.3278 | 0.042703 | 0 | 0 | 0.085406 | 270.4725 | 0.043017 | 0 | 0 | 0.086033 | 270.6895 | 0.043487 | 0 | 0 | 0.086975 | 270.9065 | 0.043958 | 0 | 0 | 0.087916 | 270.9789 | 0.044115 | 0 | 0 | 0.08823 | 271.1959 | 0.044586 | 0 | 0 | 0.089171 | 271.4129 | 0.045056 | 0 | 0 | 0.090113 | 271.5576 | 0.04537 | 0 | 0 | 0.09074 | 271.7746 | 0.045841 | 0 | 0 | 0.091682 | 271.9193 | 0.046155 | 0 | 0 | 0.092309 | 272.0639 | 0.046469 | 0 | 0 | 0.092937
2017-05-27 18:00 | 242.9154 | 0.72403 |  | 255.0769 | 0.0096237 | 0 | 0 | 0.019247 | 262.2449 | 0.025171 | 0 | 0 | 0.050342 | 268.1095 | 0.037891 | 0 | 0 | 0.075783 | 268.3267 | 0.038363 | 0 | 0 | 0.076725 | 268.4716 | 0.038677 | 0 | 0 | 0.077353 | 268.6888 | 0.039148 | 0 | 0 | 0.078296 | 268.906 | 0.039619 | 0 | 0 | 0.079238 | 269.1232 | 0.04009 | 0 | 0 | 0.08018 | 269.4128 | 0.040718 | 0 | 0 | 0.081436 | 269.63 | 0.041189 | 0 | 0 | 0.082379 | 269.7748 | 0.041503 | 0 | 0 | 0.083007 | 269.992 | 0.041975 | 0 | 0 | 0.083949 | 270.1368 | 0.042289 | 0 | 0 | 0.084577 | 270.354 | 0.04276 | 0 | 0 | 0.08552 | 270.5713 | 0.043231 | 0 | 0 | 0.086462 | 270.7161 | 0.043545 | 0 | 0 | 0.08709 | 270.9333 | 0.044016 | 0 | 0 | 0.088032 | 271.1505 | 0.044487 | 0 | 0 | 0.088974 | 271.2229 | 0.044644 | 0 | 0 | 0.089289 | 271.4401 | 0.045115 | 0 | 0 | 0.090231 | 271.6573 | 0.045587 | 0 | 0 | 0.091173 | 271.8021 | 0.045901 | 0 | 0 | 0.091801 | 272.0193 | 0.046372 | 0 | 0 | 0.092743 | 272.1641 | 0.046686 | 0 | 0 | 0.093372 | 272.3089 | 0.047 | 0 | 0 | 0.094
2017-05-27 19:00 | 245.6279 | 0.73212 |  | 257.9252 | 0.015802 | 0 | 0 | 0.031603 | 265.1731 | 0.031522 | 0 | 0 | 0.063045 | 271.1033 | 0.044385 | 0 | 0 | 0.08877 | 271.3229 | 0.044861 | 0 | 0 | 0.089723 | 271.4693 | 0.045179 | 0 | 0 | 0.090358 | 271.689 | 0.045655 | 0 | 0 | 0.09131 | 271.9086 | 0.046132 | 0 | 0 | 0.092263 | 272.1283 | 0.046608 | 0 | 0 | 0.093216 | 272.4211 | 0.047243 | 0 | 0 | 0.094486 | 272.6407 | 0.04772 | 0 | 0 | 0.095439 | 272.7872 | 0.048037 | 0 | 0 | 0.096074 | 273.0068 | 0.048514 | 0 | 0 | 0.097027 | 273.1532 | 0.048831 | 0 | 0 | 0.097662 | 273.3729 | 0.049308 | 0 | 0 | 0.098615 | 273.5925 | 0.049784 | 0 | 0 | 0.099568 | 273.7389 | 0.050102 | 0 | 0 | 0.1002 | 273.9585 | 0.050578 | 0 | 0 | 0.10116 | 274.1782 | 0.051054 | 0 | 0 | 0.10211 | 274.2514 | 0.051213 | 0 | 0 | 0.10243 | 274.471 | 0.05169 | 0 | 0 | 0.10338 | 274.6907 | 0.052166 | 0 | 0 | 0.10433 | 274.8371 | 0.052483 | 0 | 0 | 0.10497 | 275.0567 | 0.05296 | 0 | 0 | 0.10592 | 275.2031 | 0.053277 | 0 | 0 | 0.10655 | 275.3496 | 0.053595 | 0 | 0 | 0.10719
2017-05-27 20:00 | 241.305 | 0.71923 |  | 253.3859 | 0.0059558 | 0 | 0 | 0.011912 | 260.5063 | 0.0214 | 0 | 0 | 0.0428 | 266.3321 | 0.034036 | 0 | 0 | 0.068072 | 266.5478 | 0.034504 | 0 | 0 | 0.069008 | 266.6917 | 0.034816 | 0 | 0 | 0.069632 | 266.9075 | 0.035284 | 0 | 0 | 0.070568 | 267.1232 | 0.035752 | 0 | 0 | 0.071504 | 267.339 | 0.03622 | 0 | 0 | 0.07244 | 267.6267 | 0.036844 | 0 | 0 | 0.073688 | 267.8425 | 0.037312 | 0 | 0 | 0.074624 | 267.9863 | 0.037624 | 0 | 0 | 0.075248 | 268.2021 | 0.038092 | 0 | 0 | 0.076184 | 268.3459 | 0.038404 | 0 | 0 | 0.076808 | 268.5617 | 0.038872 | 0 | 0 | 0.077744 | 268.7775 | 0.03934 | 0 | 0 | 0.07868 | 268.9213 | 0.039652 | 0 | 0 | 0.079304 | 269.1371 | 0.04012 | 0 | 0 | 0.08024 | 269.3529 | 0.040588 | 0 | 0 | 0.081176 | 269.4248 | 0.040744 | 0 | 0 | 0.081488 | 269.6405 | 0.041212 | 0 | 0 | 0.082424 | 269.8563 | 0.04168 | 0 | 0 | 0.08336 | 270.0002 | 0.041992 | 0 | 0 | 0.083984 | 270.2159 | 0.04246 | 0 | 0 | 0.08492 | 270.3598 | 0.042772 | 0 | 0 | 0.085544 | 270.5036 | 0.043084 | 0 | 0 | 0.086168
2017-05-27 21:00 | 247.4607 | 0.73758 |  | 259.8498 | 0.019976 | 0 | 0 | 0.039952 | 267.1518 | 0.035814 | 0 | 0 | 0.071628 | 273.1262 | 0.048773 | 0 | 0 | 0.097545 | 273.3475 | 0.049253 | 0 | 0 | 0.098505 | 273.495 | 0.049573 | 0 | 0 | 0.099145 | 273.7163 | 0.050053 | 0 | 0 | 0.10011 | 273.9376 | 0.050532 | 0 | 0 | 0.10106 | 274.1589 | 0.051012 | 0 | 0 | 0.10202 | 274.4539 | 0.051652 | 0 | 0 | 0.1033 | 274.6752 | 0.052132 | 0 | 0 | 0.10426 | 274.8227 | 0.052452 | 0 | 0 | 0.1049 | 275.044 | 0.052932 | 0 | 0 | 0.10586 | 275.1915 | 0.053252 | 0 | 0 | 0.1065 | 275.4127 | 0.053732 | 0 | 0 | 0.10746 | 275.634 | 0.054212 | 0 | 0 | 0.10842 | 275.7815 | 0.054532 | 0 | 0 | 0.10906 | 276.0028 | 0.055012 | 0 | 0 | 0.11002 | 276.2241 | 0.055492 | 0 | 0 | 0.11098 | 276.2978 | 0.055652 | 0 | 0 | 0.1113 | 276.5191 | 0.056132 | 0 | 0 | 0.11226 | 276.7404 | 0.056612 | 0 | 0 | 0.11322 | 276.8879 | 0.056932 | 0 | 0 | 0.11386 | 277.1092 | 0.057412 | 0 | 0 | 0.11482 | 277.2567 | 0.057732 | 0 | 0 | 0.11546 | 277.4042 | 0.058052 | 0 | 0 | 0.1161
2017-05-27 22:00 | 245.7984 | 0.73263 |  | 258.1043 | 0.01619 | 0 | 0 | 0.03238 | 265.3573 | 0.031922 | 0 | 0 | 0.063844 | 271.2915 | 0.044793 | 0 | 0 | 0.089586 | 271.5113 | 0.04527 | 0 | 0 | 0.09054 | 271.6579 | 0.045588 | 0 | 0 | 0.091175 | 271.8777 | 0.046064 | 0 | 0 | 0.092129 | 272.0974 | 0.046541 | 0 | 0 | 0.093082 | 272.3172 | 0.047018 | 0 | 0 | 0.094036 | 272.6103 | 0.047654 | 0 | 0 | 0.095307 | 272.8301 | 0.04813 | 0 | 0 | 0.096261 | 272.9766 | 0.048448 | 0 | 0 | 0.096896 | 273.1964 | 0.048925 | 0 | 0 | 0.09785 | 273.3429 | 0.049243 | 0 | 0 | 0.098485 | 273.5627 | 0.049719 | 0 | 0 | 0.099439 | 273.7825 | 0.050196 | 0 | 0 | 0.10039 | 273.929 | 0.050514 | 0 | 0 | 0.10103 | 274.1488 | 0.050991 | 0 | 0 | 0.10198 | 274.3686 | 0.051467 | 0 | 0 | 0.10293 | 274.4418 | 0.051626 | 0 | 0 | 0.10325 | 274.6616 | 0.052103 | 0 | 0 | 0.10421 | 274.8814 | 0.05258 | 0 | 0 | 0.10516 | 275.0279 | 0.052897 | 0 | 0 | 0.10579 | 275.2477 | 0.053374 | 0 | 0 | 0.10675 | 275.3943 | 0.053692 | 0 | 0 | 0.10738 | 275.5408 | 0.05401 | 0 | 0 | 0.10802
2017-05-27 23:00 | 239.9121 | 0.71508 |  | 251.9233 | 0.0027834 | 0 | 0 | 0.0055668 | 259.0026 | 0.018138 | 0 | 0 | 0.036277 | 264.7947 | 0.030702 | 0 | 0 | 0.061403 | 265.0093 | 0.031167 | 0 | 0 | 0.062334 | 265.1523 | 0.031477 | 0 | 0 | 0.062954 | 265.3668 | 0.031942 | 0 | 0 | 0.063885 | 265.5813 | 0.032408 | 0 | 0 | 0.064815 | 265.7958 | 0.032873 | 0 | 0 | 0.065746 | 266.0819 | 0.033493 | 0 | 0 | 0.066987 | 266.2964 | 0.033959 | 0 | 0 | 0.067917 | 266.4394 | 0.034269 | 0 | 0 | 0.068538 | 266.6539 | 0.034734 | 0 | 0 | 0.069468 | 266.797 | 0.035044 | 0 | 0 | 0.070089 | 267.0115 | 0.03551 | 0 | 0 | 0.07102 | 267.226 | 0.035975 | 0 | 0 | 0.07195 | 267.369 | 0.036285 | 0 | 0 | 0.072571 | 267.5836 | 0.036751 | 0 | 0 | 0.073501 | 267.7981 | 0.037216 | 0 | 0 | 0.074432 | 267.8696 | 0.037371 | 0 | 0 | 0.074742 | 268.0841 | 0.037836 | 0 | 0 | 0.075673 | 268.2986 | 0.038302 | 0 | 0 | 0.076603 | 268.4416 | 0.038612 | 0 | 0 | 0.077224 | 268.6562 | 0.039077 | 0 | 0 | 0.078154 | 268.7992 | 0.039387 | 0 | 0 | 0.078775 | 268.9422 | 0.039697 | 0 | 0 | 0.079395
2017-05-28 | 238.4615 | 0.71076 |  | 250.4 | 0 | 0 | 0 | 0 | 257.4365 | 0.014742 | 0 | 0 | 0.029483 | 263.1936 | 0.027229 | 0 | 0 | 0.054458 | 263.4068 | 0.027691 | 0 | 0 | 0.055383 | 263.549 | 0.028 | 0 | 0 | 0.055999 | 263.7622 | 0.028462 | 0 | 0 | 0.056924 | 263.9754 | 0.028925 | 0 | 0 | 0.057849 | 264.1887 | 0.029387 | 0 | 0 | 0.058774 | 264.473 | 0.030004 | 0 | 0 | 0.060007 | 264.6862 | 0.030466 | 0 | 0 | 0.060932 | 264.8283 | 0.030775 | 0 | 0 | 0.061549 | 265.0416 | 0.031237 | 0 | 0 | 0.062474 | 265.1837 | 0.031545 | 0 | 0 | 0.063091 | 265.397 | 0.032008 | 0 | 0 | 0.064016 | 265.6102 | 0.03247 | 0 | 0 | 0.064941 | 265.7523 | 0.032779 | 0 | 0 | 0.065557 | 265.9656 | 0.033241 | 0 | 0 | 0.066482 | 266.1788 | 0.033704 | 0 | 0 | 0.067407 | 266.2499 | 0.033858 | 0 | 0 | 0.067716 | 266.4631 | 0.03432 | 0 | 0 | 0.068641 | 266.6763 | 0.034783 | 0 | 0 | 0.069566 | 266.8185 | 0.035091 | 0 | 0 | 0.070182 | 267.0317 | 0.035554 | 0 | 0 | 0.071107 | 267.1738 | 0.035862 | 0 | 0 | 0.071724 | 267.316 | 0.03617 | 0 | 0 | 0.07234
2017-05-28 01:00 | 232.988 | 0.69444 |  | 244.6524 | 0 | 0 | 0 | 0 | 251.5274 | 0.0019249 | 0 | 0 | 0.0038497 | 257.1524 | 0.014125 | 0 | 0 | 0.028251 | 257.3608 | 0.014577 | 0 | 0 | 0.029155 | 257.4997 | 0.014879 | 0 | 0 | 0.029757 | 257.708 | 0.01533 | 0 | 0 | 0.030661 | 257.9163 | 0.015782 | 0 | 0 | 0.031565 | 258.1247 | 0.016234 | 0 | 0 | 0.032468 | 258.4024 | 0.016837 | 0 | 0 | 0.033673 | 258.6108 | 0.017289 | 0 | 0 | 0.034577 | 258.7497 | 0.01759 | 0 | 0 | 0.03518 | 258.958 | 0.018042 | 0 | 0 | 0.036083 | 259.0969 | 0.018343 | 0 | 0 | 0.036686 | 259.3052 | 0.018795 | 0 | 0 | 0.03759 | 259.5135 | 0.019247 | 0 | 0 | 0.038493 | 259.6524 | 0.019548 | 0 | 0 | 0.039096 | 259.8608 | 0.02 | 0 | 0 | 0.04 | 260.0691 | 0.020452 | 0 | 0 | 0.040903 | 260.1385 | 0.020602 | 0 | 0 | 0.041205 | 260.3469 | 0.021054 | 0 | 0 | 0.042108 | 260.5552 | 0.021506 | 0 | 0 | 0.043012 | 260.6941 | 0.021807 | 0 | 0 | 0.043615 | 260.9024 | 0.022259 | 0 | 0 | 0.044518 | 261.0413 | 0.02256 | 0 | 0 | 0.045121 | 261.1802 | 0.022862 | 0 | 0 | 0.045723
2017-05-28 02:00 | 233.3903 | 0.69564 |  | 245.0749 | 0 | 0 | 0 | 0 | 251.9618 | 0.0028669 | 0 | 0 | 0.0057339 | 257.5965 | 0.015089 | 0 | 0 | 0.030177 | 257.8052 | 0.015541 | 0 | 0 | 0.031083 | 257.9443 | 0.015843 | 0 | 0 | 0.031686 | 258.153 | 0.016296 | 0 | 0 | 0.032591 | 258.3617 | 0.016748 | 0 | 0 | 0.033497 | 258.5704 | 0.017201 | 0 | 0 | 0.034402 | 258.8486 | 0.017805 | 0 | 0 | 0.035609 | 259.0573 | 0.018257 | 0 | 0 | 0.036514 | 259.1965 | 0.018559 | 0 | 0 | 0.037118 | 259.4052 | 0.019012 | 0 | 0 | 0.038023 | 259.5443 | 0.019313 | 0 | 0 | 0.038627 | 259.753 | 0.019766 | 0 | 0 | 0.039532 | 259.9617 | 0.020219 | 0 | 0 | 0.040437 | 260.1008 | 0.02052 | 0 | 0 | 0.041041 | 260.3095 | 0.020973 | 0 | 0 | 0.041946 | 260.5182 | 0.021426 | 0 | 0 | 0.042852 | 260.5877 | 0.021577 | 0 | 0 | 0.043153 | 260.7964 | 0.022029 | 0 | 0 | 0.044059 | 261.0051 | 0.022482 | 0 | 0 | 0.044964 | 261.1443 | 0.022784 | 0 | 0 | 0.045567 | 261.353 | 0.023236 | 0 | 0 | 0.046473 | 261.4921 | 0.023538 | 0 | 0 | 0.047076 | 261.6312 | 0.02384 | 0 | 0 | 0.04768
2017-05-28 03:00 | 231.9806 | 0.69144 |  | 243.5947 | 0 | 0 | 0 | 0 | 250.4399 | 0 | 0 | 0 | 0 | 256.0406 | 0.011714 | 0 | 0 | 0.023428 | 256.248 | 0.012164 | 0 | 0 | 0.024328 | 256.3863 | 0.012464 | 0 | 0 | 0.024928 | 256.5937 | 0.012914 | 0 | 0 | 0.025827 | 256.8012 | 0.013364 | 0 | 0 | 0.026727 | 257.0086 | 0.013814 | 0 | 0 | 0.027627 | 257.2852 | 0.014413 | 0 | 0 | 0.028827 | 257.4926 | 0.014863 | 0 | 0 | 0.029727 | 257.6309 | 0.015163 | 0 | 0 | 0.030327 | 257.8383 | 0.015613 | 0 | 0 | 0.031226 | 257.9766 | 0.015913 | 0 | 0 | 0.031826 | 258.1841 | 0.016363 | 0 | 0 | 0.032726 | 258.3915 | 0.016813 | 0 | 0 | 0.033626 | 258.5298 | 0.017113 | 0 | 0 | 0.034226 | 258.7372 | 0.017563 | 0 | 0 | 0.035126 | 258.9446 | 0.018013 | 0 | 0 | 0.036026 | 259.0138 | 0.018163 | 0 | 0 | 0.036325 | 259.2212 | 0.018613 | 0 | 0 | 0.037225 | 259.4287 | 0.019063 | 0 | 0 | 0.038125 | 259.5669 | 0.019363 | 0 | 0 | 0.038725 | 259.7744 | 0.019812 | 0 | 0 | 0.039625 | 259.9127 | 0.020112 | 0 | 0 | 0.040225 | 260.051 | 0.020412 | 0 | 0 | 0.040825
2017-05-28 04:00 | 230.2833 | 0.68638 |  | 241.8123 | 0 | 0 | 0 | 0 | 248.6075 | 0 | 0 | 0 | 0 | 254.1672 | 0.0076505 | 0 | 0 | 0.015301 | 254.3731 | 0.0080971 | 0 | 0 | 0.016194 | 254.5104 | 0.0083949 | 0 | 0 | 0.01679 | 254.7163 | 0.0088415 | 0 | 0 | 0.017683 | 254.9222 | 0.0092882 | 0 | 0 | 0.018576 | 255.1281 | 0.0097348 | 0 | 0 | 0.01947 | 255.4027 | 0.01033 | 0 | 0 | 0.020661 | 255.6086 | 0.010777 | 0 | 0 | 0.021554 | 255.7459 | 0.011075 | 0 | 0 | 0.022149 | 255.9518 | 0.011521 | 0 | 0 | 0.023043 | 256.0891 | 0.011819 | 0 | 0 | 0.023638 | 256.295 | 0.012266 | 0 | 0 | 0.024531 | 256.5009 | 0.012712 | 0 | 0 | 0.025425 | 256.6382 | 0.01301 | 0 | 0 | 0.02602 | 256.8441 | 0.013457 | 0 | 0 | 0.026913 | 257.05 | 0.013903 | 0 | 0 | 0.027807 | 257.1187 | 0.014052 | 0 | 0 | 0.028104 | 257.3246 | 0.014499 | 0 | 0 | 0.028998 | 257.5305 | 0.014945 | 0 | 0 | 0.029891 | 257.6678 | 0.015243 | 0 | 0 | 0.030486 | 257.8737 | 0.01569 | 0 | 0 | 0.03138 | 258.0109 | 0.015988 | 0 | 0 | 0.031975 | 258.1482 | 0.016285 | 0 | 0 | 0.032571
2017-05-28 05:00 | 229.5951 | 0.68433 |  | 241.0897 | 0 | 0 | 0 | 0 | 247.8646 | 0 | 0 | 0 | 0 | 253.4077 | 0.0060031 | 0 | 0 | 0.012006 | 253.613 | 0.0064484 | 0 | 0 | 0.012897 | 253.7498 | 0.0067453 | 0 | 0 | 0.013491 | 253.9551 | 0.0071906 | 0 | 0 | 0.014381 | 254.1604 | 0.0076358 | 0 | 0 | 0.015272 | 254.3657 | 0.0080811 | 0 | 0 | 0.016162 | 254.6395 | 0.0086749 | 0 | 0 | 0.01735 | 254.8448 | 0.0091202 | 0 | 0 | 0.01824 | 254.9816 | 0.009417 | 0 | 0 | 0.018834 | 255.1869 | 0.0098623 | 0 | 0 | 0.019725 | 255.3238 | 0.010159 | 0 | 0 | 0.020318 | 255.5291 | 0.010604 | 0 | 0 | 0.021209 | 255.7344 | 0.01105 | 0 | 0 | 0.0221 | 255.8713 | 0.011347 | 0 | 0 | 0.022693 | 256.0766 | 0.011792 | 0 | 0 | 0.023584 | 256.2819 | 0.012237 | 0 | 0 | 0.024474 | 256.3503 | 0.012386 | 0 | 0 | 0.024771 | 256.5556 | 0.012831 | 0 | 0 | 0.025662 | 256.7609 | 0.013276 | 0 | 0 | 0.026552 | 256.8978 | 0.013573 | 0 | 0 | 0.027146 | 257.1031 | 0.014018 | 0 | 0 | 0.028037 | 257.2399 | 0.014315 | 0 | 0 | 0.028631 | 257.3768 | 0.014612 | 0 | 0 | 0.029224
2017-05-28 06:00 | 232.8196 | 0.69394 |  | 244.4757 | 0 | 0 | 0 | 0 | 251.3457 | 0.0015306 | 0 | 0 | 0.0030613 | 256.9666 | 0.013722 | 0 | 0 | 0.027445 | 257.1748 | 0.014174 | 0 | 0 | 0.028348 | 257.3136 | 0.014475 | 0 | 0 | 0.02895 | 257.5218 | 0.014927 | 0 | 0 | 0.029853 | 257.7299 | 0.015378 | 0 | 0 | 0.030756 | 257.9381 | 0.01583 | 0 | 0 | 0.031659 | 258.2157 | 0.016432 | 0 | 0 | 0.032863 | 258.4239 | 0.016883 | 0 | 0 | 0.033767 | 258.5627 | 0.017184 | 0 | 0 | 0.034369 | 258.7709 | 0.017636 | 0 | 0 | 0.035272 | 258.9096 | 0.017937 | 0 | 0 | 0.035874 | 259.1178 | 0.018388 | 0 | 0 | 0.036777 | 259.326 | 0.01884 | 0 | 0 | 0.03768 | 259.4648 | 0.019141 | 0 | 0 | 0.038282 | 259.673 | 0.019593 | 0 | 0 | 0.039185 | 259.8812 | 0.020044 | 0 | 0 | 0.040088 | 259.9506 | 0.020195 | 0 | 0 | 0.040389 | 260.1587 | 0.020646 | 0 | 0 | 0.041292 | 260.3669 | 0.021098 | 0 | 0 | 0.042195 | 260.5057 | 0.021399 | 0 | 0 | 0.042797 | 260.7139 | 0.02185 | 0 | 0 | 0.043701 | 260.8527 | 0.022151 | 0 | 0 | 0.044303 | 260.9915 | 0.022452 | 0 | 0 | 0.044905
2017-05-28 07:00 | 243.7345 | 0.72647 |  | 255.937 | 0.011489 | 0 | 0 | 0.022978 | 263.1291 | 0.027089 | 0 | 0 | 0.054178 | 269.0136 | 0.039852 | 0 | 0 | 0.079704 | 269.2315 | 0.040325 | 0 | 0 | 0.08065 | 269.3768 | 0.04064 | 0 | 0 | 0.08128 | 269.5947 | 0.041113 | 0 | 0 | 0.082226 | 269.8127 | 0.041586 | 0 | 0 | 0.083171 | 270.0306 | 0.042058 | 0 | 0 | 0.084117 | 270.3212 | 0.042689 | 0 | 0 | 0.085377 | 270.5392 | 0.043161 | 0 | 0 | 0.086323 | 270.6844 | 0.043476 | 0 | 0 | 0.086953 | 270.9024 | 0.043949 | 0 | 0 | 0.087898 | 271.0477 | 0.044264 | 0 | 0 | 0.088529 | 271.2656 | 0.044737 | 0 | 0 | 0.089474 | 271.4836 | 0.04521 | 0 | 0 | 0.090419 | 271.6289 | 0.045525 | 0 | 0 | 0.09105 | 271.8468 | 0.045998 | 0 | 0 | 0.091995 | 272.0648 | 0.04647 | 0 | 0 | 0.092941 | 272.1374 | 0.046628 | 0 | 0 | 0.093256 | 272.3553 | 0.047101 | 0 | 0 | 0.094201 | 272.5733 | 0.047573 | 0 | 0 | 0.095147 | 272.7186 | 0.047888 | 0 | 0 | 0.095777 | 272.9365 | 0.048361 | 0 | 0 | 0.096722 | 273.0818 | 0.048676 | 0 | 0 | 0.097353 | 273.2271 | 0.048991 | 0 | 0 | 0.097983
2017-05-28 08:00 | 236.4876 | 0.70487 |  | 248.3273 | 0 | 0 | 0 | 0 | 255.3056 | 0.01012 | 0 | 0 | 0.020239 | 261.015 | 0.022503 | 0 | 0 | 0.045007 | 261.2265 | 0.022962 | 0 | 0 | 0.045924 | 261.3675 | 0.023268 | 0 | 0 | 0.046536 | 261.5789 | 0.023727 | 0 | 0 | 0.047453 | 261.7904 | 0.024185 | 0 | 0 | 0.04837 | 262.0019 | 0.024644 | 0 | 0 | 0.049288 | 262.2838 | 0.025255 | 0 | 0 | 0.050511 | 262.4953 | 0.025714 | 0 | 0 | 0.051428 | 262.6363 | 0.02602 | 0 | 0 | 0.05204 | 262.8477 | 0.026479 | 0 | 0 | 0.052957 | 262.9887 | 0.026784 | 0 | 0 | 0.053569 | 263.2002 | 0.027243 | 0 | 0 | 0.054486 | 263.4116 | 0.027702 | 0 | 0 | 0.055403 | 263.5526 | 0.028007 | 0 | 0 | 0.056015 | 263.7641 | 0.028466 | 0 | 0 | 0.056932 | 263.9755 | 0.028925 | 0 | 0 | 0.057849 | 264.046 | 0.029078 | 0 | 0 | 0.058155 | 264.2575 | 0.029536 | 0 | 0 | 0.059073 | 264.4689 | 0.029995 | 0 | 0 | 0.05999 | 264.6099 | 0.030301 | 0 | 0 | 0.060601 | 264.8214 | 0.030759 | 0 | 0 | 0.061519 | 264.9623 | 0.031065 | 0 | 0 | 0.06213 | 265.1033 | 0.031371 | 0 | 0 | 0.062742
2017-05-28 09:00 | 240.1929 | 0.71592 |  | 252.2181 | 0.0034228 | 0 | 0 | 0.0068456 | 259.3057 | 0.018796 | 0 | 0 | 0.037592 | 265.1046 | 0.031374 | 0 | 0 | 0.062747 | 265.3194 | 0.03184 | 0 | 0 | 0.063679 | 265.4626 | 0.03215 | 0 | 0 | 0.0643 | 265.6773 | 0.032616 | 0 | 0 | 0.065232 | 265.8921 | 0.033082 | 0 | 0 | 0.066164 | 266.1069 | 0.033548 | 0 | 0 | 0.067095 | 266.3932 | 0.034169 | 0 | 0 | 0.068338 | 266.608 | 0.034635 | 0 | 0 | 0.069269 | 266.7512 | 0.034945 | 0 | 0 | 0.06989 | 266.966 | 0.035411 | 0 | 0 | 0.070822 | 267.1092 | 0.035722 | 0 | 0 | 0.071443 | 267.3239 | 0.036187 | 0 | 0 | 0.072375 | 267.5387 | 0.036653 | 0 | 0 | 0.073307 | 267.6819 | 0.036964 | 0 | 0 | 0.073928 | 267.8967 | 0.03743 | 0 | 0 | 0.074859 | 268.1115 | 0.037896 | 0 | 0 | 0.075791 | 268.183 | 0.038051 | 0 | 0 | 0.076102 | 268.3978 | 0.038517 | 0 | 0 | 0.077033 | 268.6126 | 0.038983 | 0 | 0 | 0.077965 | 268.7558 | 0.039293 | 0 | 0 | 0.078586 | 268.9706 | 0.039759 | 0 | 0 | 0.079518 | 269.1137 | 0.04007 | 0 | 0 | 0.080139 | 269.2569 | 0.04038 | 0 | 0 | 0.08076
2017-05-28 10:00 | 240.6425 | 0.71726 |  | 252.6902 | 0.0044469 | 0 | 0 | 0.0088938 | 259.7911 | 0.019849 | 0 | 0 | 0.039697 | 265.6009 | 0.03245 | 0 | 0 | 0.0649 | 265.816 | 0.032917 | 0 | 0 | 0.065834 | 265.9595 | 0.033228 | 0 | 0 | 0.066456 | 266.1747 | 0.033695 | 0 | 0 | 0.067389 | 266.3899 | 0.034161 | 0 | 0 | 0.068323 | 266.605 | 0.034628 | 0 | 0 | 0.069256 | 266.8919 | 0.03525 | 0 | 0 | 0.070501 | 267.1071 | 0.035717 | 0 | 0 | 0.071434 | 267.2506 | 0.036028 | 0 | 0 | 0.072057 | 267.4657 | 0.036495 | 0 | 0 | 0.07299 | 267.6092 | 0.036806 | 0 | 0 | 0.073612 | 267.8244 | 0.037273 | 0 | 0 | 0.074546 | 268.0395 | 0.03774 | 0 | 0 | 0.075479 | 268.183 | 0.038051 | 0 | 0 | 0.076102 | 268.3982 | 0.038517 | 0 | 0 | 0.077035 | 268.6134 | 0.038984 | 0 | 0 | 0.077968 | 268.6851 | 0.03914 | 0 | 0 | 0.07828 | 268.9003 | 0.039607 | 0 | 0 | 0.079213 | 269.1154 | 0.040073 | 0 | 0 | 0.080146 | 269.2589 | 0.040384 | 0 | 0 | 0.080769 | 269.4741 | 0.040851 | 0 | 0 | 0.081702 | 269.6175 | 0.041162 | 0 | 0 | 0.082324 | 269.761 | 0.041473 | 0 | 0 | 0.082947
2017-05-28 11:00 | 237.7868 | 0.70875 |  | 249.6915 | 0 | 0 | 0 | 0 | 256.7081 | 0.013162 | 0 | 0 | 0.026324 | 262.449 | 0.025614 | 0 | 0 | 0.051227 | 262.6616 | 0.026075 | 0 | 0 | 0.05215 | 262.8034 | 0.026382 | 0 | 0 | 0.052765 | 263.016 | 0.026844 | 0 | 0 | 0.053687 | 263.2286 | 0.027305 | 0 | 0 | 0.054609 | 263.4412 | 0.027766 | 0 | 0 | 0.055532 | 263.7247 | 0.028381 | 0 | 0 | 0.056762 | 263.9374 | 0.028842 | 0 | 0 | 0.057684 | 264.0791 | 0.029149 | 0 | 0 | 0.058299 | 264.2917 | 0.029611 | 0 | 0 | 0.059221 | 264.4335 | 0.029918 | 0 | 0 | 0.059836 | 264.6461 | 0.030379 | 0 | 0 | 0.060758 | 264.8587 | 0.03084 | 0 | 0 | 0.061681 | 265.0005 | 0.031148 | 0 | 0 | 0.062296 | 265.2131 | 0.031609 | 0 | 0 | 0.063218 | 265.4257 | 0.03207 | 0 | 0 | 0.06414 | 265.4966 | 0.032224 | 0 | 0 | 0.064448 | 265.7092 | 0.032685 | 0 | 0 | 0.06537 | 265.9218 | 0.033146 | 0 | 0 | 0.066293 | 266.0636 | 0.033454 | 0 | 0 | 0.066908 | 266.2762 | 0.033915 | 0 | 0 | 0.06783 | 266.418 | 0.034222 | 0 | 0 | 0.068445 | 266.5597 | 0.03453 | 0 | 0 | 0.06906
2017-05-28 12:00 | 236.0299 | 0.70351 |  | 247.8467 | 0 | 0 | 0 | 0 | 254.8115 | 0.0090479 | 0 | 0 | 0.018096 | 260.5099 | 0.021408 | 0 | 0 | 0.042816 | 260.721 | 0.021866 | 0 | 0 | 0.043731 | 260.8617 | 0.022171 | 0 | 0 | 0.044342 | 261.0727 | 0.022629 | 0 | 0 | 0.045257 | 261.2838 | 0.023086 | 0 | 0 | 0.046173 | 261.4948 | 0.023544 | 0 | 0 | 0.047088 | 261.7762 | 0.024154 | 0 | 0 | 0.048309 | 261.9873 | 0.024612 | 0 | 0 | 0.049224 | 262.128 | 0.024917 | 0 | 0 | 0.049835 | 262.339 | 0.025375 | 0 | 0 | 0.05075 | 262.4797 | 0.02568 | 0 | 0 | 0.051361 | 262.6908 | 0.026138 | 0 | 0 | 0.052276 | 262.9018 | 0.026596 | 0 | 0 | 0.053192 | 263.0425 | 0.026901 | 0 | 0 | 0.053802 | 263.2536 | 0.027359 | 0 | 0 | 0.054718 | 263.4647 | 0.027817 | 0 | 0 | 0.055633 | 263.535 | 0.027969 | 0 | 0 | 0.055939 | 263.7461 | 0.028427 | 0 | 0 | 0.056854 | 263.9571 | 0.028885 | 0 | 0 | 0.05777 | 264.0978 | 0.02919 | 0 | 0 | 0.05838 | 264.3089 | 0.029648 | 0 | 0 | 0.059296 | 264.4496 | 0.029953 | 0 | 0 | 0.059906 | 264.5903 | 0.030258 | 0 | 0 | 0.060516
2017-05-28 13:00 | 228.584 | 0.68132 |  | 240.028 | 0 | 0 | 0 | 0 | 246.7731 | 0 | 0 | 0 | 0 | 252.2917 | 0.0035826 | 0 | 0 | 0.0071653 | 252.4961 | 0.004026 | 0 | 0 | 0.0080519 | 252.6324 | 0.0043215 | 0 | 0 | 0.008643 | 252.8368 | 0.0047649 | 0 | 0 | 0.0095297 | 253.0412 | 0.0052082 | 0 | 0 | 0.010416 | 253.2456 | 0.0056515 | 0 | 0 | 0.011303 | 253.5181 | 0.0062426 | 0 | 0 | 0.012485 | 253.7225 | 0.006686 | 0 | 0 | 0.013372 | 253.8588 | 0.0069815 | 0 | 0 | 0.013963 | 254.0632 | 0.0074249 | 0 | 0 | 0.01485 | 254.1994 | 0.0077204 | 0 | 0 | 0.015441 | 254.4038 | 0.0081637 | 0 | 0 | 0.016327 | 254.6082 | 0.0086071 | 0 | 0 | 0.017214 | 254.7445 | 0.0089026 | 0 | 0 | 0.017805 | 254.9489 | 0.009346 | 0 | 0 | 0.018692 | 255.1533 | 0.0097893 | 0 | 0 | 0.019579 | 255.2214 | 0.0099371 | 0 | 0 | 0.019874 | 255.4258 | 0.01038 | 0 | 0 | 0.020761 | 255.6302 | 0.010824 | 0 | 0 | 0.021647 | 255.7665 | 0.011119 | 0 | 0 | 0.022239 | 255.9709 | 0.011563 | 0 | 0 | 0.023125 | 256.1071 | 0.011858 | 0 | 0 | 0.023716 | 256.2434 | 0.012154 | 0 | 0 | 0.024307
2017-05-28 14:00 | 234.5388 | 0.69907 |  | 246.2809 | 0 | 0 | 0 | 0 | 253.2016 | 0.0055562 | 0 | 0 | 0.011112 | 258.8641 | 0.017838 | 0 | 0 | 0.035676 | 259.0738 | 0.018293 | 0 | 0 | 0.036586 | 259.2136 | 0.018596 | 0 | 0 | 0.037192 | 259.4233 | 0.019051 | 0 | 0 | 0.038102 | 259.633 | 0.019506 | 0 | 0 | 0.039012 | 259.8428 | 0.019961 | 0 | 0 | 0.039922 | 260.1224 | 0.020567 | 0 | 0 | 0.041135 | 260.3321 | 0.021022 | 0 | 0 | 0.042044 | 260.4719 | 0.021325 | 0 | 0 | 0.042651 | 260.6816 | 0.02178 | 0 | 0 | 0.043561 | 260.8214 | 0.022084 | 0 | 0 | 0.044167 | 261.0312 | 0.022538 | 0 | 0 | 0.045077 | 261.2409 | 0.022993 | 0 | 0 | 0.045987 | 261.3807 | 0.023297 | 0 | 0 | 0.046593 | 261.5904 | 0.023751 | 0 | 0 | 0.047503 | 261.8001 | 0.024206 | 0 | 0 | 0.048413 | 261.87 | 0.024358 | 0 | 0 | 0.048716 | 262.0798 | 0.024813 | 0 | 0 | 0.049626 | 262.2895 | 0.025268 | 0 | 0 | 0.050535 | 262.4293 | 0.025571 | 0 | 0 | 0.051142 | 262.639 | 0.026026 | 0 | 0 | 0.052052 | 262.7788 | 0.026329 | 0 | 0 | 0.052658 | 262.9186 | 0.026632 | 0 | 0 | 0.053265
2017-05-28 15:00 | 232.1702 | 0.69201 |  | 243.7937 | 0 | 0 | 0 | 0 | 250.6446 | 9.9903e-06 | 0 | 0 | 1.9981e-05 | 256.2499 | 0.012168 | 0 | 0 | 0.024336 | 256.4575 | 0.012618 | 0 | 0 | 0.025236 | 256.5959 | 0.012918 | 0 | 0 | 0.025837 | 256.8035 | 0.013369 | 0 | 0 | 0.026737 | 257.0111 | 0.013819 | 0 | 0 | 0.027638 | 257.2187 | 0.014269 | 0 | 0 | 0.028538 | 257.4955 | 0.01487 | 0 | 0 | 0.029739 | 257.7031 | 0.01532 | 0 | 0 | 0.03064 | 257.8415 | 0.01562 | 0 | 0 | 0.03124 | 258.0491 | 0.01607 | 0 | 0 | 0.032141 | 258.1875 | 0.01637 | 0 | 0 | 0.032741 | 258.3951 | 0.016821 | 0 | 0 | 0.033642 | 258.6027 | 0.017271 | 0 | 0 | 0.034542 | 258.7411 | 0.017571 | 0 | 0 | 0.035142 | 258.9487 | 0.018022 | 0 | 0 | 0.036043 | 259.1563 | 0.018472 | 0 | 0 | 0.036944 | 259.2255 | 0.018622 | 0 | 0 | 0.037244 | 259.4331 | 0.019072 | 0 | 0 | 0.038144 | 259.6407 | 0.019522 | 0 | 0 | 0.039045 | 259.7791 | 0.019823 | 0 | 0 | 0.039645 | 259.9867 | 0.020273 | 0 | 0 | 0.040546 | 260.1251 | 0.020573 | 0 | 0 | 0.041146 | 260.2635 | 0.020873 | 0 | 0 | 0.041747
2017-05-28 16:00 | 225.247 | 0.67137 |  | 236.524 | 0 | 0 | 0 | 0 | 243.1706 | 0 | 0 | 0 | 0 | 248.6087 | 0 | 0 | 0 | 0 | 248.8101 | 0 | 0 | 0 | 0 | 248.9443 | 0 | 0 | 0 | 0 | 249.1458 | 0 | 0 | 0 | 0 | 249.3472 | 0 | 0 | 0 | 0 | 249.5486 | 0 | 0 | 0 | 0 | 249.8171 | 0 | 0 | 0 | 0 | 250.0185 | 0 | 0 | 0 | 0 | 250.1528 | 0 | 0 | 0 | 0 | 250.3542 | 0 | 0 | 0 | 0 | 250.4885 | 0 | 0 | 0 | 0 | 250.6899 | 0.00010825 | 0 | 0 | 0.00021649 | 250.8913 | 0.00054511 | 0 | 0 | 0.0010902 | 251.0256 | 0.00083635 | 0 | 0 | 0.0016727 | 251.227 | 0.0012732 | 0 | 0 | 0.0025464 | 251.4284 | 0.0017101 | 0 | 0 | 0.0034201 | 251.4956 | 0.0018557 | 0 | 0 | 0.0037114 | 251.697 | 0.0022926 | 0 | 0 | 0.0045851 | 251.8984 | 0.0027294 | 0 | 0 | 0.0054588 | 252.0326 | 0.0030207 | 0 | 0 | 0.0060413 | 252.2341 | 0.0034575 | 0 | 0 | 0.006915 | 252.3683 | 0.0037488 | 0 | 0 | 0.0074975 | 252.5026 | 0.00404 | 0 | 0 | 0.00808
2017-05-28 17:00 | 227.6019 | 0.67839 |  | 238.9968 | 0 | 0 | 0 | 0 | 245.7128 | 0 | 0 | 0 | 0 | 251.2078 | 0.0012315 | 0 | 0 | 0.002463 | 251.4113 | 0.0016729 | 0 | 0 | 0.0033458 | 251.547 | 0.0019672 | 0 | 0 | 0.0039344 | 251.7505 | 0.0024086 | 0 | 0 | 0.0048173 | 251.954 | 0.0028501 | 0 | 0 | 0.0057001 | 252.1575 | 0.0032915 | 0 | 0 | 0.006583 | 252.4289 | 0.0038801 | 0 | 0 | 0.0077601 | 252.6324 | 0.0043215 | 0 | 0 | 0.008643 | 252.7681 | 0.0046158 | 0 | 0 | 0.0092316 | 252.9716 | 0.0050572 | 0 | 0 | 0.010114 | 253.1073 | 0.0053515 | 0 | 0 | 0.010703 | 253.3108 | 0.0057929 | 0 | 0 | 0.011586 | 253.5143 | 0.0062343 | 0 | 0 | 0.012469 | 253.65 | 0.0065286 | 0 | 0 | 0.013057 | 253.8535 | 0.0069701 | 0 | 0 | 0.01394 | 254.057 | 0.0074115 | 0 | 0 | 0.014823 | 254.1248 | 0.0075586 | 0 | 0 | 0.015117 | 254.3284 | 0.0080001 | 0 | 0 | 0.016 | 254.5319 | 0.0084415 | 0 | 0 | 0.016883 | 254.6676 | 0.0087358 | 0 | 0 | 0.017472 | 254.8711 | 0.0091772 | 0 | 0 | 0.018354 | 255.0068 | 0.0094715 | 0 | 0 | 0.018943 | 255.1424 | 0.0097658 | 0 | 0 | 0.019532
2017-05-28 18:00 | 231.9525 | 0.69136 |  | 243.5652 | 0 | 0 | 0 | 0 | 250.4096 | 0 | 0 | 0 | 0 | 256.0096 | 0.011647 | 0 | 0 | 0.023293 | 256.217 | 0.012097 | 0 | 0 | 0.024193 | 256.3553 | 0.012396 | 0 | 0 | 0.024793 | 256.5627 | 0.012846 | 0 | 0 | 0.025693 | 256.7701 | 0.013296 | 0 | 0 | 0.026592 | 256.9775 | 0.013746 | 0 | 0 | 0.027492 | 257.254 | 0.014346 | 0 | 0 | 0.028692 | 257.4614 | 0.014796 | 0 | 0 | 0.029591 | 257.5997 | 0.015096 | 0 | 0 | 0.030191 | 257.8071 | 0.015545 | 0 | 0 | 0.031091 | 257.9454 | 0.015845 | 0 | 0 | 0.031691 | 258.1528 | 0.016295 | 0 | 0 | 0.032591 | 258.3602 | 0.016745 | 0 | 0 | 0.03349 | 258.4985 | 0.017045 | 0 | 0 | 0.03409 | 258.7059 | 0.017495 | 0 | 0 | 0.03499 | 258.9133 | 0.017945 | 0 | 0 | 0.03589 | 258.9824 | 0.018095 | 0 | 0 | 0.036189 | 259.1898 | 0.018545 | 0 | 0 | 0.037089 | 259.3972 | 0.018994 | 0 | 0 | 0.037989 | 259.5355 | 0.019294 | 0 | 0 | 0.038589 | 259.7429 | 0.019744 | 0 | 0 | 0.039488 | 259.8812 | 0.020044 | 0 | 0 | 0.040088 | 260.0195 | 0.020344 | 0 | 0 | 0.040688
2017-05-28 19:00 | 232.5471 | 0.69313 |  | 244.1896 | 0 | 0 | 0 | 0 | 251.0515 | 0.00089263 | 0 | 0 | 0.0017853 | 256.6659 | 0.01307 | 0 | 0 | 0.02614 | 256.8738 | 0.013521 | 0 | 0 | 0.027042 | 257.0125 | 0.013822 | 0 | 0 | 0.027644 | 257.2204 | 0.014273 | 0 | 0 | 0.028546 | 257.4283 | 0.014724 | 0 | 0 | 0.029448 | 257.6363 | 0.015175 | 0 | 0 | 0.03035 | 257.9135 | 0.015776 | 0 | 0 | 0.031553 | 258.1215 | 0.016227 | 0 | 0 | 0.032455 | 258.2601 | 0.016528 | 0 | 0 | 0.033056 | 258.468 | 0.016979 | 0 | 0 | 0.033958 | 258.6067 | 0.01728 | 0 | 0 | 0.034559 | 258.8146 | 0.017731 | 0 | 0 | 0.035461 | 259.0225 | 0.018182 | 0 | 0 | 0.036363 | 259.1612 | 0.018482 | 0 | 0 | 0.036965 | 259.3691 | 0.018933 | 0 | 0 | 0.037867 | 259.577 | 0.019384 | 0 | 0 | 0.038769 | 259.6463 | 0.019535 | 0 | 0 | 0.03907 | 259.8543 | 0.019986 | 0 | 0 | 0.039972 | 260.0622 | 0.020437 | 0 | 0 | 0.040874 | 260.2009 | 0.020737 | 0 | 0 | 0.041475 | 260.4088 | 0.021189 | 0 | 0 | 0.042377 | 260.5474 | 0.021489 | 0 | 0 | 0.042978 | 260.686 | 0.02179 | 0 | 0 | 0.04358
2017-05-28 20:00 | 229.2226 | 0.68322 |  | 240.6986 | 0 | 0 | 0 | 0 | 247.4625 | 0 | 0 | 0 | 0 | 252.9966 | 0.0051114 | 0 | 0 | 0.010223 | 253.2015 | 0.005556 | 0 | 0 | 0.011112 | 253.3382 | 0.0058524 | 0 | 0 | 0.011705 | 253.5432 | 0.0062969 | 0 | 0 | 0.012594 | 253.7481 | 0.0067415 | 0 | 0 | 0.013483 | 253.9531 | 0.0071861 | 0 | 0 | 0.014372 | 254.2264 | 0.0077789 | 0 | 0 | 0.015558 | 254.4313 | 0.0082234 | 0 | 0 | 0.016447 | 254.568 | 0.0085198 | 0 | 0 | 0.01704 | 254.773 | 0.0089644 | 0 | 0 | 0.017929 | 254.9096 | 0.0092608 | 0 | 0 | 0.018522 | 255.1146 | 0.0097053 | 0 | 0 | 0.019411 | 255.3195 | 0.01015 | 0 | 0 | 0.0203 | 255.4562 | 0.010446 | 0 | 0 | 0.020893 | 255.6611 | 0.010891 | 0 | 0 | 0.021782 | 255.8661 | 0.011335 | 0 | 0 | 0.022671 | 255.9344 | 0.011484 | 0 | 0 | 0.022967 | 256.1394 | 0.011928 | 0 | 0 | 0.023856 | 256.3444 | 0.012373 | 0 | 0 | 0.024746 | 256.481 | 0.012669 | 0 | 0 | 0.025338 | 256.686 | 0.013114 | 0 | 0 | 0.026227 | 256.8226 | 0.01341 | 0 | 0 | 0.02682 | 256.9593 | 0.013706 | 0 | 0 | 0.027413
2017-05-28 21:00 | 234.2697 | 0.69826 |  | 245.9983 | 0 | 0 | 0 | 0 | 252.9111 | 0.0049261 | 0 | 0 | 0.0098521 | 258.5671 | 0.017194 | 0 | 0 | 0.034388 | 258.7765 | 0.017648 | 0 | 0 | 0.035296 | 258.9162 | 0.017951 | 0 | 0 | 0.035902 | 259.1257 | 0.018405 | 0 | 0 | 0.036811 | 259.3352 | 0.01886 | 0 | 0 | 0.03772 | 259.5446 | 0.019314 | 0 | 0 | 0.038628 | 259.8239 | 0.01992 | 0 | 0 | 0.03984 | 260.0334 | 0.020374 | 0 | 0 | 0.040749 | 260.1731 | 0.020677 | 0 | 0 | 0.041354 | 260.3825 | 0.021132 | 0 | 0 | 0.042263 | 260.5222 | 0.021434 | 0 | 0 | 0.042869 | 260.7317 | 0.021889 | 0 | 0 | 0.043778 | 260.9412 | 0.022343 | 0 | 0 | 0.044686 | 261.0808 | 0.022646 | 0 | 0 | 0.045292 | 261.2903 | 0.0231 | 0 | 0 | 0.046201 | 261.4998 | 0.023555 | 0 | 0 | 0.04711 | 261.5696 | 0.023706 | 0 | 0 | 0.047413 | 261.7791 | 0.024161 | 0 | 0 | 0.048321 | 261.9886 | 0.024615 | 0 | 0 | 0.04923 | 262.1282 | 0.024918 | 0 | 0 | 0.049836 | 262.3377 | 0.025372 | 0 | 0 | 0.050745 | 262.4773 | 0.025675 | 0 | 0 | 0.05135 | 262.617 | 0.025978 | 0 | 0 | 0.051956
2017-05-28 22:00 | 230.6787 | 0.68756 |  | 242.2275 | 0 | 0 | 0 | 0 | 249.0344 | 0 | 0 | 0 | 0 | 254.6036 | 0.0085971 | 0 | 0 | 0.017194 | 254.8099 | 0.0090445 | 0 | 0 | 0.018089 | 254.9474 | 0.0093428 | 0 | 0 | 0.018686 | 255.1537 | 0.0097901 | 0 | 0 | 0.01958 | 255.3599 | 0.010238 | 0 | 0 | 0.020475 | 255.5662 | 0.010685 | 0 | 0 | 0.02137 | 255.8412 | 0.011281 | 0 | 0 | 0.022563 | 256.0475 | 0.011729 | 0 | 0 | 0.023458 | 256.185 | 0.012027 | 0 | 0 | 0.024054 | 256.3913 | 0.012475 | 0 | 0 | 0.024949 | 256.5288 | 0.012773 | 0 | 0 | 0.025546 | 256.7351 | 0.01322 | 0 | 0 | 0.02644 | 256.9413 | 0.013668 | 0 | 0 | 0.027335 | 257.0788 | 0.013966 | 0 | 0 | 0.027932 | 257.2851 | 0.014413 | 0 | 0 | 0.028826 | 257.4914 | 0.014861 | 0 | 0 | 0.029721 | 257.5601 | 0.01501 | 0 | 0 | 0.03002 | 257.7664 | 0.015457 | 0 | 0 | 0.030914 | 257.9727 | 0.015905 | 0 | 0 | 0.031809 | 258.1102 | 0.016203 | 0 | 0 | 0.032406 | 258.3164 | 0.01665 | 0 | 0 | 0.0333 | 258.454 | 0.016948 | 0 | 0 | 0.033897 | 258.5915 | 0.017247 | 0 | 0 | 0.034493
2017-05-28 23:00 | 227.4917 | 0.67806 |  | 238.881 | 0 | 0 | 0 | 0 | 245.5938 | 0 | 0 | 0 | 0 | 251.0861 | 0.00096757 | 0 | 0 | 0.0019351 | 251.2895 | 0.0014088 | 0 | 0 | 0.0028176 | 251.4251 | 0.0017029 | 0 | 0 | 0.0034059 | 251.6285 | 0.0021441 | 0 | 0 | 0.0042883 | 251.832 | 0.0025854 | 0 | 0 | 0.0051707 | 252.0354 | 0.0030266 | 0 | 0 | 0.0060531 | 252.3066 | 0.0036149 | 0 | 0 | 0.0072297 | 252.51 | 0.0040561 | 0 | 0 | 0.0081121 | 252.6456 | 0.0043502 | 0 | 0 | 0.0087004 | 252.8491 | 0.0047914 | 0 | 0 | 0.0095829 | 252.9847 | 0.0050856 | 0 | 0 | 0.010171 | 253.1881 | 0.0055268 | 0 | 0 | 0.011054 | 253.3915 | 0.005968 | 0 | 0 | 0.011936 | 253.5271 | 0.0062621 | 0 | 0 | 0.012524 | 253.7305 | 0.0067034 | 0 | 0 | 0.013407 | 253.9339 | 0.0071446 | 0 | 0 | 0.014289 | 254.0018 | 0.0072916 | 0 | 0 | 0.014583 | 254.2052 | 0.0077329 | 0 | 0 | 0.015466 | 254.4086 | 0.0081741 | 0 | 0 | 0.016348 | 254.5442 | 0.0084682 | 0 | 0 | 0.016936 | 254.7476 | 0.0089094 | 0 | 0 | 0.017819 | 254.8832 | 0.0092036 | 0 | 0 | 0.018407 | 255.0188 | 0.0094977 | 0 | 0 | 0.018995
2017-05-29 | 232.9166 | 0.69423 |  | 244.5775 | 0 | 0 | 0 | 0 | 251.4504 | 0.0017577 | 0 | 0 | 0.0035155 | 257.0737 | 0.013955 | 0 | 0 | 0.027909 | 257.2819 | 0.014406 | 0 | 0 | 0.028813 | 257.4208 | 0.014707 | 0 | 0 | 0.029415 | 257.629 | 0.015159 | 0 | 0 | 0.030318 | 257.8373 | 0.015611 | 0 | 0 | 0.031222 | 258.0456 | 0.016063 | 0 | 0 | 0.032125 | 258.3233 | 0.016665 | 0 | 0 | 0.03333 | 258.5315 | 0.017117 | 0 | 0 | 0.034234 | 258.6704 | 0.017418 | 0 | 0 | 0.034836 | 258.8787 | 0.01787 | 0 | 0 | 0.035739 | 259.0175 | 0.018171 | 0 | 0 | 0.036342 | 259.2258 | 0.018623 | 0 | 0 | 0.037245 | 259.434 | 0.019074 | 0 | 0 | 0.038149 | 259.5729 | 0.019375 | 0 | 0 | 0.038751 | 259.7812 | 0.019827 | 0 | 0 | 0.039654 | 259.9894 | 0.020279 | 0 | 0 | 0.040558 | 260.0589 | 0.020429 | 0 | 0 | 0.040859 | 260.2671 | 0.020881 | 0 | 0 | 0.041762 | 260.4754 | 0.021333 | 0 | 0 | 0.042666 | 260.6142 | 0.021634 | 0 | 0 | 0.043268 | 260.8225 | 0.022086 | 0 | 0 | 0.044172 | 260.9614 | 0.022387 | 0 | 0 | 0.044774 | 261.1002 | 0.022688 | 0 | 0 | 0.045376
2017-05-29 01:00 | 235.1697 | 0.70095 |  | 246.9434 | 0 | 0 | 0 | 0 | 253.8828 | 0.0070335 | 0 | 0 | 0.014067 | 259.5604 | 0.019348 | 0 | 0 | 0.038697 | 259.7707 | 0.019804 | 0 | 0 | 0.039609 | 259.9109 | 0.020109 | 0 | 0 | 0.040217 | 260.1212 | 0.020565 | 0 | 0 | 0.041129 | 260.3315 | 0.021021 | 0 | 0 | 0.042042 | 260.5417 | 0.021477 | 0 | 0 | 0.042954 | 260.8221 | 0.022085 | 0 | 0 | 0.04417 | 261.0324 | 0.022541 | 0 | 0 | 0.045082 | 261.1726 | 0.022845 | 0 | 0 | 0.04569 | 261.3829 | 0.023301 | 0 | 0 | 0.046603 | 261.5231 | 0.023605 | 0 | 0 | 0.047211 | 261.7334 | 0.024061 | 0 | 0 | 0.048123 | 261.9436 | 0.024518 | 0 | 0 | 0.049035 | 262.0838 | 0.024822 | 0 | 0 | 0.049643 | 262.2941 | 0.025278 | 0 | 0 | 0.050556 | 262.5044 | 0.025734 | 0 | 0 | 0.051468 | 262.5745 | 0.025886 | 0 | 0 | 0.051772 | 262.7848 | 0.026342 | 0 | 0 | 0.052684 | 262.9951 | 0.026798 | 0 | 0 | 0.053596 | 263.1352 | 0.027102 | 0 | 0 | 0.054204 | 263.3455 | 0.027558 | 0 | 0 | 0.055117 | 263.4857 | 0.027862 | 0 | 0 | 0.055725 | 263.6259 | 0.028166 | 0 | 0 | 0.056333
2017-05-29 02:00 | 228.0066 | 0.6796 |  | 239.4217 | 0 | 0 | 0 | 0 | 246.1497 | 0 | 0 | 0 | 0 | 251.6544 | 0.0022003 | 0 | 0 | 0.0044007 | 251.8583 | 0.0026425 | 0 | 0 | 0.0052851 | 251.9942 | 0.0029374 | 0 | 0 | 0.0058747 | 252.1981 | 0.0033796 | 0 | 0 | 0.0067591 | 252.402 | 0.0038218 | 0 | 0 | 0.0076436 | 252.6059 | 0.004264 | 0 | 0 | 0.008528 | 252.8777 | 0.0048536 | 0 | 0 | 0.0097072 | 253.0816 | 0.0052958 | 0 | 0 | 0.010592 | 253.2175 | 0.0055906 | 0 | 0 | 0.011181 | 253.4214 | 0.0060328 | 0 | 0 | 0.012066 | 253.5573 | 0.0063277 | 0 | 0 | 0.012655 | 253.7612 | 0.0067699 | 0 | 0 | 0.01354 | 253.9651 | 0.0072121 | 0 | 0 | 0.014424 | 254.101 | 0.0075069 | 0 | 0 | 0.015014 | 254.3049 | 0.0079491 | 0 | 0 | 0.015898 | 254.5087 | 0.0083913 | 0 | 0 | 0.016783 | 254.5767 | 0.0085387 | 0 | 0 | 0.017077 | 254.7806 | 0.0089809 | 0 | 0 | 0.017962 | 254.9845 | 0.0094231 | 0 | 0 | 0.018846 | 255.1204 | 0.009718 | 0 | 0 | 0.019436 | 255.3243 | 0.01016 | 0 | 0 | 0.02032 | 255.4602 | 0.010455 | 0 | 0 | 0.02091 | 255.5961 | 0.01075 | 0 | 0 | 0.0215
2017-05-29 03:00 | 228.6303 | 0.68146 |  | 240.0766 | 0 | 0 | 0 | 0 | 246.823 | 0 | 0 | 0 | 0 | 252.3428 | 0.0036934 | 0 | 0 | 0.0073867 | 252.5472 | 0.0041368 | 0 | 0 | 0.0082736 | 252.6835 | 0.0044324 | 0 | 0 | 0.0088648 | 252.888 | 0.0048758 | 0 | 0 | 0.0097516 | 253.0924 | 0.0053192 | 0 | 0 | 0.010638 | 253.2968 | 0.0057627 | 0 | 0 | 0.011525 | 253.5694 | 0.0063539 | 0 | 0 | 0.012708 | 253.7738 | 0.0067973 | 0 | 0 | 0.013595 | 253.9101 | 0.0070929 | 0 | 0 | 0.014186 | 254.1146 | 0.0075364 | 0 | 0 | 0.015073 | 254.2509 | 0.007832 | 0 | 0 | 0.015664 | 254.4553 | 0.0082754 | 0 | 0 | 0.016551 | 254.6597 | 0.0087188 | 0 | 0 | 0.017438 | 254.796 | 0.0090144 | 0 | 0 | 0.018029 | 255.0005 | 0.0094579 | 0 | 0 | 0.018916 | 255.2049 | 0.0099013 | 0 | 0 | 0.019803 | 255.2731 | 0.010049 | 0 | 0 | 0.020098 | 255.4775 | 0.010493 | 0 | 0 | 0.020985 | 255.6819 | 0.010936 | 0 | 0 | 0.021872 | 255.8182 | 0.011232 | 0 | 0 | 0.022463 | 256.0227 | 0.011675 | 0 | 0 | 0.02335 | 256.1589 | 0.011971 | 0 | 0 | 0.023941 | 256.2952 | 0.012266 | 0 | 0 | 0.024532
2017-05-29 04:00 | 225.3787 | 0.67176 |  | 236.6622 | 0 | 0 | 0 | 0 | 243.3127 | 0 | 0 | 0 | 0 | 248.754 | 0 | 0 | 0 | 0 | 248.9555 | 0 | 0 | 0 | 0 | 249.0899 | 0 | 0 | 0 | 0 | 249.2914 | 0 | 0 | 0 | 0 | 249.4929 | 0 | 0 | 0 | 0 | 249.6945 | 0 | 0 | 0 | 0 | 249.9632 | 0 | 0 | 0 | 0 | 250.1647 | 0 | 0 | 0 | 0 | 250.299 | 0 | 0 | 0 | 0 | 250.5006 | 0 | 0 | 0 | 0 | 250.6349 | 0 | 0 | 0 | 0 | 250.8365 | 0.0004261 | 0 | 0 | 0.0008522 | 251.038 | 0.00086322 | 0 | 0 | 0.0017264 | 251.1723 | 0.0011546 | 0 | 0 | 0.0023093 | 251.3739 | 0.0015917 | 0 | 0 | 0.0031835 | 251.5754 | 0.0020289 | 0 | 0 | 0.0040577 | 251.6426 | 0.0021746 | 0 | 0 | 0.0043491 | 251.8441 | 0.0026117 | 0 | 0 | 0.0052234 | 252.0456 | 0.0030488 | 0 | 0 | 0.0060976 | 252.18 | 0.0033402 | 0 | 0 | 0.0066804 | 252.3815 | 0.0037773 | 0 | 0 | 0.0075547 | 252.5159 | 0.0040687 | 0 | 0 | 0.0081375 | 252.6502 | 0.0043601 | 0 | 0 | 0.0087203
2017-05-29 05:00 | 244.2364 | 0.72797 |  | 256.464 | 0.012632 | 0 | 0 | 0.025264 | 263.6709 | 0.028264 | 0 | 0 | 0.056528 | 269.5675 | 0.041054 | 0 | 0 | 0.082107 | 269.7858 | 0.041527 | 0 | 0 | 0.083055 | 269.9314 | 0.041843 | 0 | 0 | 0.083686 | 270.1498 | 0.042317 | 0 | 0 | 0.084634 | 270.3682 | 0.042791 | 0 | 0 | 0.085581 | 270.5866 | 0.043264 | 0 | 0 | 0.086528 | 270.8778 | 0.043896 | 0 | 0 | 0.087792 | 271.0962 | 0.044369 | 0 | 0 | 0.088739 | 271.2418 | 0.044685 | 0 | 0 | 0.089371 | 271.4602 | 0.045159 | 0 | 0 | 0.090318 | 271.6058 | 0.045475 | 0 | 0 | 0.09095 | 271.8242 | 0.045948 | 0 | 0 | 0.091897 | 272.0426 | 0.046422 | 0 | 0 | 0.092844 | 272.1882 | 0.046738 | 0 | 0 | 0.093476 | 272.4065 | 0.047212 | 0 | 0 | 0.094423 | 272.6249 | 0.047685 | 0 | 0 | 0.095371 | 272.6977 | 0.047843 | 0 | 0 | 0.095686 | 272.9161 | 0.048317 | 0 | 0 | 0.096634 | 273.1345 | 0.048791 | 0 | 0 | 0.097581 | 273.2801 | 0.049106 | 0 | 0 | 0.098213 | 273.4985 | 0.04958 | 0 | 0 | 0.09916 | 273.6441 | 0.049896 | 0 | 0 | 0.099792 | 273.7897 | 0.050212 | 0 | 0 | 0.10042
2017-05-29 06:00 | 245.2408 | 0.73096 |  | 257.5188 | 0.01492 | 0 | 0 | 0.02984 | 264.7553 | 0.030616 | 0 | 0 | 0.061232 | 270.6761 | 0.043458 | 0 | 0 | 0.086917 | 270.8954 | 0.043934 | 0 | 0 | 0.087868 | 271.0416 | 0.044251 | 0 | 0 | 0.088502 | 271.2609 | 0.044727 | 0 | 0 | 0.089453 | 271.4802 | 0.045202 | 0 | 0 | 0.090405 | 271.6995 | 0.045678 | 0 | 0 | 0.091356 | 271.9919 | 0.046312 | 0 | 0 | 0.092624 | 272.2111 | 0.046788 | 0 | 0 | 0.093576 | 272.3573 | 0.047105 | 0 | 0 | 0.09421 | 272.5766 | 0.047581 | 0 | 0 | 0.095161 | 272.7228 | 0.047898 | 0 | 0 | 0.095795 | 272.9421 | 0.048373 | 0 | 0 | 0.096747 | 273.1614 | 0.048849 | 0 | 0 | 0.097698 | 273.3076 | 0.049166 | 0 | 0 | 0.098332 | 273.5269 | 0.049642 | 0 | 0 | 0.099283 | 273.7462 | 0.050117 | 0 | 0 | 0.10023 | 273.8193 | 0.050276 | 0 | 0 | 0.10055 | 274.0386 | 0.050751 | 0 | 0 | 0.1015 | 274.2578 | 0.051227 | 0 | 0 | 0.10245 | 274.404 | 0.051544 | 0 | 0 | 0.10309 | 274.6233 | 0.05202 | 0 | 0 | 0.10404 | 274.7695 | 0.052337 | 0 | 0 | 0.10467 | 274.9157 | 0.052654 | 0 | 0 | 0.10531
2017-05-29 07:00 | 244.177 | 0.72779 |  | 256.4017 | 0.012497 | 0 | 0 | 0.024994 | 263.6068 | 0.028125 | 0 | 0 | 0.05625 | 269.5019 | 0.040912 | 0 | 0 | 0.081823 | 269.7203 | 0.041385 | 0 | 0 | 0.08277 | 269.8658 | 0.041701 | 0 | 0 | 0.083402 | 270.0842 | 0.042174 | 0 | 0 | 0.084349 | 270.3025 | 0.042648 | 0 | 0 | 0.085296 | 270.5209 | 0.043122 | 0 | 0 | 0.086243 | 270.812 | 0.043753 | 0 | 0 | 0.087506 | 271.0303 | 0.044227 | 0 | 0 | 0.088453 | 271.1759 | 0.044542 | 0 | 0 | 0.089085 | 271.3942 | 0.045016 | 0 | 0 | 0.090032 | 271.5398 | 0.045332 | 0 | 0 | 0.090663 | 271.7581 | 0.045805 | 0 | 0 | 0.09161 | 271.9764 | 0.046279 | 0 | 0 | 0.092558 | 272.122 | 0.046594 | 0 | 0 | 0.093189 | 272.3403 | 0.047068 | 0 | 0 | 0.094136 | 272.5587 | 0.047542 | 0 | 0 | 0.095083 | 272.6315 | 0.047699 | 0 | 0 | 0.095399 | 272.8498 | 0.048173 | 0 | 0 | 0.096346 | 273.0681 | 0.048647 | 0 | 0 | 0.097293 | 273.2137 | 0.048962 | 0 | 0 | 0.097925 | 273.432 | 0.049436 | 0 | 0 | 0.098872 | 273.5776 | 0.049752 | 0 | 0 | 0.099503 | 273.7232 | 0.050067 | 0 | 0 | 0.10013
2017-05-29 08:00 | 239.4238 | 0.71363 |  | 251.4105 | 0.0016711 | 0 | 0 | 0.0033422 | 258.4753 | 0.016995 | 0 | 0 | 0.03399 | 264.2557 | 0.029532 | 0 | 0 | 0.059065 | 264.4698 | 0.029997 | 0 | 0 | 0.059994 | 264.6125 | 0.030306 | 0 | 0 | 0.060613 | 264.8266 | 0.030771 | 0 | 0 | 0.061542 | 265.0407 | 0.031235 | 0 | 0 | 0.06247 | 265.2548 | 0.031699 | 0 | 0 | 0.063399 | 265.5402 | 0.032319 | 0 | 0 | 0.064637 | 265.7543 | 0.032783 | 0 | 0 | 0.065566 | 265.8971 | 0.033093 | 0 | 0 | 0.066185 | 266.1111 | 0.033557 | 0 | 0 | 0.067114 | 266.2539 | 0.033866 | 0 | 0 | 0.067733 | 266.468 | 0.034331 | 0 | 0 | 0.068662 | 266.682 | 0.034795 | 0 | 0 | 0.06959 | 266.8248 | 0.035105 | 0 | 0 | 0.07021 | 267.0389 | 0.035569 | 0 | 0 | 0.071138 | 267.253 | 0.036033 | 0 | 0 | 0.072067 | 267.3243 | 0.036188 | 0 | 0 | 0.072377 | 267.5384 | 0.036653 | 0 | 0 | 0.073305 | 267.7525 | 0.037117 | 0 | 0 | 0.074234 | 267.8952 | 0.037427 | 0 | 0 | 0.074853 | 268.1093 | 0.037891 | 0 | 0 | 0.075782 | 268.252 | 0.0382 | 0 | 0 | 0.076401 | 268.3948 | 0.03851 | 0 | 0 | 0.07702
2017-05-29 09:00 | 240.1301 | 0.71573 |  | 252.1522 | 0.0032799 | 0 | 0 | 0.0065598 | 259.2379 | 0.018649 | 0 | 0 | 0.037298 | 265.0353 | 0.031223 | 0 | 0 | 0.062447 | 265.25 | 0.031689 | 0 | 0 | 0.063378 | 265.3932 | 0.032 | 0 | 0 | 0.063999 | 265.6079 | 0.032465 | 0 | 0 | 0.064931 | 265.8226 | 0.032931 | 0 | 0 | 0.065862 | 266.0374 | 0.033397 | 0 | 0 | 0.066794 | 266.3236 | 0.034018 | 0 | 0 | 0.068036 | 266.5384 | 0.034484 | 0 | 0 | 0.068967 | 266.6815 | 0.034794 | 0 | 0 | 0.069588 | 266.8962 | 0.03526 | 0 | 0 | 0.07052 | 267.0394 | 0.03557 | 0 | 0 | 0.07114 | 267.2541 | 0.036036 | 0 | 0 | 0.072072 | 267.4688 | 0.036502 | 0 | 0 | 0.073003 | 267.612 | 0.036812 | 0 | 0 | 0.073624 | 267.8267 | 0.037278 | 0 | 0 | 0.074556 | 268.0414 | 0.037744 | 0 | 0 | 0.075487 | 268.113 | 0.037899 | 0 | 0 | 0.075798 | 268.3277 | 0.038365 | 0 | 0 | 0.076729 | 268.5424 | 0.03883 | 0 | 0 | 0.077661 | 268.6856 | 0.039141 | 0 | 0 | 0.078282 | 268.9003 | 0.039607 | 0 | 0 | 0.079213 | 269.0434 | 0.039917 | 0 | 0 | 0.079834 | 269.1866 | 0.040228 | 0 | 0 | 0.080455
2017-05-29 10:00 | 225.7254 | 0.6728 |  | 237.0263 | 0 | 0 | 0 | 0 | 243.687 | 0 | 0 | 0 | 0 | 249.1366 | 0 | 0 | 0 | 0 | 249.3385 | 0 | 0 | 0 | 0 | 249.473 | 0 | 0 | 0 | 0 | 249.6749 | 0 | 0 | 0 | 0 | 249.8767 | 0 | 0 | 0 | 0 | 250.0785 | 0 | 0 | 0 | 0 | 250.3477 | 0 | 0 | 0 | 0 | 250.5495 | 0 | 0 | 0 | 0 | 250.6841 | 9.5568e-05 | 0 | 0 | 0.00019114 | 250.8859 | 0.00053336 | 0 | 0 | 0.0010667 | 251.0205 | 0.00082522 | 0 | 0 | 0.0016504 | 251.2223 | 0.001263 | 0 | 0 | 0.002526 | 251.4241 | 0.0017008 | 0 | 0 | 0.0034016 | 251.5587 | 0.0019927 | 0 | 0 | 0.0039853 | 251.7605 | 0.0024304 | 0 | 0 | 0.0048609 | 251.9624 | 0.0028682 | 0 | 0 | 0.0057365 | 252.0297 | 0.0030142 | 0 | 0 | 0.0060283 | 252.2315 | 0.0034519 | 0 | 0 | 0.0069039 | 252.4333 | 0.0038897 | 0 | 0 | 0.0077795 | 252.5679 | 0.0041816 | 0 | 0 | 0.0083632 | 252.7697 | 0.0046194 | 0 | 0 | 0.0092388 | 252.9043 | 0.0049112 | 0 | 0 | 0.0098225 | 253.0388 | 0.0052031 | 0 | 0 | 0.010406
2017-05-29 11:00 | 227.125 | 0.67697 |  | 238.4959 | 0 | 0 | 0 | 0 | 245.1979 | 0 | 0 | 0 | 0 | 250.6814 | 8.9728e-05 | 0 | 0 | 0.00017946 | 250.8845 | 0.00053023 | 0 | 0 | 0.0010605 | 251.0199 | 0.0008239 | 0 | 0 | 0.0016478 | 251.2229 | 0.0012644 | 0 | 0 | 0.0025288 | 251.426 | 0.0017049 | 0 | 0 | 0.0034098 | 251.6291 | 0.0021454 | 0 | 0 | 0.0042908 | 251.8999 | 0.0027327 | 0 | 0 | 0.0054655 | 252.103 | 0.0031733 | 0 | 0 | 0.0063465 | 252.2384 | 0.0034669 | 0 | 0 | 0.0069338 | 252.4415 | 0.0039074 | 0 | 0 | 0.0078148 | 252.5769 | 0.0042011 | 0 | 0 | 0.0084022 | 252.78 | 0.0046416 | 0 | 0 | 0.0092832 | 252.9831 | 0.0050821 | 0 | 0 | 0.010164 | 253.1185 | 0.0053758 | 0 | 0 | 0.010752 | 253.3215 | 0.0058163 | 0 | 0 | 0.011633 | 253.5246 | 0.0062568 | 0 | 0 | 0.012514 | 253.5923 | 0.0064036 | 0 | 0 | 0.012807 | 253.7954 | 0.0068441 | 0 | 0 | 0.013688 | 253.9985 | 0.0072846 | 0 | 0 | 0.014569 | 254.1339 | 0.0075783 | 0 | 0 | 0.015157 | 254.337 | 0.0080188 | 0 | 0 | 0.016038 | 254.4724 | 0.0083125 | 0 | 0 | 0.016625 | 254.6078 | 0.0086061 | 0 | 0 | 0.017212
2017-05-29 12:00 | 221.8858 | 0.66135 |  | 232.9945 | 0 | 0 | 0 | 0 | 239.5419 | 0 | 0 | 0 | 0 | 244.8988 | 0 | 0 | 0 | 0 | 245.0972 | 0 | 0 | 0 | 0 | 245.2295 | 0 | 0 | 0 | 0 | 245.4279 | 0 | 0 | 0 | 0 | 245.6263 | 0 | 0 | 0 | 0 | 245.8247 | 0 | 0 | 0 | 0 | 246.0893 | 0 | 0 | 0 | 0 | 246.2877 | 0 | 0 | 0 | 0 | 246.42 | 0 | 0 | 0 | 0 | 246.6184 | 0 | 0 | 0 | 0 | 246.7506 | 0 | 0 | 0 | 0 | 246.949 | 0 | 0 | 0 | 0 | 247.1474 | 0 | 0 | 0 | 0 | 247.2797 | 0 | 0 | 0 | 0 | 247.4781 | 0 | 0 | 0 | 0 | 247.6765 | 0 | 0 | 0 | 0 | 247.7427 | 0 | 0 | 0 | 0 | 247.9411 | 0 | 0 | 0 | 0 | 248.1395 | 0 | 0 | 0 | 0 | 248.2717 | 0 | 0 | 0 | 0 | 248.4701 | 0 | 0 | 0 | 0 | 248.6024 | 0 | 0 | 0 | 0 | 248.7347 | 0 | 0 | 0 | 0
2017-05-29 13:00 | 224.4873 | 0.66911 |  | 235.7261 | 0 | 0 | 0 | 0 | 242.3503 | 0 | 0 | 0 | 0 | 247.7701 | 0 | 0 | 0 | 0 | 247.9708 | 0 | 0 | 0 | 0 | 248.1046 | 0 | 0 | 0 | 0 | 248.3053 | 0 | 0 | 0 | 0 | 248.5061 | 0 | 0 | 0 | 0 | 248.7068 | 0 | 0 | 0 | 0 | 248.9745 | 0 | 0 | 0 | 0 | 249.1752 | 0 | 0 | 0 | 0 | 249.309 | 0 | 0 | 0 | 0 | 249.5097 | 0 | 0 | 0 | 0 | 249.6436 | 0 | 0 | 0 | 0 | 249.8443 | 0 | 0 | 0 | 0 | 250.045 | 0 | 0 | 0 | 0 | 250.1788 | 0 | 0 | 0 | 0 | 250.3796 | 0 | 0 | 0 | 0 | 250.5803 | 0 | 0 | 0 | 0 | 250.6472 | 1.5656e-05 | 0 | 0 | 3.1313e-05 | 250.848 | 0.00045104 | 0 | 0 | 0.00090209 | 251.0487 | 0.00088643 | 0 | 0 | 0.0017729 | 251.1825 | 0.0011767 | 0 | 0 | 0.0023534 | 251.3832 | 0.0016121 | 0 | 0 | 0.0032242 | 251.5171 | 0.0019023 | 0 | 0 | 0.0038047 | 251.6509 | 0.0021926 | 0 | 0 | 0.0043852
2017-05-29 14:00 | 224.1581 | 0.66813 |  | 235.3805 | 0 | 0 | 0 | 0 | 241.9949 | 0 | 0 | 0 | 0 | 247.4067 | 0 | 0 | 0 | 0 | 247.6072 | 0 | 0 | 0 | 0 | 247.7408 | 0 | 0 | 0 | 0 | 247.9412 | 0 | 0 | 0 | 0 | 248.1417 | 0 | 0 | 0 | 0 | 248.3421 | 0 | 0 | 0 | 0 | 248.6094 | 0 | 0 | 0 | 0 | 248.8098 | 0 | 0 | 0 | 0 | 248.9434 | 0 | 0 | 0 | 0 | 249.1439 | 0 | 0 | 0 | 0 | 249.2775 | 0 | 0 | 0 | 0 | 249.4779 | 0 | 0 | 0 | 0 | 249.6784 | 0 | 0 | 0 | 0 | 249.812 | 0 | 0 | 0 | 0 | 250.0124 | 0 | 0 | 0 | 0 | 250.2129 | 0 | 0 | 0 | 0 | 250.2797 | 0 | 0 | 0 | 0 | 250.4801 | 0 | 0 | 0 | 0 | 250.6806 | 8.7975e-05 | 0 | 0 | 0.00017595 | 250.8142 | 0.00037781 | 0 | 0 | 0.00075561 | 251.0146 | 0.00081256 | 0 | 0 | 0.0016251 | 251.1482 | 0.0011024 | 0 | 0 | 0.0022048 | 251.2819 | 0.0013922 | 0 | 0 | 0.0027844
2017-05-29 15:00 | 221.9524 | 0.66155 |  | 233.0644 | 0 | 0 | 0 | 0 | 239.6138 | 0 | 0 | 0 | 0 | 244.9723 | 0 | 0 | 0 | 0 | 245.1708 | 0 | 0 | 0 | 0 | 245.3031 | 0 | 0 | 0 | 0 | 245.5016 | 0 | 0 | 0 | 0 | 245.7 | 0 | 0 | 0 | 0 | 245.8985 | 0 | 0 | 0 | 0 | 246.1631 | 0 | 0 | 0 | 0 | 246.3616 | 0 | 0 | 0 | 0 | 246.4939 | 0 | 0 | 0 | 0 | 246.6924 | 0 | 0 | 0 | 0 | 246.8247 | 0 | 0 | 0 | 0 | 247.0231 | 0 | 0 | 0 | 0 | 247.2216 | 0 | 0 | 0 | 0 | 247.3539 | 0 | 0 | 0 | 0 | 247.5524 | 0 | 0 | 0 | 0 | 247.7508 | 0 | 0 | 0 | 0 | 247.817 | 0 | 0 | 0 | 0 | 248.0155 | 0 | 0 | 0 | 0 | 248.2139 | 0 | 0 | 0 | 0 | 248.3462 | 0 | 0 | 0 | 0 | 248.5447 | 0 | 0 | 0 | 0 | 248.677 | 0 | 0 | 0 | 0 | 248.8093 | 0 | 0 | 0 | 0
2017-05-29 16:00 | 222.8435 | 0.66421 |  | 234.0001 | 0 | 0 | 0 | 0 | 240.5758 | 0 | 0 | 0 | 0 | 245.9559 | 0 | 0 | 0 | 0 | 246.1551 | 0 | 0 | 0 | 0 | 246.288 | 0 | 0 | 0 | 0 | 246.4872 | 0 | 0 | 0 | 0 | 246.6865 | 0 | 0 | 0 | 0 | 246.8858 | 0 | 0 | 0 | 0 | 247.1514 | 0 | 0 | 0 | 0 | 247.3507 | 0 | 0 | 0 | 0 | 247.4835 | 0 | 0 | 0 | 0 | 247.6828 | 0 | 0 | 0 | 0 | 247.8156 | 0 | 0 | 0 | 0 | 248.0149 | 0 | 0 | 0 | 0 | 248.2142 | 0 | 0 | 0 | 0 | 248.347 | 0 | 0 | 0 | 0 | 248.5463 | 0 | 0 | 0 | 0 | 248.7455 | 0 | 0 | 0 | 0 | 248.812 | 0 | 0 | 0 | 0 | 249.0112 | 0 | 0 | 0 | 0 | 249.2105 | 0 | 0 | 0 | 0 | 249.3433 | 0 | 0 | 0 | 0 | 249.5426 | 0 | 0 | 0 | 0 | 249.6754 | 0 | 0 | 0 | 0 | 249.8083 | 0 | 0 | 0 | 0
2017-05-29 17:00 | 221.0805 | 0.65895 |  | 232.1488 | 0 | 0 | 0 | 0 | 238.6725 | 0 | 0 | 0 | 0 | 244.01 | 0 | 0 | 0 | 0 | 244.2077 | 0 | 0 | 0 | 0 | 244.3395 | 0 | 0 | 0 | 0 | 244.5371 | 0 | 0 | 0 | 0 | 244.7348 | 0 | 0 | 0 | 0 | 244.9325 | 0 | 0 | 0 | 0 | 245.1961 | 0 | 0 | 0 | 0 | 245.3938 | 0 | 0 | 0 | 0 | 245.5256 | 0 | 0 | 0 | 0 | 245.7233 | 0 | 0 | 0 | 0 | 245.8551 | 0 | 0 | 0 | 0 | 246.0527 | 0 | 0 | 0 | 0 | 246.2504 | 0 | 0 | 0 | 0 | 246.3822 | 0 | 0 | 0 | 0 | 246.5799 | 0 | 0 | 0 | 0 | 246.7776 | 0 | 0 | 0 | 0 | 246.8435 | 0 | 0 | 0 | 0 | 247.0412 | 0 | 0 | 0 | 0 | 247.2389 | 0 | 0 | 0 | 0 | 247.3706 | 0 | 0 | 0 | 0 | 247.5683 | 0 | 0 | 0 | 0 | 247.7001 | 0 | 0 | 0 | 0 | 247.8319 | 0 | 0 | 0 | 0
2017-05-29 18:00 | 220.3472 | 0.65677 |  | 231.3788 | 0 | 0 | 0 | 0 | 237.8808 | 0 | 0 | 0 | 0 | 243.2006 | 0 | 0 | 0 | 0 | 243.3977 | 0 | 0 | 0 | 0 | 243.529 | 0 | 0 | 0 | 0 | 243.7261 | 0 | 0 | 0 | 0 | 243.9231 | 0 | 0 | 0 | 0 | 244.1201 | 0 | 0 | 0 | 0 | 244.3828 | 0 | 0 | 0 | 0 | 244.5799 | 0 | 0 | 0 | 0 | 244.7112 | 0 | 0 | 0 | 0 | 244.9082 | 0 | 0 | 0 | 0 | 245.0396 | 0 | 0 | 0 | 0 | 245.2366 | 0 | 0 | 0 | 0 | 245.4336 | 0 | 0 | 0 | 0 | 245.565 | 0 | 0 | 0 | 0 | 245.762 | 0 | 0 | 0 | 0 | 245.9591 | 0 | 0 | 0 | 0 | 246.0247 | 0 | 0 | 0 | 0 | 246.2218 | 0 | 0 | 0 | 0 | 246.4188 | 0 | 0 | 0 | 0 | 246.5502 | 0 | 0 | 0 | 0 | 246.7472 | 0 | 0 | 0 | 0 | 246.8785 | 0 | 0 | 0 | 0 | 247.0099 | 0 | 0 | 0 | 0
2017-05-29 19:00 | 221.5851 | 0.66046 |  | 232.6786 | 0 | 0 | 0 | 0 | 239.2172 | 0 | 0 | 0 | 0 | 244.5669 | 0 | 0 | 0 | 0 | 244.765 | 0 | 0 | 0 | 0 | 244.8971 | 0 | 0 | 0 | 0 | 245.0952 | 0 | 0 | 0 | 0 | 245.2934 | 0 | 0 | 0 | 0 | 245.4915 | 0 | 0 | 0 | 0 | 245.7557 | 0 | 0 | 0 | 0 | 245.9538 | 0 | 0 | 0 | 0 | 246.0859 | 0 | 0 | 0 | 0 | 246.284 | 0 | 0 | 0 | 0 | 246.4161 | 0 | 0 | 0 | 0 | 246.6143 | 0 | 0 | 0 | 0 | 246.8124 | 0 | 0 | 0 | 0 | 246.9445 | 0 | 0 | 0 | 0 | 247.1426 | 0 | 0 | 0 | 0 | 247.3408 | 0 | 0 | 0 | 0 | 247.4068 | 0 | 0 | 0 | 0 | 247.605 | 0 | 0 | 0 | 0 | 247.8031 | 0 | 0 | 0 | 0 | 247.9352 | 0 | 0 | 0 | 0 | 248.1333 | 0 | 0 | 0 | 0 | 248.2654 | 0 | 0 | 0 | 0 | 248.3975 | 0 | 0 | 0 | 0
2017-05-29 20:00 | 207.156 | 0.61745 |  | 217.5272 | 0 | 0 | 0 | 0 | 223.6399 | 0 | 0 | 0 | 0 | 228.6413 | 0 | 0 | 0 | 0 | 228.8265 | 0 | 0 | 0 | 0 | 228.95 | 0 | 0 | 0 | 0 | 229.1352 | 0 | 0 | 0 | 0 | 229.3205 | 0 | 0 | 0 | 0 | 229.5057 | 0 | 0 | 0 | 0 | 229.7527 | 0 | 0 | 0 | 0 | 229.9379 | 0 | 0 | 0 | 0 | 230.0614 | 0 | 0 | 0 | 0 | 230.2466 | 0 | 0 | 0 | 0 | 230.3701 | 0 | 0 | 0 | 0 | 230.5554 | 0 | 0 | 0 | 0 | 230.7406 | 0 | 0 | 0 | 0 | 230.8641 | 0 | 0 | 0 | 0 | 231.0493 | 0 | 0 | 0 | 0 | 231.2346 | 0 | 0 | 0 | 0 | 231.2963 | 0 | 0 | 0 | 0 | 231.4815 | 0 | 0 | 0 | 0 | 231.6668 | 0 | 0 | 0 | 0 | 231.7903 | 0 | 0 | 0 | 0 | 231.9755 | 0 | 0 | 0 | 0 | 232.099 | 0 | 0 | 0 | 0 | 232.2225 | 0 | 0 | 0 | 0
2017-05-29 21:00 | 218.8092 | 0.65218 |  | 229.7638 | 0 | 0 | 0 | 0 | 236.2204 | 0 | 0 | 0 | 0 | 241.5031 | 0 | 0 | 0 | 0 | 241.6987 | 0 | 0 | 0 | 0 | 241.8292 | 0 | 0 | 0 | 0 | 242.0248 | 0 | 0 | 0 | 0 | 242.2205 | 0 | 0 | 0 | 0 | 242.4161 | 0 | 0 | 0 | 0 | 242.677 | 0 | 0 | 0 | 0 | 242.8727 | 0 | 0 | 0 | 0 | 243.0031 | 0 | 0 | 0 | 0 | 243.1987 | 0 | 0 | 0 | 0 | 243.3292 | 0 | 0 | 0 | 0 | 243.5248 | 0 | 0 | 0 | 0 | 243.7205 | 0 | 0 | 0 | 0 | 243.8509 | 0 | 0 | 0 | 0 | 244.0466 | 0 | 0 | 0 | 0 | 244.2422 | 0 | 0 | 0 | 0 | 244.3075 | 0 | 0 | 0 | 0 | 244.5031 | 0 | 0 | 0 | 0 | 244.6988 | 0 | 0 | 0 | 0 | 244.8292 | 0 | 0 | 0 | 0 | 245.0249 | 0 | 0 | 0 | 0 | 245.1553 | 0 | 0 | 0 | 0 | 245.2857 | 0 | 0 | 0 | 0
2017-05-29 22:00 | 224.3036 | 0.66856 |  | 235.5333 | 0 | 0 | 0 | 0 | 242.152 | 0 | 0 | 0 | 0 | 247.5674 | 0 | 0 | 0 | 0 | 247.7679 | 0 | 0 | 0 | 0 | 247.9017 | 0 | 0 | 0 | 0 | 248.1022 | 0 | 0 | 0 | 0 | 248.3028 | 0 | 0 | 0 | 0 | 248.5034 | 0 | 0 | 0 | 0 | 248.7708 | 0 | 0 | 0 | 0 | 248.9713 | 0 | 0 | 0 | 0 | 249.1051 | 0 | 0 | 0 | 0 | 249.3056 | 0 | 0 | 0 | 0 | 249.4393 | 0 | 0 | 0 | 0 | 249.6399 | 0 | 0 | 0 | 0 | 249.8405 | 0 | 0 | 0 | 0 | 249.9742 | 0 | 0 | 0 | 0 | 250.1748 | 0 | 0 | 0 | 0 | 250.3753 | 0 | 0 | 0 | 0 | 250.4422 | 0 | 0 | 0 | 0 | 250.6427 | 5.9479e-06 | 0 | 0 | 1.1896e-05 | 250.8433 | 0.00044098 | 0 | 0 | 0.00088196 | 250.977 | 0.000731 | 0 | 0 | 0.001462 | 251.1776 | 0.001166 | 0 | 0 | 0.0023321 | 251.3113 | 0.0014561 | 0 | 0 | 0.0029121 | 251.445 | 0.0017461 | 0 | 0 | 0.0034921
2017-05-29 23:00 | 227.5287 | 0.67817 |  | 238.9198 | 0 | 0 | 0 | 0 | 245.6337 | 0 | 0 | 0 | 0 | 251.1269 | 0.0010561 | 0 | 0 | 0.0021123 | 251.3304 | 0.0014974 | 0 | 0 | 0.0029948 | 251.466 | 0.0017916 | 0 | 0 | 0.0035832 | 251.6695 | 0.0022329 | 0 | 0 | 0.0044658 | 251.8729 | 0.0026742 | 0 | 0 | 0.0053484 | 252.0764 | 0.0031155 | 0 | 0 | 0.0062309 | 252.3476 | 0.0037038 | 0 | 0 | 0.0074077 | 252.5511 | 0.0041451 | 0 | 0 | 0.0082903 | 252.6867 | 0.0044393 | 0 | 0 | 0.0088786 | 252.8902 | 0.0048806 | 0 | 0 | 0.0097612 | 253.0258 | 0.0051748 | 0 | 0 | 0.01035 | 253.2293 | 0.0056161 | 0 | 0 | 0.011232 | 253.4327 | 0.0060574 | 0 | 0 | 0.012115 | 253.5683 | 0.0063516 | 0 | 0 | 0.012703 | 253.7718 | 0.0067928 | 0 | 0 | 0.013586 | 253.9752 | 0.0072341 | 0 | 0 | 0.014468 | 254.0431 | 0.0073812 | 0 | 0 | 0.014762 | 254.2465 | 0.0078225 | 0 | 0 | 0.015645 | 254.45 | 0.0082638 | 0 | 0 | 0.016528 | 254.5856 | 0.008558 | 0 | 0 | 0.017116 | 254.789 | 0.0089993 | 0 | 0 | 0.017999 | 254.9247 | 0.0092935 | 0 | 0 | 0.018587 | 255.0603 | 0.0095877 | 0 | 0 | 0.019175
2017-05-30 | 225.9828 | 0.67356 |  | 237.2966 | 0 | 0 | 0 | 0 | 243.9649 | 0 | 0 | 0 | 0 | 249.4208 | 0 | 0 | 0 | 0 | 249.6228 | 0 | 0 | 0 | 0 | 249.7575 | 0 | 0 | 0 | 0 | 249.9596 | 0 | 0 | 0 | 0 | 250.1617 | 0 | 0 | 0 | 0 | 250.3638 | 0 | 0 | 0 | 0 | 250.6332 | 0 | 0 | 0 | 0 | 250.8353 | 0.0004235 | 0 | 0 | 0.000847 | 250.97 | 0.00071569 | 0 | 0 | 0.0014314 | 251.172 | 0.001154 | 0 | 0 | 0.002308 | 251.3067 | 0.0014462 | 0 | 0 | 0.0028923 | 251.5088 | 0.0018845 | 0 | 0 | 0.0037689 | 251.7109 | 0.0023227 | 0 | 0 | 0.0046455 | 251.8456 | 0.0026149 | 0 | 0 | 0.0052299 | 252.0477 | 0.0030532 | 0 | 0 | 0.0061065 | 252.2497 | 0.0034915 | 0 | 0 | 0.006983 | 252.3171 | 0.0036376 | 0 | 0 | 0.0072752 | 252.5192 | 0.0040759 | 0 | 0 | 0.0081518 | 252.7212 | 0.0045142 | 0 | 0 | 0.0090284 | 252.8559 | 0.0048064 | 0 | 0 | 0.0096128 | 253.058 | 0.0052447 | 0 | 0 | 0.010489 | 253.1927 | 0.0055369 | 0 | 0 | 0.011074 | 253.3274 | 0.0058291 | 0 | 0 | 0.011658
2017-05-30 01:00 | 229.4105 | 0.68378 |  | 240.8958 | 0 | 0 | 0 | 0 | 247.6653 | 0 | 0 | 0 | 0 | 253.2039 | 0.005561 | 0 | 0 | 0.011122 | 253.409 | 0.006006 | 0 | 0 | 0.012012 | 253.5458 | 0.0063026 | 0 | 0 | 0.012605 | 253.7509 | 0.0067475 | 0 | 0 | 0.013495 | 253.956 | 0.0071925 | 0 | 0 | 0.014385 | 254.1612 | 0.0076374 | 0 | 0 | 0.015275 | 254.4347 | 0.0082307 | 0 | 0 | 0.016461 | 254.6398 | 0.0086756 | 0 | 0 | 0.017351 | 254.7766 | 0.0089722 | 0 | 0 | 0.017944 | 254.9817 | 0.0094172 | 0 | 0 | 0.018834 | 255.1185 | 0.0097138 | 0 | 0 | 0.019428 | 255.3236 | 0.010159 | 0 | 0 | 0.020317 | 255.5287 | 0.010604 | 0 | 0 | 0.021207 | 255.6655 | 0.0109 | 0 | 0 | 0.021801 | 255.8706 | 0.011345 | 0 | 0 | 0.02269 | 256.0758 | 0.01179 | 0 | 0 | 0.02358 | 256.1441 | 0.011938 | 0 | 0 | 0.023877 | 256.3493 | 0.012383 | 0 | 0 | 0.024767 | 256.5544 | 0.012828 | 0 | 0 | 0.025657 | 256.6912 | 0.013125 | 0 | 0 | 0.02625 | 256.8963 | 0.01357 | 0 | 0 | 0.02714 | 257.033 | 0.013867 | 0 | 0 | 0.027733 | 257.1698 | 0.014163 | 0 | 0 | 0.028326
2017-05-30 02:00 | 234.0866 | 0.69772 |  | 245.8061 | 0 | 0 | 0 | 0 | 252.7135 | 0.0044973 | 0 | 0 | 0.0089947 | 258.365 | 0.016755 | 0 | 0 | 0.033511 | 258.5743 | 0.017209 | 0 | 0 | 0.034419 | 258.7138 | 0.017512 | 0 | 0 | 0.035024 | 258.9231 | 0.017966 | 0 | 0 | 0.035932 | 259.1325 | 0.01842 | 0 | 0 | 0.03684 | 259.3418 | 0.018874 | 0 | 0 | 0.037748 | 259.6209 | 0.01948 | 0 | 0 | 0.038959 | 259.8302 | 0.019934 | 0 | 0 | 0.039867 | 259.9697 | 0.020236 | 0 | 0 | 0.040472 | 260.179 | 0.02069 | 0 | 0 | 0.04138 | 260.3186 | 0.020993 | 0 | 0 | 0.041986 | 260.5279 | 0.021447 | 0 | 0 | 0.042894 | 260.7372 | 0.021901 | 0 | 0 | 0.043802 | 260.8768 | 0.022204 | 0 | 0 | 0.044407 | 261.0861 | 0.022658 | 0 | 0 | 0.045315 | 261.2954 | 0.023112 | 0 | 0 | 0.046223 | 261.3652 | 0.023263 | 0 | 0 | 0.046526 | 261.5745 | 0.023717 | 0 | 0 | 0.047434 | 261.7838 | 0.024171 | 0 | 0 | 0.048342 | 261.9233 | 0.024474 | 0 | 0 | 0.048947 | 262.1327 | 0.024928 | 0 | 0 | 0.049855 | 262.2722 | 0.02523 | 0 | 0 | 0.05046 | 262.4117 | 0.025533 | 0 | 0 | 0.051066
2017-05-30 03:00 | 234.0521 | 0.69762 |  | 245.7699 | 0 | 0 | 0 | 0 | 252.6762 | 0.0044166 | 0 | 0 | 0.0088332 | 258.3269 | 0.016673 | 0 | 0 | 0.033346 | 258.5362 | 0.017127 | 0 | 0 | 0.034254 | 258.6757 | 0.01743 | 0 | 0 | 0.034859 | 258.885 | 0.017883 | 0 | 0 | 0.035767 | 259.0943 | 0.018337 | 0 | 0 | 0.036675 | 259.3036 | 0.018791 | 0 | 0 | 0.037583 | 259.5826 | 0.019397 | 0 | 0 | 0.038793 | 259.7919 | 0.019851 | 0 | 0 | 0.039701 | 259.9314 | 0.020153 | 0 | 0 | 0.040306 | 260.1407 | 0.020607 | 0 | 0 | 0.041214 | 260.2802 | 0.02091 | 0 | 0 | 0.041819 | 260.4895 | 0.021364 | 0 | 0 | 0.042727 | 260.6988 | 0.021818 | 0 | 0 | 0.043635 | 260.8383 | 0.02212 | 0 | 0 | 0.04424 | 261.0476 | 0.022574 | 0 | 0 | 0.045148 | 261.2569 | 0.023028 | 0 | 0 | 0.046056 | 261.3267 | 0.023179 | 0 | 0 | 0.046359 | 261.536 | 0.023633 | 0 | 0 | 0.047267 | 261.7452 | 0.024087 | 0 | 0 | 0.048175 | 261.8848 | 0.02439 | 0 | 0 | 0.04878 | 262.094 | 0.024844 | 0 | 0 | 0.049688 | 262.2336 | 0.025146 | 0 | 0 | 0.050293 | 262.3731 | 0.025449 | 0 | 0 | 0.050898
2017-05-30 04:00 | 234.4967 | 0.69894 |  | 246.2367 | 0 | 0 | 0 | 0 | 253.1562 | 0.0054577 | 0 | 0 | 0.010915 | 258.8176 | 0.017737 | 0 | 0 | 0.035475 | 259.0273 | 0.018192 | 0 | 0 | 0.036384 | 259.1671 | 0.018495 | 0 | 0 | 0.036991 | 259.3768 | 0.01895 | 0 | 0 | 0.0379 | 259.5865 | 0.019405 | 0 | 0 | 0.03881 | 259.7962 | 0.01986 | 0 | 0 | 0.039719 | 260.0757 | 0.020466 | 0 | 0 | 0.040932 | 260.2854 | 0.020921 | 0 | 0 | 0.041842 | 260.4252 | 0.021224 | 0 | 0 | 0.042448 | 260.6349 | 0.021679 | 0 | 0 | 0.043358 | 260.7747 | 0.021982 | 0 | 0 | 0.043964 | 260.9844 | 0.022437 | 0 | 0 | 0.044874 | 261.194 | 0.022892 | 0 | 0 | 0.045783 | 261.3338 | 0.023195 | 0 | 0 | 0.04639 | 261.5435 | 0.02365 | 0 | 0 | 0.047299 | 261.7532 | 0.024105 | 0 | 0 | 0.048209 | 261.8231 | 0.024256 | 0 | 0 | 0.048512 | 262.0328 | 0.024711 | 0 | 0 | 0.049422 | 262.2425 | 0.025166 | 0 | 0 | 0.050331 | 262.3822 | 0.025469 | 0 | 0 | 0.050938 | 262.5919 | 0.025924 | 0 | 0 | 0.051847 | 262.7317 | 0.026227 | 0 | 0 | 0.052454 | 262.8715 | 0.02653 | 0 | 0 | 0.05306
2017-05-30 05:00 | 237.0544 | 0.70656 |  | 248.9224 | 0 | 0 | 0 | 0 | 255.9174 | 0.011447 | 0 | 0 | 0.022893 | 261.6406 | 0.02386 | 0 | 0 | 0.04772 | 261.8525 | 0.02432 | 0 | 0 | 0.04864 | 261.9939 | 0.024627 | 0 | 0 | 0.049253 | 262.2058 | 0.025086 | 0 | 0 | 0.050173 | 262.4178 | 0.025546 | 0 | 0 | 0.051092 | 262.6298 | 0.026006 | 0 | 0 | 0.052012 | 262.9124 | 0.026619 | 0 | 0 | 0.053238 | 263.1244 | 0.027079 | 0 | 0 | 0.054157 | 263.2657 | 0.027385 | 0 | 0 | 0.05477 | 263.4776 | 0.027845 | 0 | 0 | 0.05569 | 263.6189 | 0.028151 | 0 | 0 | 0.056303 | 263.8309 | 0.028611 | 0 | 0 | 0.057222 | 264.0429 | 0.029071 | 0 | 0 | 0.058142 | 264.1842 | 0.029377 | 0 | 0 | 0.058755 | 264.3962 | 0.029837 | 0 | 0 | 0.059674 | 264.6081 | 0.030297 | 0 | 0 | 0.060594 | 264.6788 | 0.03045 | 0 | 0 | 0.0609 | 264.8908 | 0.03091 | 0 | 0 | 0.06182 | 265.1027 | 0.03137 | 0 | 0 | 0.062739 | 265.244 | 0.031676 | 0 | 0 | 0.063352 | 265.456 | 0.032136 | 0 | 0 | 0.064272 | 265.5973 | 0.032442 | 0 | 0 | 0.064885 | 265.7386 | 0.032749 | 0 | 0 | 0.065498
2017-05-30 06:00 | 236.9804 | 0.70634 |  | 248.8448 | 0 | 0 | 0 | 0 | 255.8376 | 0.011274 | 0 | 0 | 0.022547 | 261.5589 | 0.023683 | 0 | 0 | 0.047366 | 261.7708 | 0.024143 | 0 | 0 | 0.048286 | 261.9121 | 0.024449 | 0 | 0 | 0.048898 | 262.124 | 0.024909 | 0 | 0 | 0.049818 | 262.3359 | 0.025368 | 0 | 0 | 0.050737 | 262.5478 | 0.025828 | 0 | 0 | 0.051656 | 262.8304 | 0.026441 | 0 | 0 | 0.052882 | 263.0423 | 0.026901 | 0 | 0 | 0.053801 | 263.1835 | 0.027207 | 0 | 0 | 0.054414 | 263.3954 | 0.027667 | 0 | 0 | 0.055333 | 263.5367 | 0.027973 | 0 | 0 | 0.055946 | 263.7486 | 0.028433 | 0 | 0 | 0.056865 | 263.9605 | 0.028892 | 0 | 0 | 0.057784 | 264.1018 | 0.029199 | 0 | 0 | 0.058397 | 264.3137 | 0.029658 | 0 | 0 | 0.059316 | 264.5256 | 0.030118 | 0 | 0 | 0.060236 | 264.5962 | 0.030271 | 0 | 0 | 0.060542 | 264.8081 | 0.030731 | 0 | 0 | 0.061461 | 265.02 | 0.03119 | 0 | 0 | 0.062381 | 265.1613 | 0.031497 | 0 | 0 | 0.062993 | 265.3732 | 0.031956 | 0 | 0 | 0.063913 | 265.5145 | 0.032263 | 0 | 0 | 0.064525 | 265.6557 | 0.032569 | 0 | 0 | 0.065138
2017-05-30 07:00 | 234.9652 | 0.70034 |  | 246.7287 | 0 | 0 | 0 | 0 | 253.662 | 0.0065548 | 0 | 0 | 0.01311 | 259.3347 | 0.018859 | 0 | 0 | 0.037718 | 259.5448 | 0.019315 | 0 | 0 | 0.038629 | 259.6849 | 0.019618 | 0 | 0 | 0.039237 | 259.895 | 0.020074 | 0 | 0 | 0.040148 | 260.1051 | 0.02053 | 0 | 0 | 0.04106 | 260.3152 | 0.020986 | 0 | 0 | 0.041971 | 260.5954 | 0.021593 | 0 | 0 | 0.043186 | 260.8055 | 0.022049 | 0 | 0 | 0.044098 | 260.9455 | 0.022353 | 0 | 0 | 0.044705 | 261.1556 | 0.022808 | 0 | 0 | 0.045617 | 261.2957 | 0.023112 | 0 | 0 | 0.046224 | 261.5058 | 0.023568 | 0 | 0 | 0.047136 | 261.7159 | 0.024024 | 0 | 0 | 0.048047 | 261.856 | 0.024327 | 0 | 0 | 0.048655 | 262.0661 | 0.024783 | 0 | 0 | 0.049566 | 262.2762 | 0.025239 | 0 | 0 | 0.050478 | 262.3462 | 0.025391 | 0 | 0 | 0.050781 | 262.5563 | 0.025846 | 0 | 0 | 0.051693 | 262.7664 | 0.026302 | 0 | 0 | 0.052604 | 262.9065 | 0.026606 | 0 | 0 | 0.053212 | 263.1166 | 0.027062 | 0 | 0 | 0.054123 | 263.2566 | 0.027365 | 0 | 0 | 0.054731 | 263.3967 | 0.027669 | 0 | 0 | 0.055339
2017-05-30 08:00 | 226.958 | 0.67647 |  | 238.3206 | 0 | 0 | 0 | 0 | 245.0176 | 0 | 0 | 0 | 0 | 250.497 | 0 | 0 | 0 | 0 | 250.7 | 0.00013005 | 0 | 0 | 0.00026011 | 250.8353 | 0.00042351 | 0 | 0 | 0.00084701 | 251.0382 | 0.00086369 | 0 | 0 | 0.0017274 | 251.2411 | 0.0013039 | 0 | 0 | 0.0026077 | 251.4441 | 0.001744 | 0 | 0 | 0.0034881 | 251.7147 | 0.0023309 | 0 | 0 | 0.0046619 | 251.9176 | 0.0027711 | 0 | 0 | 0.0055423 | 252.0529 | 0.0030646 | 0 | 0 | 0.0061292 | 252.2558 | 0.0035048 | 0 | 0 | 0.0070095 | 252.3911 | 0.0037982 | 0 | 0 | 0.0075964 | 252.5941 | 0.0042384 | 0 | 0 | 0.0084768 | 252.797 | 0.0046786 | 0 | 0 | 0.0093571 | 252.9323 | 0.004972 | 0 | 0 | 0.0099441 | 253.1353 | 0.0054122 | 0 | 0 | 0.010824 | 253.3382 | 0.0058524 | 0 | 0 | 0.011705 | 253.4058 | 0.0059991 | 0 | 0 | 0.011998 | 253.6088 | 0.0064393 | 0 | 0 | 0.012879 | 253.8117 | 0.0068795 | 0 | 0 | 0.013759 | 253.947 | 0.0071729 | 0 | 0 | 0.014346 | 254.15 | 0.0076131 | 0 | 0 | 0.015226 | 254.2853 | 0.0079066 | 0 | 0 | 0.015813 | 254.4205 | 0.0082 | 0 | 0 | 0.0164
2017-05-30 09:00 | 227.4998 | 0.67809 |  | 238.8896 | 0 | 0 | 0 | 0 | 245.6026 | 0 | 0 | 0 | 0 | 251.0951 | 0.00098712 | 0 | 0 | 0.0019742 | 251.2985 | 0.0014283 | 0 | 0 | 0.0028567 | 251.4341 | 0.0017225 | 0 | 0 | 0.003445 | 251.6376 | 0.0021637 | 0 | 0 | 0.0043275 | 251.841 | 0.002605 | 0 | 0 | 0.0052099 | 252.0444 | 0.0030462 | 0 | 0 | 0.0060924 | 252.3157 | 0.0036345 | 0 | 0 | 0.007269 | 252.5191 | 0.0040757 | 0 | 0 | 0.0081515 | 252.6547 | 0.0043699 | 0 | 0 | 0.0087398 | 252.8581 | 0.0048111 | 0 | 0 | 0.0096222 | 252.9937 | 0.0051053 | 0 | 0 | 0.010211 | 253.1972 | 0.0055465 | 0 | 0 | 0.011093 | 253.4006 | 0.0059877 | 0 | 0 | 0.011975 | 253.5362 | 0.0062819 | 0 | 0 | 0.012564 | 253.7396 | 0.0067231 | 0 | 0 | 0.013446 | 253.9431 | 0.0071643 | 0 | 0 | 0.014329 | 254.0109 | 0.0073114 | 0 | 0 | 0.014623 | 254.2143 | 0.0077526 | 0 | 0 | 0.015505 | 254.4177 | 0.0081939 | 0 | 0 | 0.016388 | 254.5533 | 0.008488 | 0 | 0 | 0.016976 | 254.7568 | 0.0089293 | 0 | 0 | 0.017859 | 254.8924 | 0.0092234 | 0 | 0 | 0.018447 | 255.028 | 0.0095176 | 0 | 0 | 0.019035
2017-05-30 10:00 | 219.2483 | 0.65349 |  | 230.2249 | 0 | 0 | 0 | 0 | 236.6945 | 0 | 0 | 0 | 0 | 241.9878 | 0 | 0 | 0 | 0 | 242.1838 | 0 | 0 | 0 | 0 | 242.3145 | 0 | 0 | 0 | 0 | 242.5105 | 0 | 0 | 0 | 0 | 242.7066 | 0 | 0 | 0 | 0 | 242.9026 | 0 | 0 | 0 | 0 | 243.164 | 0 | 0 | 0 | 0 | 243.3601 | 0 | 0 | 0 | 0 | 243.4908 | 0 | 0 | 0 | 0 | 243.6868 | 0 | 0 | 0 | 0 | 243.8175 | 0 | 0 | 0 | 0 | 244.0136 | 0 | 0 | 0 | 0 | 244.2096 | 0 | 0 | 0 | 0 | 244.3403 | 0 | 0 | 0 | 0 | 244.5364 | 0 | 0 | 0 | 0 | 244.7324 | 0 | 0 | 0 | 0 | 244.7978 | 0 | 0 | 0 | 0 | 244.9938 | 0 | 0 | 0 | 0 | 245.1899 | 0 | 0 | 0 | 0 | 245.3206 | 0 | 0 | 0 | 0 | 245.5166 | 0 | 0 | 0 | 0 | 245.6473 | 0 | 0 | 0 | 0 | 245.778 | 0 | 0 | 0 | 0
2017-05-30 11:00 | 214.485 | 0.63929 |  | 225.2232 | 0 | 0 | 0 | 0 | 231.5522 | 0 | 0 | 0 | 0 | 236.7304 | 0 | 0 | 0 | 0 | 236.9222 | 0 | 0 | 0 | 0 | 237.0501 | 0 | 0 | 0 | 0 | 237.2419 | 0 | 0 | 0 | 0 | 237.4337 | 0 | 0 | 0 | 0 | 237.6255 | 0 | 0 | 0 | 0 | 237.8812 | 0 | 0 | 0 | 0 | 238.073 | 0 | 0 | 0 | 0 | 238.2008 | 0 | 0 | 0 | 0 | 238.3926 | 0 | 0 | 0 | 0 | 238.5205 | 0 | 0 | 0 | 0 | 238.7122 | 0 | 0 | 0 | 0 | 238.904 | 0 | 0 | 0 | 0 | 239.0319 | 0 | 0 | 0 | 0 | 239.2237 | 0 | 0 | 0 | 0 | 239.4155 | 0 | 0 | 0 | 0 | 239.4794 | 0 | 0 | 0 | 0 | 239.6712 | 0 | 0 | 0 | 0 | 239.863 | 0 | 0 | 0 | 0 | 239.9908 | 0 | 0 | 0 | 0 | 240.1826 | 0 | 0 | 0 | 0 | 240.3105 | 0 | 0 | 0 | 0 | 240.4383 | 0 | 0 | 0 | 0
2017-05-30 12:00 | 222.1539 | 0.66215 |  | 233.276 | 0 | 0 | 0 | 0 | 239.8313 | 0 | 0 | 0 | 0 | 245.1947 | 0 | 0 | 0 | 0 | 245.3934 | 0 | 0 | 0 | 0 | 245.5258 | 0 | 0 | 0 | 0 | 245.7244 | 0 | 0 | 0 | 0 | 245.9231 | 0 | 0 | 0 | 0 | 246.1217 | 0 | 0 | 0 | 0 | 246.3866 | 0 | 0 | 0 | 0 | 246.5852 | 0 | 0 | 0 | 0 | 246.7177 | 0 | 0 | 0 | 0 | 246.9163 | 0 | 0 | 0 | 0 | 247.0487 | 0 | 0 | 0 | 0 | 247.2474 | 0 | 0 | 0 | 0 | 247.446 | 0 | 0 | 0 | 0 | 247.5785 | 0 | 0 | 0 | 0 | 247.7771 | 0 | 0 | 0 | 0 | 247.9758 | 0 | 0 | 0 | 0 | 248.042 | 0 | 0 | 0 | 0 | 248.2406 | 0 | 0 | 0 | 0 | 248.4393 | 0 | 0 | 0 | 0 | 248.5717 | 0 | 0 | 0 | 0 | 248.7703 | 0 | 0 | 0 | 0 | 248.9028 | 0 | 0 | 0 | 0 | 249.0352 | 0 | 0 | 0 | 0
2017-05-30 13:00 | 222.2743 | 0.66251 |  | 233.4024 | 0 | 0 | 0 | 0 | 239.9612 | 0 | 0 | 0 | 0 | 245.3276 | 0 | 0 | 0 | 0 | 245.5263 | 0 | 0 | 0 | 0 | 245.6588 | 0 | 0 | 0 | 0 | 245.8576 | 0 | 0 | 0 | 0 | 246.0563 | 0 | 0 | 0 | 0 | 246.2551 | 0 | 0 | 0 | 0 | 246.5201 | 0 | 0 | 0 | 0 | 246.7188 | 0 | 0 | 0 | 0 | 246.8513 | 0 | 0 | 0 | 0 | 247.0501 | 0 | 0 | 0 | 0 | 247.1826 | 0 | 0 | 0 | 0 | 247.3814 | 0 | 0 | 0 | 0 | 247.5801 | 0 | 0 | 0 | 0 | 247.7126 | 0 | 0 | 0 | 0 | 247.9114 | 0 | 0 | 0 | 0 | 248.1101 | 0 | 0 | 0 | 0 | 248.1764 | 0 | 0 | 0 | 0 | 248.3751 | 0 | 0 | 0 | 0 | 248.5739 | 0 | 0 | 0 | 0 | 248.7064 | 0 | 0 | 0 | 0 | 248.9051 | 0 | 0 | 0 | 0 | 249.0376 | 0 | 0 | 0 | 0 | 249.1701 | 0 | 0 | 0 | 0
2017-05-30 14:00 | 217.4155 | 0.64803 |  | 228.3004 | 0 | 0 | 0 | 0 | 234.7159 | 0 | 0 | 0 | 0 | 239.9649 | 0 | 0 | 0 | 0 | 240.1593 | 0 | 0 | 0 | 0 | 240.2889 | 0 | 0 | 0 | 0 | 240.4833 | 0 | 0 | 0 | 0 | 240.6777 | 0 | 0 | 0 | 0 | 240.8721 | 0 | 0 | 0 | 0 | 241.1313 | 0 | 0 | 0 | 0 | 241.3258 | 0 | 0 | 0 | 0 | 241.4554 | 0 | 0 | 0 | 0 | 241.6498 | 0 | 0 | 0 | 0 | 241.7794 | 0 | 0 | 0 | 0 | 241.9738 | 0 | 0 | 0 | 0 | 242.1682 | 0 | 0 | 0 | 0 | 242.2978 | 0 | 0 | 0 | 0 | 242.4922 | 0 | 0 | 0 | 0 | 242.6866 | 0 | 0 | 0 | 0 | 242.7514 | 0 | 0 | 0 | 0 | 242.9458 | 0 | 0 | 0 | 0 | 243.1402 | 0 | 0 | 0 | 0 | 243.2698 | 0 | 0 | 0 | 0 | 243.4642 | 0 | 0 | 0 | 0 | 243.5939 | 0 | 0 | 0 | 0 | 243.7235 | 0 | 0 | 0 | 0
2017-05-30 15:00 | 210.0151 | 0.62597 |  | 220.5294 | 0 | 0 | 0 | 0 | 226.7265 | 0 | 0 | 0 | 0 | 231.7969 | 0 | 0 | 0 | 0 | 231.9847 | 0 | 0 | 0 | 0 | 232.1099 | 0 | 0 | 0 | 0 | 232.2976 | 0 | 0 | 0 | 0 | 232.4854 | 0 | 0 | 0 | 0 | 232.6732 | 0 | 0 | 0 | 0 | 232.9236 | 0 | 0 | 0 | 0 | 233.1114 | 0 | 0 | 0 | 0 | 233.2366 | 0 | 0 | 0 | 0 | 233.4244 | 0 | 0 | 0 | 0 | 233.5496 | 0 | 0 | 0 | 0 | 233.7374 | 0 | 0 | 0 | 0 | 233.9252 | 0 | 0 | 0 | 0 | 234.0504 | 0 | 0 | 0 | 0 | 234.2382 | 0 | 0 | 0 | 0 | 234.4259 | 0 | 0 | 0 | 0 | 234.4885 | 0 | 0 | 0 | 0 | 234.6763 | 0 | 0 | 0 | 0 | 234.8641 | 0 | 0 | 0 | 0 | 234.9893 | 0 | 0 | 0 | 0 | 235.1771 | 0 | 0 | 0 | 0 | 235.3023 | 0 | 0 | 0 | 0 | 235.4275 | 0 | 0 | 0 | 0
2017-05-30 16:00 | 222.668 | 0.66368 |  | 233.8158 | 0 | 0 | 0 | 0 | 240.3863 | 0 | 0 | 0 | 0 | 245.7622 | 0 | 0 | 0 | 0 | 245.9613 | 0 | 0 | 0 | 0 | 246.094 | 0 | 0 | 0 | 0 | 246.2931 | 0 | 0 | 0 | 0 | 246.4922 | 0 | 0 | 0 | 0 | 246.6913 | 0 | 0 | 0 | 0 | 246.9568 | 0 | 0 | 0 | 0 | 247.1559 | 0 | 0 | 0 | 0 | 247.2886 | 0 | 0 | 0 | 0 | 247.4877 | 0 | 0 | 0 | 0 | 247.6205 | 0 | 0 | 0 | 0 | 247.8196 | 0 | 0 | 0 | 0 | 248.0187 | 0 | 0 | 0 | 0 | 248.1514 | 0 | 0 | 0 | 0 | 248.3505 | 0 | 0 | 0 | 0 | 248.5496 | 0 | 0 | 0 | 0 | 248.616 | 0 | 0 | 0 | 0 | 248.8151 | 0 | 0 | 0 | 0 | 249.0142 | 0 | 0 | 0 | 0 | 249.1469 | 0 | 0 | 0 | 0 | 249.3461 | 0 | 0 | 0 | 0 | 249.4788 | 0 | 0 | 0 | 0 | 249.6115 | 0 | 0 | 0 | 0
2017-05-30 17:00 | 225.1091 | 0.67096 |  | 236.3791 | 0 | 0 | 0 | 0 | 243.0216 | 0 | 0 | 0 | 0 | 248.4563 | 0 | 0 | 0 | 0 | 248.6576 | 0 | 0 | 0 | 0 | 248.7918 | 0 | 0 | 0 | 0 | 248.9931 | 0 | 0 | 0 | 0 | 249.1944 | 0 | 0 | 0 | 0 | 249.3957 | 0 | 0 | 0 | 0 | 249.6641 | 0 | 0 | 0 | 0 | 249.8654 | 0 | 0 | 0 | 0 | 249.9996 | 0 | 0 | 0 | 0 | 250.2008 | 0 | 0 | 0 | 0 | 250.335 | 0 | 0 | 0 | 0 | 250.5363 | 0 | 0 | 0 | 0 | 250.7376 | 0.00021171 | 0 | 0 | 0.00042343 | 250.8718 | 0.00050278 | 0 | 0 | 0.0010056 | 251.0731 | 0.00093937 | 0 | 0 | 0.0018787 | 251.2744 | 0.001376 | 0 | 0 | 0.0027519 | 251.3415 | 0.0015215 | 0 | 0 | 0.003043 | 251.5428 | 0.0019581 | 0 | 0 | 0.0039162 | 251.744 | 0.0023947 | 0 | 0 | 0.0047894 | 251.8782 | 0.0026857 | 0 | 0 | 0.0053715 | 252.0795 | 0.0031223 | 0 | 0 | 0.0062447 | 252.2137 | 0.0034134 | 0 | 0 | 0.0068268 | 252.3479 | 0.0037045 | 0 | 0 | 0.0074089
2017-05-30 18:00 | 222.9632 | 0.66456 |  | 234.1258 | 0 | 0 | 0 | 0 | 240.705 | 0 | 0 | 0 | 0 | 246.0879 | 0 | 0 | 0 | 0 | 246.2873 | 0 | 0 | 0 | 0 | 246.4202 | 0 | 0 | 0 | 0 | 246.6196 | 0 | 0 | 0 | 0 | 246.819 | 0 | 0 | 0 | 0 | 247.0183 | 0 | 0 | 0 | 0 | 247.2842 | 0 | 0 | 0 | 0 | 247.4835 | 0 | 0 | 0 | 0 | 247.6164 | 0 | 0 | 0 | 0 | 247.8158 | 0 | 0 | 0 | 0 | 247.9487 | 0 | 0 | 0 | 0 | 248.1481 | 0 | 0 | 0 | 0 | 248.3475 | 0 | 0 | 0 | 0 | 248.4804 | 0 | 0 | 0 | 0 | 248.6797 | 0 | 0 | 0 | 0 | 248.8791 | 0 | 0 | 0 | 0 | 248.9456 | 0 | 0 | 0 | 0 | 249.1449 | 0 | 0 | 0 | 0 | 249.3443 | 0 | 0 | 0 | 0 | 249.4772 | 0 | 0 | 0 | 0 | 249.6766 | 0 | 0 | 0 | 0 | 249.8095 | 0 | 0 | 0 | 0 | 249.9424 | 0 | 0 | 0 | 0
2017-05-30 19:00 | 225.8844 | 0.67327 |  | 237.1933 | 0 | 0 | 0 | 0 | 243.8586 | 0 | 0 | 0 | 0 | 249.3121 | 0 | 0 | 0 | 0 | 249.5141 | 0 | 0 | 0 | 0 | 249.6488 | 0 | 0 | 0 | 0 | 249.8507 | 0 | 0 | 0 | 0 | 250.0527 | 0 | 0 | 0 | 0 | 250.2547 | 0 | 0 | 0 | 0 | 250.524 | 0 | 0 | 0 | 0 | 250.726 | 0.00018654 | 0 | 0 | 0.00037307 | 250.8607 | 0.0004786 | 0 | 0 | 0.0009572 | 251.0626 | 0.0009167 | 0 | 0 | 0.0018334 | 251.1973 | 0.0012088 | 0 | 0 | 0.0024175 | 251.3993 | 0.0016469 | 0 | 0 | 0.0032937 | 251.6013 | 0.002085 | 0 | 0 | 0.0041699 | 251.7359 | 0.002377 | 0 | 0 | 0.004754 | 251.9379 | 0.0028151 | 0 | 0 | 0.0056302 | 252.1399 | 0.0032532 | 0 | 0 | 0.0065064 | 252.2072 | 0.0033992 | 0 | 0 | 0.0067985 | 252.4092 | 0.0038373 | 0 | 0 | 0.0076747 | 252.6112 | 0.0042754 | 0 | 0 | 0.0085509 | 252.7458 | 0.0045675 | 0 | 0 | 0.009135 | 252.9478 | 0.0050056 | 0 | 0 | 0.010011 | 253.0824 | 0.0052977 | 0 | 0 | 0.010595 | 253.2171 | 0.0055897 | 0 | 0 | 0.011179
2017-05-30 20:00 | 215.8383 | 0.64333 |  | 226.6442 | 0 | 0 | 0 | 0 | 233.0132 | 0 | 0 | 0 | 0 | 238.2241 | 0 | 0 | 0 | 0 | 238.4171 | 0 | 0 | 0 | 0 | 238.5458 | 0 | 0 | 0 | 0 | 238.7388 | 0 | 0 | 0 | 0 | 238.9318 | 0 | 0 | 0 | 0 | 239.1248 | 0 | 0 | 0 | 0 | 239.3821 | 0 | 0 | 0 | 0 | 239.5751 | 0 | 0 | 0 | 0 | 239.7038 | 0 | 0 | 0 | 0 | 239.8968 | 0 | 0 | 0 | 0 | 240.0254 | 0 | 0 | 0 | 0 | 240.2184 | 0 | 0 | 0 | 0 | 240.4114 | 0 | 0 | 0 | 0 | 240.5401 | 0 | 0 | 0 | 0 | 240.7331 | 0 | 0 | 0 | 0 | 240.9261 | 0 | 0 | 0 | 0 | 240.9904 | 0 | 0 | 0 | 0 | 241.1834 | 0 | 0 | 0 | 0 | 241.3764 | 0 | 0 | 0 | 0 | 241.5051 | 0 | 0 | 0 | 0 | 241.6981 | 0 | 0 | 0 | 0 | 241.8268 | 0 | 0 | 0 | 0 | 241.9554 | 0 | 0 | 0 | 0
2017-05-30 21:00 | 226.7413 | 0.67582 |  | 238.093 | 0 | 0 | 0 | 0 | 244.7837 | 0 | 0 | 0 | 0 | 250.2579 | 0 | 0 | 0 | 0 | 250.4606 | 0 | 0 | 0 | 0 | 250.5958 | 0 | 0 | 0 | 0 | 250.7985 | 0.00034388 | 0 | 0 | 0.00068776 | 251.0013 | 0.00078364 | 0 | 0 | 0.0015673 | 251.204 | 0.0012234 | 0 | 0 | 0.0024468 | 251.4744 | 0.0018097 | 0 | 0 | 0.0036195 | 251.6771 | 0.0022495 | 0 | 0 | 0.004499 | 251.8123 | 0.0025427 | 0 | 0 | 0.0050854 | 252.015 | 0.0029824 | 0 | 0 | 0.0059649 | 252.1502 | 0.0032756 | 0 | 0 | 0.0065512 | 252.3529 | 0.0037154 | 0 | 0 | 0.0074307 | 252.5557 | 0.0041551 | 0 | 0 | 0.0083103 | 252.6909 | 0.0044483 | 0 | 0 | 0.0088966 | 252.8936 | 0.0048881 | 0 | 0 | 0.0097761 | 253.0963 | 0.0053278 | 0 | 0 | 0.010656 | 253.1639 | 0.0054744 | 0 | 0 | 0.010949 | 253.3667 | 0.0059142 | 0 | 0 | 0.011828 | 253.5694 | 0.0063539 | 0 | 0 | 0.012708 | 253.7046 | 0.0066471 | 0 | 0 | 0.013294 | 253.9073 | 0.0070869 | 0 | 0 | 0.014174 | 254.0425 | 0.00738 | 0 | 0 | 0.01476 | 254.1777 | 0.0076732 | 0 | 0 | 0.015346
2017-05-30 22:00 | 224.5505 | 0.66929 |  | 235.7925 | 0 | 0 | 0 | 0 | 242.4185 | 0 | 0 | 0 | 0 | 247.8398 | 0 | 0 | 0 | 0 | 248.0406 | 0 | 0 | 0 | 0 | 248.1745 | 0 | 0 | 0 | 0 | 248.3752 | 0 | 0 | 0 | 0 | 248.576 | 0 | 0 | 0 | 0 | 248.7768 | 0 | 0 | 0 | 0 | 249.0445 | 0 | 0 | 0 | 0 | 249.2453 | 0 | 0 | 0 | 0 | 249.3792 | 0 | 0 | 0 | 0 | 249.58 | 0 | 0 | 0 | 0 | 249.7138 | 0 | 0 | 0 | 0 | 249.9146 | 0 | 0 | 0 | 0 | 250.1154 | 0 | 0 | 0 | 0 | 250.2493 | 0 | 0 | 0 | 0 | 250.4501 | 0 | 0 | 0 | 0 | 250.6509 | 2.3537e-05 | 0 | 0 | 4.7074e-05 | 250.7178 | 0.00016871 | 0 | 0 | 0.00033741 | 250.9186 | 0.00060422 | 0 | 0 | 0.0012084 | 251.1194 | 0.0010397 | 0 | 0 | 0.0020795 | 251.2532 | 0.0013301 | 0 | 0 | 0.0026601 | 251.454 | 0.0017656 | 0 | 0 | 0.0035312 | 251.5879 | 0.0020559 | 0 | 0 | 0.0041118 | 251.7217 | 0.0023463 | 0 | 0 | 0.0046925
2017-05-30 23:00 | 231.8154 | 0.69095 |  | 243.4211 | 0 | 0 | 0 | 0 | 250.2615 | 0 | 0 | 0 | 0 | 255.8582 | 0.011318 | 0 | 0 | 0.022637 | 256.0655 | 0.011768 | 0 | 0 | 0.023536 | 256.2037 | 0.012068 | 0 | 0 | 0.024135 | 256.411 | 0.012517 | 0 | 0 | 0.025035 | 256.6183 | 0.012967 | 0 | 0 | 0.025934 | 256.8255 | 0.013416 | 0 | 0 | 0.026833 | 257.1019 | 0.014016 | 0 | 0 | 0.028032 | 257.3092 | 0.014466 | 0 | 0 | 0.028931 | 257.4474 | 0.014765 | 0 | 0 | 0.029531 | 257.6547 | 0.015215 | 0 | 0 | 0.03043 | 257.7929 | 0.015515 | 0 | 0 | 0.031029 | 258.0002 | 0.015964 | 0 | 0 | 0.031928 | 258.2074 | 0.016414 | 0 | 0 | 0.032828 | 258.3456 | 0.016714 | 0 | 0 | 0.033427 | 258.5529 | 0.017163 | 0 | 0 | 0.034326 | 258.7602 | 0.017613 | 0 | 0 | 0.035225 | 258.8293 | 0.017763 | 0 | 0 | 0.035525 | 259.0366 | 0.018212 | 0 | 0 | 0.036424 | 259.2439 | 0.018662 | 0 | 0 | 0.037324 | 259.3821 | 0.018962 | 0 | 0 | 0.037923 | 259.5893 | 0.019411 | 0 | 0 | 0.038822 | 259.7275 | 0.019711 | 0 | 0 | 0.039422 | 259.8657 | 0.020011 | 0 | 0 | 0.040021
2017-05-31 | 229.2223 | 0.68322 |  | 240.6983 | 0 | 0 | 0 | 0 | 247.4622 | 0 | 0 | 0 | 0 | 252.9963 | 0.0051107 | 0 | 0 | 0.010221 | 253.2012 | 0.0055553 | 0 | 0 | 0.011111 | 253.3379 | 0.0058517 | 0 | 0 | 0.011703 | 253.5428 | 0.0062962 | 0 | 0 | 0.012592 | 253.7478 | 0.0067408 | 0 | 0 | 0.013482 | 253.9528 | 0.0071854 | 0 | 0 | 0.014371 | 254.226 | 0.0077781 | 0 | 0 | 0.015556 | 254.431 | 0.0082227 | 0 | 0 | 0.016445 | 254.5677 | 0.0085191 | 0 | 0 | 0.017038 | 254.7726 | 0.0089637 | 0 | 0 | 0.017927 | 254.9093 | 0.00926 | 0 | 0 | 0.01852 | 255.1142 | 0.0097046 | 0 | 0 | 0.019409 | 255.3192 | 0.010149 | 0 | 0 | 0.020298 | 255.4558 | 0.010446 | 0 | 0 | 0.020891 | 255.6608 | 0.01089 | 0 | 0 | 0.02178 | 255.8658 | 0.011335 | 0 | 0 | 0.022669 | 255.9341 | 0.011483 | 0 | 0 | 0.022966 | 256.1391 | 0.011927 | 0 | 0 | 0.023855 | 256.344 | 0.012372 | 0 | 0 | 0.024744 | 256.4807 | 0.012668 | 0 | 0 | 0.025337 | 256.6856 | 0.013113 | 0 | 0 | 0.026226 | 256.8223 | 0.013409 | 0 | 0 | 0.026819 | 256.9589 | 0.013706 | 0 | 0 | 0.027411
2017-05-31 01:00 | 236.6137 | 0.70525 |  | 248.4597 | 0 | 0 | 0 | 0 | 255.4417 | 0.010415 | 0 | 0 | 0.02083 | 261.1542 | 0.022805 | 0 | 0 | 0.045611 | 261.3658 | 0.023264 | 0 | 0 | 0.046528 | 261.5068 | 0.02357 | 0 | 0 | 0.04714 | 261.7184 | 0.024029 | 0 | 0 | 0.048058 | 261.93 | 0.024488 | 0 | 0 | 0.048976 | 262.1415 | 0.024947 | 0 | 0 | 0.049894 | 262.4236 | 0.025559 | 0 | 0 | 0.051117 | 262.6352 | 0.026018 | 0 | 0 | 0.052035 | 262.7763 | 0.026324 | 0 | 0 | 0.052647 | 262.9878 | 0.026782 | 0 | 0 | 0.053565 | 263.1289 | 0.027088 | 0 | 0 | 0.054177 | 263.3405 | 0.027547 | 0 | 0 | 0.055095 | 263.552 | 0.028006 | 0 | 0 | 0.056012 | 263.6931 | 0.028312 | 0 | 0 | 0.056624 | 263.9047 | 0.028771 | 0 | 0 | 0.057542 | 264.1162 | 0.02923 | 0 | 0 | 0.05846 | 264.1868 | 0.029383 | 0 | 0 | 0.058766 | 264.3983 | 0.029842 | 0 | 0 | 0.059684 | 264.6099 | 0.030301 | 0 | 0 | 0.060601 | 264.751 | 0.030607 | 0 | 0 | 0.061213 | 264.9625 | 0.031066 | 0 | 0 | 0.062131 | 265.1036 | 0.031372 | 0 | 0 | 0.062743 | 265.2446 | 0.031677 | 0 | 0 | 0.063355
2017-05-31 02:00 | 234.9511 | 0.70029 |  | 246.7139 | 0 | 0 | 0 | 0 | 253.6468 | 0.0065218 | 0 | 0 | 0.013044 | 259.3192 | 0.018825 | 0 | 0 | 0.03765 | 259.5293 | 0.019281 | 0 | 0 | 0.038562 | 259.6694 | 0.019585 | 0 | 0 | 0.039169 | 259.8794 | 0.02004 | 0 | 0 | 0.040081 | 260.0895 | 0.020496 | 0 | 0 | 0.040992 | 260.2996 | 0.020952 | 0 | 0 | 0.041903 | 260.5797 | 0.021559 | 0 | 0 | 0.043119 | 260.7898 | 0.022015 | 0 | 0 | 0.04403 | 260.9299 | 0.022319 | 0 | 0 | 0.044638 | 261.14 | 0.022774 | 0 | 0 | 0.045549 | 261.28 | 0.023078 | 0 | 0 | 0.046156 | 261.4901 | 0.023534 | 0 | 0 | 0.047068 | 261.7002 | 0.02399 | 0 | 0 | 0.047979 | 261.8403 | 0.024293 | 0 | 0 | 0.048587 | 262.0504 | 0.024749 | 0 | 0 | 0.049498 | 262.2604 | 0.025205 | 0 | 0 | 0.05041 | 262.3305 | 0.025357 | 0 | 0 | 0.050713 | 262.5406 | 0.025812 | 0 | 0 | 0.051625 | 262.7507 | 0.026268 | 0 | 0 | 0.052536 | 262.8907 | 0.026572 | 0 | 0 | 0.053144 | 263.1008 | 0.027027 | 0 | 0 | 0.054055 | 263.2409 | 0.027331 | 0 | 0 | 0.054663 | 263.3809 | 0.027635 | 0 | 0 | 0.05527
2017-05-31 03:00 | 235.9179 | 0.70318 |  | 247.7291 | 0 | 0 | 0 | 0 | 254.6906 | 0.0087857 | 0 | 0 | 0.017571 | 260.3863 | 0.02114 | 0 | 0 | 0.042279 | 260.5972 | 0.021597 | 0 | 0 | 0.043195 | 260.7379 | 0.021902 | 0 | 0 | 0.043805 | 260.9488 | 0.02236 | 0 | 0 | 0.04472 | 261.1598 | 0.022817 | 0 | 0 | 0.045635 | 261.3707 | 0.023275 | 0 | 0 | 0.04655 | 261.652 | 0.023885 | 0 | 0 | 0.04777 | 261.863 | 0.024343 | 0 | 0 | 0.048685 | 262.0036 | 0.024648 | 0 | 0 | 0.049295 | 262.2146 | 0.025105 | 0 | 0 | 0.05021 | 262.3552 | 0.02541 | 0 | 0 | 0.05082 | 262.5661 | 0.025868 | 0 | 0 | 0.051736 | 262.7771 | 0.026325 | 0 | 0 | 0.052651 | 262.9177 | 0.02663 | 0 | 0 | 0.053261 | 263.1287 | 0.027088 | 0 | 0 | 0.054176 | 263.3396 | 0.027546 | 0 | 0 | 0.055091 | 263.41 | 0.027698 | 0 | 0 | 0.055396 | 263.6209 | 0.028156 | 0 | 0 | 0.056311 | 263.8319 | 0.028613 | 0 | 0 | 0.057226 | 263.9725 | 0.028918 | 0 | 0 | 0.057836 | 264.1834 | 0.029376 | 0 | 0 | 0.058751 | 264.3241 | 0.029681 | 0 | 0 | 0.059362 | 264.4647 | 0.029986 | 0 | 0 | 0.059972
2017-05-31 04:00 | 234.2323 | 0.69815 |  | 245.9591 | 0 | 0 | 0 | 0 | 252.8708 | 0.0048387 | 0 | 0 | 0.0096774 | 258.5259 | 0.017104 | 0 | 0 | 0.034209 | 258.7353 | 0.017559 | 0 | 0 | 0.035117 | 258.8749 | 0.017862 | 0 | 0 | 0.035723 | 259.0844 | 0.018316 | 0 | 0 | 0.036632 | 259.2938 | 0.01877 | 0 | 0 | 0.03754 | 259.5033 | 0.019224 | 0 | 0 | 0.038449 | 259.7825 | 0.01983 | 0 | 0 | 0.03966 | 259.992 | 0.020284 | 0 | 0 | 0.040569 | 260.1316 | 0.020587 | 0 | 0 | 0.041175 | 260.3411 | 0.021042 | 0 | 0 | 0.042083 | 260.4807 | 0.021344 | 0 | 0 | 0.042689 | 260.6901 | 0.021799 | 0 | 0 | 0.043598 | 260.8996 | 0.022253 | 0 | 0 | 0.044506 | 261.0392 | 0.022556 | 0 | 0 | 0.045112 | 261.2487 | 0.02301 | 0 | 0 | 0.04602 | 261.4581 | 0.023464 | 0 | 0 | 0.046929 | 261.5279 | 0.023616 | 0 | 0 | 0.047232 | 261.7374 | 0.02407 | 0 | 0 | 0.04814 | 261.9468 | 0.024524 | 0 | 0 | 0.049049 | 262.0865 | 0.024827 | 0 | 0 | 0.049655 | 262.2959 | 0.025282 | 0 | 0 | 0.050563 | 262.4355 | 0.025584 | 0 | 0 | 0.051169 | 262.5752 | 0.025887 | 0 | 0 | 0.051775
2017-05-31 05:00 | 231.7054 | 0.69062 |  | 243.3056 | 0 | 0 | 0 | 0 | 250.1428 | 0 | 0 | 0 | 0 | 255.7368 | 0.011055 | 0 | 0 | 0.02211 | 255.944 | 0.011504 | 0 | 0 | 0.023009 | 256.0821 | 0.011804 | 0 | 0 | 0.023608 | 256.2893 | 0.012253 | 0 | 0 | 0.024507 | 256.4965 | 0.012703 | 0 | 0 | 0.025406 | 256.7037 | 0.013152 | 0 | 0 | 0.026304 | 256.9799 | 0.013751 | 0 | 0 | 0.027503 | 257.1871 | 0.014201 | 0 | 0 | 0.028401 | 257.3252 | 0.0145 | 0 | 0 | 0.029001 | 257.5324 | 0.01495 | 0 | 0 | 0.029899 | 257.6706 | 0.015249 | 0 | 0 | 0.030499 | 257.8777 | 0.015699 | 0 | 0 | 0.031397 | 258.0849 | 0.016148 | 0 | 0 | 0.032296 | 258.2231 | 0.016448 | 0 | 0 | 0.032895 | 258.4302 | 0.016897 | 0 | 0 | 0.033794 | 258.6374 | 0.017346 | 0 | 0 | 0.034693 | 258.7065 | 0.017496 | 0 | 0 | 0.034992 | 258.9137 | 0.017946 | 0 | 0 | 0.035891 | 259.1209 | 0.018395 | 0 | 0 | 0.03679 | 259.259 | 0.018695 | 0 | 0 | 0.037389 | 259.4662 | 0.019144 | 0 | 0 | 0.038288 | 259.6043 | 0.019444 | 0 | 0 | 0.038887 | 259.7424 | 0.019743 | 0 | 0 | 0.039486
2017-05-31 06:00 | 225.5129 | 0.67216 |  | 236.8031 | 0 | 0 | 0 | 0 | 243.4575 | 0 | 0 | 0 | 0 | 248.902 | 0 | 0 | 0 | 0 | 249.1037 | 0 | 0 | 0 | 0 | 249.2381 | 0 | 0 | 0 | 0 | 249.4398 | 0 | 0 | 0 | 0 | 249.6414 | 0 | 0 | 0 | 0 | 249.8431 | 0 | 0 | 0 | 0 | 250.1119 | 0 | 0 | 0 | 0 | 250.3136 | 0 | 0 | 0 | 0 | 250.448 | 0 | 0 | 0 | 0 | 250.6497 | 2.0964e-05 | 0 | 0 | 4.1927e-05 | 250.7841 | 0.00031255 | 0 | 0 | 0.0006251 | 250.9857 | 0.00074992 | 0 | 0 | 0.0014998 | 251.1874 | 0.0011873 | 0 | 0 | 0.0023746 | 251.3218 | 0.0014789 | 0 | 0 | 0.0029578 | 251.5235 | 0.0019163 | 0 | 0 | 0.0038325 | 251.7251 | 0.0023536 | 0 | 0 | 0.0047073 | 251.7923 | 0.0024994 | 0 | 0 | 0.0049989 | 251.994 | 0.0029368 | 0 | 0 | 0.0058736 | 252.1956 | 0.0033742 | 0 | 0 | 0.0067484 | 252.3301 | 0.0036658 | 0 | 0 | 0.0073315 | 252.5317 | 0.0041031 | 0 | 0 | 0.0082063 | 252.6662 | 0.0043947 | 0 | 0 | 0.0087895 | 252.8006 | 0.0046863 | 0 | 0 | 0.0093726
2017-05-31 07:00 | 232.8006 | 0.69388 |  | 244.4557 | 0 | 0 | 0 | 0 | 251.3251 | 0.001486 | 0 | 0 | 0.0029721 | 256.9456 | 0.013677 | 0 | 0 | 0.027354 | 257.1538 | 0.014128 | 0 | 0 | 0.028257 | 257.2925 | 0.014429 | 0 | 0 | 0.028859 | 257.5007 | 0.014881 | 0 | 0 | 0.029762 | 257.7089 | 0.015332 | 0 | 0 | 0.030665 | 257.917 | 0.015784 | 0 | 0 | 0.031568 | 258.1946 | 0.016386 | 0 | 0 | 0.032772 | 258.4028 | 0.016837 | 0 | 0 | 0.033675 | 258.5415 | 0.017138 | 0 | 0 | 0.034277 | 258.7497 | 0.01759 | 0 | 0 | 0.03518 | 258.8885 | 0.017891 | 0 | 0 | 0.035782 | 259.0966 | 0.018342 | 0 | 0 | 0.036685 | 259.3048 | 0.018794 | 0 | 0 | 0.037588 | 259.4436 | 0.019095 | 0 | 0 | 0.03819 | 259.6517 | 0.019546 | 0 | 0 | 0.039093 | 259.8599 | 0.019998 | 0 | 0 | 0.039996 | 259.9293 | 0.020148 | 0 | 0 | 0.040297 | 260.1375 | 0.0206 | 0 | 0 | 0.0412 | 260.3456 | 0.021052 | 0 | 0 | 0.042103 | 260.4844 | 0.021353 | 0 | 0 | 0.042705 | 260.6926 | 0.021804 | 0 | 0 | 0.043608 | 260.8313 | 0.022105 | 0 | 0 | 0.04421 | 260.9701 | 0.022406 | 0 | 0 | 0.044812
2017-05-31 08:00 | 223.0032 | 0.66468 |  | 234.1677 | 0 | 0 | 0 | 0 | 240.7481 | 0 | 0 | 0 | 0 | 246.132 | 0 | 0 | 0 | 0 | 246.3314 | 0 | 0 | 0 | 0 | 246.4644 | 0 | 0 | 0 | 0 | 246.6638 | 0 | 0 | 0 | 0 | 246.8632 | 0 | 0 | 0 | 0 | 247.0626 | 0 | 0 | 0 | 0 | 247.3285 | 0 | 0 | 0 | 0 | 247.5279 | 0 | 0 | 0 | 0 | 247.6608 | 0 | 0 | 0 | 0 | 247.8602 | 0 | 0 | 0 | 0 | 247.9931 | 0 | 0 | 0 | 0 | 248.1925 | 0 | 0 | 0 | 0 | 248.392 | 0 | 0 | 0 | 0 | 248.5249 | 0 | 0 | 0 | 0 | 248.7243 | 0 | 0 | 0 | 0 | 248.9237 | 0 | 0 | 0 | 0 | 248.9902 | 0 | 0 | 0 | 0 | 249.1896 | 0 | 0 | 0 | 0 | 249.389 | 0 | 0 | 0 | 0 | 249.5219 | 0 | 0 | 0 | 0 | 249.7213 | 0 | 0 | 0 | 0 | 249.8543 | 0 | 0 | 0 | 0 | 249.9872 | 0 | 0 | 0 | 0
2017-05-31 09:00 | 219.835 | 0.65524 |  | 230.841 | 0 | 0 | 0 | 0 | 237.3279 | 0 | 0 | 0 | 0 | 242.6353 | 0 | 0 | 0 | 0 | 242.8319 | 0 | 0 | 0 | 0 | 242.963 | 0 | 0 | 0 | 0 | 243.1595 | 0 | 0 | 0 | 0 | 243.3561 | 0 | 0 | 0 | 0 | 243.5527 | 0 | 0 | 0 | 0 | 243.8148 | 0 | 0 | 0 | 0 | 244.0113 | 0 | 0 | 0 | 0 | 244.1424 | 0 | 0 | 0 | 0 | 244.339 | 0 | 0 | 0 | 0 | 244.47 | 0 | 0 | 0 | 0 | 244.6666 | 0 | 0 | 0 | 0 | 244.8632 | 0 | 0 | 0 | 0 | 244.9942 | 0 | 0 | 0 | 0 | 245.1908 | 0 | 0 | 0 | 0 | 245.3874 | 0 | 0 | 0 | 0 | 245.4529 | 0 | 0 | 0 | 0 | 245.6494 | 0 | 0 | 0 | 0 | 245.846 | 0 | 0 | 0 | 0 | 245.9771 | 0 | 0 | 0 | 0 | 246.1736 | 0 | 0 | 0 | 0 | 246.3047 | 0 | 0 | 0 | 0 | 246.4357 | 0 | 0 | 0 | 0
2017-05-31 10:00 | 214.7839 | 0.64018 |  | 225.537 | 0 | 0 | 0 | 0 | 231.8748 | 0 | 0 | 0 | 0 | 237.0603 | 0 | 0 | 0 | 0 | 237.2524 | 0 | 0 | 0 | 0 | 237.3804 | 0 | 0 | 0 | 0 | 237.5725 | 0 | 0 | 0 | 0 | 237.7645 | 0 | 0 | 0 | 0 | 237.9566 | 0 | 0 | 0 | 0 | 238.2127 | 0 | 0 | 0 | 0 | 238.4047 | 0 | 0 | 0 | 0 | 238.5328 | 0 | 0 | 0 | 0 | 238.7248 | 0 | 0 | 0 | 0 | 238.8528 | 0 | 0 | 0 | 0 | 239.0449 | 0 | 0 | 0 | 0 | 239.237 | 0 | 0 | 0 | 0 | 239.365 | 0 | 0 | 0 | 0 | 239.557 | 0 | 0 | 0 | 0 | 239.7491 | 0 | 0 | 0 | 0 | 239.8131 | 0 | 0 | 0 | 0 | 240.0052 | 0 | 0 | 0 | 0 | 240.1972 | 0 | 0 | 0 | 0 | 240.3253 | 0 | 0 | 0 | 0 | 240.5173 | 0 | 0 | 0 | 0 | 240.6454 | 0 | 0 | 0 | 0 | 240.7734 | 0 | 0 | 0 | 0
2017-05-31 11:00 | 213.3858 | 0.63602 |  | 224.069 | 0 | 0 | 0 | 0 | 230.3655 | 0 | 0 | 0 | 0 | 235.5173 | 0 | 0 | 0 | 0 | 235.7081 | 0 | 0 | 0 | 0 | 235.8353 | 0 | 0 | 0 | 0 | 236.0261 | 0 | 0 | 0 | 0 | 236.2169 | 0 | 0 | 0 | 0 | 236.4077 | 0 | 0 | 0 | 0 | 236.6621 | 0 | 0 | 0 | 0 | 236.8529 | 0 | 0 | 0 | 0 | 236.9801 | 0 | 0 | 0 | 0 | 237.1709 | 0 | 0 | 0 | 0 | 237.2981 | 0 | 0 | 0 | 0 | 237.4889 | 0 | 0 | 0 | 0 | 237.6797 | 0 | 0 | 0 | 0 | 237.8069 | 0 | 0 | 0 | 0 | 237.9977 | 0 | 0 | 0 | 0 | 238.1885 | 0 | 0 | 0 | 0 | 238.2521 | 0 | 0 | 0 | 0 | 238.4429 | 0 | 0 | 0 | 0 | 238.6338 | 0 | 0 | 0 | 0 | 238.761 | 0 | 0 | 0 | 0 | 238.9518 | 0 | 0 | 0 | 0 | 239.079 | 0 | 0 | 0 | 0 | 239.2062 | 0 | 0 | 0 | 0
2017-05-31 12:00 | 211.8485 | 0.63144 |  | 222.4547 | 0 | 0 | 0 | 0 | 228.7059 | 0 | 0 | 0 | 0 | 233.8205 | 0 | 0 | 0 | 0 | 234.0099 | 0 | 0 | 0 | 0 | 234.1362 | 0 | 0 | 0 | 0 | 234.3257 | 0 | 0 | 0 | 0 | 234.5151 | 0 | 0 | 0 | 0 | 234.7045 | 0 | 0 | 0 | 0 | 234.9571 | 0 | 0 | 0 | 0 | 235.1465 | 0 | 0 | 0 | 0 | 235.2728 | 0 | 0 | 0 | 0 | 235.4622 | 0 | 0 | 0 | 0 | 235.5885 | 0 | 0 | 0 | 0 | 235.778 | 0 | 0 | 0 | 0 | 235.9674 | 0 | 0 | 0 | 0 | 236.0937 | 0 | 0 | 0 | 0 | 236.2831 | 0 | 0 | 0 | 0 | 236.4725 | 0 | 0 | 0 | 0 | 236.5357 | 0 | 0 | 0 | 0 | 236.7251 | 0 | 0 | 0 | 0 | 236.9145 | 0 | 0 | 0 | 0 | 237.0408 | 0 | 0 | 0 | 0 | 237.2303 | 0 | 0 | 0 | 0 | 237.3565 | 0 | 0 | 0 | 0 | 237.4828 | 0 | 0 | 0 | 0
2017-05-31 13:00 | 202.0141 | 0.60212 |  | 212.1279 | 0 | 0 | 0 | 0 | 218.0889 | 0 | 0 | 0 | 0 | 222.9661 | 0 | 0 | 0 | 0 | 223.1467 | 0 | 0 | 0 | 0 | 223.2672 | 0 | 0 | 0 | 0 | 223.4478 | 0 | 0 | 0 | 0 | 223.6284 | 0 | 0 | 0 | 0 | 223.8091 | 0 | 0 | 0 | 0 | 224.0499 | 0 | 0 | 0 | 0 | 224.2306 | 0 | 0 | 0 | 0 | 224.351 | 0 | 0 | 0 | 0 | 224.5316 | 0 | 0 | 0 | 0 | 224.652 | 0 | 0 | 0 | 0 | 224.8327 | 0 | 0 | 0 | 0 | 225.0133 | 0 | 0 | 0 | 0 | 225.1337 | 0 | 0 | 0 | 0 | 225.3144 | 0 | 0 | 0 | 0 | 225.495 | 0 | 0 | 0 | 0 | 225.5552 | 0 | 0 | 0 | 0 | 225.7359 | 0 | 0 | 0 | 0 | 225.9165 | 0 | 0 | 0 | 0 | 226.0369 | 0 | 0 | 0 | 0 | 226.2176 | 0 | 0 | 0 | 0 | 226.338 | 0 | 0 | 0 | 0 | 226.4584 | 0 | 0 | 0 | 0
2017-05-31 14:00 | 210.3052 | 0.62684 |  | 220.8341 | 0 | 0 | 0 | 0 | 227.0397 | 0 | 0 | 0 | 0 | 232.1171 | 0 | 0 | 0 | 0 | 232.3051 | 0 | 0 | 0 | 0 | 232.4305 | 0 | 0 | 0 | 0 | 232.6186 | 0 | 0 | 0 | 0 | 232.8066 | 0 | 0 | 0 | 0 | 232.9947 | 0 | 0 | 0 | 0 | 233.2454 | 0 | 0 | 0 | 0 | 233.4334 | 0 | 0 | 0 | 0 | 233.5588 | 0 | 0 | 0 | 0 | 233.7469 | 0 | 0 | 0 | 0 | 233.8722 | 0 | 0 | 0 | 0 | 234.0603 | 0 | 0 | 0 | 0 | 234.2483 | 0 | 0 | 0 | 0 | 234.3737 | 0 | 0 | 0 | 0 | 234.5618 | 0 | 0 | 0 | 0 | 234.7498 | 0 | 0 | 0 | 0 | 234.8125 | 0 | 0 | 0 | 0 | 235.0005 | 0 | 0 | 0 | 0 | 235.1886 | 0 | 0 | 0 | 0 | 235.314 | 0 | 0 | 0 | 0 | 235.502 | 0 | 0 | 0 | 0 | 235.6274 | 0 | 0 | 0 | 0 | 235.7527 | 0 | 0 | 0 | 0
2017-05-31 15:00 | 210.1964 | 0.62651 |  | 220.7198 | 0 | 0 | 0 | 0 | 226.9223 | 0 | 0 | 0 | 0 | 231.997 | 0 | 0 | 0 | 0 | 232.185 | 0 | 0 | 0 | 0 | 232.3103 | 0 | 0 | 0 | 0 | 232.4982 | 0 | 0 | 0 | 0 | 232.6862 | 0 | 0 | 0 | 0 | 232.8741 | 0 | 0 | 0 | 0 | 233.1248 | 0 | 0 | 0 | 0 | 233.3127 | 0 | 0 | 0 | 0 | 233.438 | 0 | 0 | 0 | 0 | 233.626 | 0 | 0 | 0 | 0 | 233.7513 | 0 | 0 | 0 | 0 | 233.9392 | 0 | 0 | 0 | 0 | 234.1272 | 0 | 0 | 0 | 0 | 234.2525 | 0 | 0 | 0 | 0 | 234.4404 | 0 | 0 | 0 | 0 | 234.6284 | 0 | 0 | 0 | 0 | 234.691 | 0 | 0 | 0 | 0 | 234.879 | 0 | 0 | 0 | 0 | 235.0669 | 0 | 0 | 0 | 0 | 235.1922 | 0 | 0 | 0 | 0 | 235.3802 | 0 | 0 | 0 | 0 | 235.5055 | 0 | 0 | 0 | 0 | 235.6308 | 0 | 0 | 0 | 0
2017-05-31 16:00 | 211.8468 | 0.63143 |  | 222.4528 | 0 | 0 | 0 | 0 | 228.704 | 0 | 0 | 0 | 0 | 233.8186 | 0 | 0 | 0 | 0 | 234.008 | 0 | 0 | 0 | 0 | 234.1343 | 0 | 0 | 0 | 0 | 234.3237 | 0 | 0 | 0 | 0 | 234.5132 | 0 | 0 | 0 | 0 | 234.7026 | 0 | 0 | 0 | 0 | 234.9552 | 0 | 0 | 0 | 0 | 235.1446 | 0 | 0 | 0 | 0 | 235.2709 | 0 | 0 | 0 | 0 | 235.4603 | 0 | 0 | 0 | 0 | 235.5866 | 0 | 0 | 0 | 0 | 235.776 | 0 | 0 | 0 | 0 | 235.9655 | 0 | 0 | 0 | 0 | 236.0917 | 0 | 0 | 0 | 0 | 236.2812 | 0 | 0 | 0 | 0 | 236.4706 | 0 | 0 | 0 | 0 | 236.5337 | 0 | 0 | 0 | 0 | 236.7232 | 0 | 0 | 0 | 0 | 236.9126 | 0 | 0 | 0 | 0 | 237.0389 | 0 | 0 | 0 | 0 | 237.2283 | 0 | 0 | 0 | 0 | 237.3546 | 0 | 0 | 0 | 0 | 237.4809 | 0 | 0 | 0 | 0
2017-05-31 17:00 | 209.8681 | 0.62553 |  | 220.3751 | 0 | 0 | 0 | 0 | 226.5679 | 0 | 0 | 0 | 0 | 231.6347 | 0 | 0 | 0 | 0 | 231.8224 | 0 | 0 | 0 | 0 | 231.9475 | 0 | 0 | 0 | 0 | 232.1351 | 0 | 0 | 0 | 0 | 232.3228 | 0 | 0 | 0 | 0 | 232.5105 | 0 | 0 | 0 | 0 | 232.7607 | 0 | 0 | 0 | 0 | 232.9483 | 0 | 0 | 0 | 0 | 233.0734 | 0 | 0 | 0 | 0 | 233.2611 | 0 | 0 | 0 | 0 | 233.3862 | 0 | 0 | 0 | 0 | 233.5739 | 0 | 0 | 0 | 0 | 233.7615 | 0 | 0 | 0 | 0 | 233.8866 | 0 | 0 | 0 | 0 | 234.0743 | 0 | 0 | 0 | 0 | 234.2619 | 0 | 0 | 0 | 0 | 234.3245 | 0 | 0 | 0 | 0 | 234.5122 | 0 | 0 | 0 | 0 | 234.6998 | 0 | 0 | 0 | 0 | 234.8249 | 0 | 0 | 0 | 0 | 235.0126 | 0 | 0 | 0 | 0 | 235.1377 | 0 | 0 | 0 | 0 | 235.2628 | 0 | 0 | 0 | 0
2017-05-31 18:00 | 208.3786 | 0.62109 |  | 218.811 | 0 | 0 | 0 | 0 | 224.9598 | 0 | 0 | 0 | 0 | 229.9906 | 0 | 0 | 0 | 0 | 230.177 | 0 | 0 | 0 | 0 | 230.3012 | 0 | 0 | 0 | 0 | 230.4875 | 0 | 0 | 0 | 0 | 230.6738 | 0 | 0 | 0 | 0 | 230.8602 | 0 | 0 | 0 | 0 | 231.1086 | 0 | 0 | 0 | 0 | 231.2949 | 0 | 0 | 0 | 0 | 231.4192 | 0 | 0 | 0 | 0 | 231.6055 | 0 | 0 | 0 | 0 | 231.7297 | 0 | 0 | 0 | 0 | 231.916 | 0 | 0 | 0 | 0 | 232.1024 | 0 | 0 | 0 | 0 | 232.2266 | 0 | 0 | 0 | 0 | 232.4129 | 0 | 0 | 0 | 0 | 232.5992 | 0 | 0 | 0 | 0 | 232.6613 | 0 | 0 | 0 | 0 | 232.8477 | 0 | 0 | 0 | 0 | 233.034 | 0 | 0 | 0 | 0 | 233.1582 | 0 | 0 | 0 | 0 | 233.3445 | 0 | 0 | 0 | 0 | 233.4688 | 0 | 0 | 0 | 0 | 233.593 | 0 | 0 | 0 | 0
2017-05-31 19:00 | 212.4172 | 0.63313 |  | 223.0518 | 0 | 0 | 0 | 0 | 229.3198 | 0 | 0 | 0 | 0 | 234.4482 | 0 | 0 | 0 | 0 | 234.6381 | 0 | 0 | 0 | 0 | 234.7647 | 0 | 0 | 0 | 0 | 234.9547 | 0 | 0 | 0 | 0 | 235.1446 | 0 | 0 | 0 | 0 | 235.3346 | 0 | 0 | 0 | 0 | 235.5878 | 0 | 0 | 0 | 0 | 235.7777 | 0 | 0 | 0 | 0 | 235.9044 | 0 | 0 | 0 | 0 | 236.0943 | 0 | 0 | 0 | 0 | 236.2209 | 0 | 0 | 0 | 0 | 236.4109 | 0 | 0 | 0 | 0 | 236.6008 | 0 | 0 | 0 | 0 | 236.7274 | 0 | 0 | 0 | 0 | 236.9174 | 0 | 0 | 0 | 0 | 237.1073 | 0 | 0 | 0 | 0 | 237.1706 | 0 | 0 | 0 | 0 | 237.3606 | 0 | 0 | 0 | 0 | 237.5505 | 0 | 0 | 0 | 0 | 237.6771 | 0 | 0 | 0 | 0 | 237.8671 | 0 | 0 | 0 | 0 | 237.9937 | 0 | 0 | 0 | 0 | 238.1203 | 0 | 0 | 0 | 0
2017-05-31 20:00 | 212.1972 | 0.63247 |  | 222.8208 | 0 | 0 | 0 | 0 | 229.0823 | 0 | 0 | 0 | 0 | 234.2054 | 0 | 0 | 0 | 0 | 234.3951 | 0 | 0 | 0 | 0 | 234.5216 | 0 | 0 | 0 | 0 | 234.7114 | 0 | 0 | 0 | 0 | 234.9011 | 0 | 0 | 0 | 0 | 235.0908 | 0 | 0 | 0 | 0 | 235.3438 | 0 | 0 | 0 | 0 | 235.5336 | 0 | 0 | 0 | 0 | 235.6601 | 0 | 0 | 0 | 0 | 235.8498 | 0 | 0 | 0 | 0 | 235.9763 | 0 | 0 | 0 | 0 | 236.166 | 0 | 0 | 0 | 0 | 236.3558 | 0 | 0 | 0 | 0 | 236.4823 | 0 | 0 | 0 | 0 | 236.672 | 0 | 0 | 0 | 0 | 236.8618 | 0 | 0 | 0 | 0 | 236.925 | 0 | 0 | 0 | 0 | 237.1148 | 0 | 0 | 0 | 0 | 237.3045 | 0 | 0 | 0 | 0 | 237.431 | 0 | 0 | 0 | 0 | 237.6207 | 0 | 0 | 0 | 0 | 237.7472 | 0 | 0 | 0 | 0 | 237.8737 | 0 | 0 | 0 | 0
2017-05-31 21:00 | 215.8017 | 0.64322 |  | 226.6057 | 0 | 0 | 0 | 0 | 232.9736 | 0 | 0 | 0 | 0 | 238.1836 | 0 | 0 | 0 | 0 | 238.3766 | 0 | 0 | 0 | 0 | 238.5052 | 0 | 0 | 0 | 0 | 238.6982 | 0 | 0 | 0 | 0 | 238.8912 | 0 | 0 | 0 | 0 | 239.0841 | 0 | 0 | 0 | 0 | 239.3414 | 0 | 0 | 0 | 0 | 239.5344 | 0 | 0 | 0 | 0 | 239.663 | 0 | 0 | 0 | 0 | 239.856 | 0 | 0 | 0 | 0 | 239.9846 | 0 | 0 | 0 | 0 | 240.1776 | 0 | 0 | 0 | 0 | 240.3706 | 0 | 0 | 0 | 0 | 240.4992 | 0 | 0 | 0 | 0 | 240.6922 | 0 | 0 | 0 | 0 | 240.8851 | 0 | 0 | 0 | 0 | 240.9495 | 0 | 0 | 0 | 0 | 241.1424 | 0 | 0 | 0 | 0 | 241.3354 | 0 | 0 | 0 | 0 | 241.464 | 0 | 0 | 0 | 0 | 241.657 | 0 | 0 | 0 | 0 | 241.7857 | 0 | 0 | 0 | 0 | 241.9143 | 0 | 0 | 0 | 0
2017-05-31 22:00 | 208.9156 | 0.62269 |  | 219.3749 | 0 | 0 | 0 | 0 | 225.5396 | 0 | 0 | 0 | 0 | 230.5834 | 0 | 0 | 0 | 0 | 230.7702 | 0 | 0 | 0 | 0 | 230.8947 | 0 | 0 | 0 | 0 | 231.0815 | 0 | 0 | 0 | 0 | 231.2683 | 0 | 0 | 0 | 0 | 231.4551 | 0 | 0 | 0 | 0 | 231.7042 | 0 | 0 | 0 | 0 | 231.891 | 0 | 0 | 0 | 0 | 232.0156 | 0 | 0 | 0 | 0 | 232.2024 | 0 | 0 | 0 | 0 | 232.3269 | 0 | 0 | 0 | 0 | 232.5137 | 0 | 0 | 0 | 0 | 232.7005 | 0 | 0 | 0 | 0 | 232.8251 | 0 | 0 | 0 | 0 | 233.0119 | 0 | 0 | 0 | 0 | 233.1987 | 0 | 0 | 0 | 0 | 233.261 | 0 | 0 | 0 | 0 | 233.4478 | 0 | 0 | 0 | 0 | 233.6346 | 0 | 0 | 0 | 0 | 233.7591 | 0 | 0 | 0 | 0 | 233.9459 | 0 | 0 | 0 | 0 | 234.0705 | 0 | 0 | 0 | 0 | 234.195 | 0 | 0 | 0 | 0
2017-05-31 23:00 | 204.8874 | 0.61069 |  | 215.145 | 0 | 0 | 0 | 0 | 221.1908 | 0 | 0 | 0 | 0 | 226.1374 | 0 | 0 | 0 | 0 | 226.3206 | 0 | 0 | 0 | 0 | 226.4427 | 0 | 0 | 0 | 0 | 226.6259 | 0 | 0 | 0 | 0 | 226.8091 | 0 | 0 | 0 | 0 | 226.9923 | 0 | 0 | 0 | 0 | 227.2366 | 0 | 0 | 0 | 0 | 227.4198 | 0 | 0 | 0 | 0 | 227.5419 | 0 | 0 | 0 | 0 | 227.7251 | 0 | 0 | 0 | 0 | 227.8473 | 0 | 0 | 0 | 0 | 228.0305 | 0 | 0 | 0 | 0 | 228.2137 | 0 | 0 | 0 | 0 | 228.3358 | 0 | 0 | 0 | 0 | 228.519 | 0 | 0 | 0 | 0 | 228.7022 | 0 | 0 | 0 | 0 | 228.7633 | 0 | 0 | 0 | 0 | 228.9465 | 0 | 0 | 0 | 0 | 229.1297 | 0 | 0 | 0 | 0 | 229.2519 | 0 | 0 | 0 | 0 | 229.4351 | 0 | 0 | 0 | 0 | 229.5572 | 0 | 0 | 0 | 0 | 229.6793 | 0 | 0 | 0 | 0
2017-06-01 | 200.8167 | 0.59855 |  | 210.8705 | 0 | 0 | 0 | 0 | 216.7962 | 0 | 0 | 0 | 0 | 221.6445 | 0 | 0 | 0 | 0 | 221.8241 | 0 | 0 | 0 | 0 | 221.9438 | 0 | 0 | 0 | 0 | 222.1234 | 0 | 0 | 0 | 0 | 222.3029 | 0 | 0 | 0 | 0 | 222.4825 | 0 | 0 | 0 | 0 | 222.7219 | 0 | 0 | 0 | 0 | 222.9015 | 0 | 0 | 0 | 0 | 223.0212 | 0 | 0 | 0 | 0 | 223.2008 | 0 | 0 | 0 | 0 | 223.3205 | 0 | 0 | 0 | 0 | 223.5 | 0 | 0 | 0 | 0 | 223.6796 | 0 | 0 | 0 | 0 | 223.7993 | 0 | 0 | 0 | 0 | 223.9789 | 0 | 0 | 0 | 0 | 224.1584 | 0 | 0 | 0 | 0 | 224.2183 | 0 | 0 | 0 | 0 | 224.3979 | 0 | 0 | 0 | 0 | 224.5774 | 0 | 0 | 0 | 0 | 224.6971 | 0 | 0 | 0 | 0 | 224.8767 | 0 | 0 | 0 | 0 | 224.9964 | 0 | 0 | 0 | 0 | 225.1161 | 0 | 0 | 0 | 0
2017-06-01 01:00 | 196.739 | 0.5864 |  | 206.5886 | 0 | 0 | 0 | 0 | 212.394 | 0 | 0 | 0 | 0 | 217.1438 | 0 | 0 | 0 | 0 | 217.3198 | 0 | 0 | 0 | 0 | 217.437 | 0 | 0 | 0 | 0 | 217.613 | 0 | 0 | 0 | 0 | 217.7889 | 0 | 0 | 0 | 0 | 217.9648 | 0 | 0 | 0 | 0 | 218.1994 | 0 | 0 | 0 | 0 | 218.3753 | 0 | 0 | 0 | 0 | 218.4926 | 0 | 0 | 0 | 0 | 218.6685 | 0 | 0 | 0 | 0 | 218.7858 | 0 | 0 | 0 | 0 | 218.9617 | 0 | 0 | 0 | 0 | 219.1376 | 0 | 0 | 0 | 0 | 219.2549 | 0 | 0 | 0 | 0 | 219.4308 | 0 | 0 | 0 | 0 | 219.6067 | 0 | 0 | 0 | 0 | 219.6654 | 0 | 0 | 0 | 0 | 219.8413 | 0 | 0 | 0 | 0 | 220.0172 | 0 | 0 | 0 | 0 | 220.1345 | 0 | 0 | 0 | 0 | 220.3104 | 0 | 0 | 0 | 0 | 220.4277 | 0 | 0 | 0 | 0 | 220.545 | 0 | 0 | 0 | 0
2017-06-01 02:00 | 204.2478 | 0.60878 |  | 214.4734 | 0 | 0 | 0 | 0 | 220.5004 | 0 | 0 | 0 | 0 | 225.4315 | 0 | 0 | 0 | 0 | 225.6141 | 0 | 0 | 0 | 0 | 225.7359 | 0 | 0 | 0 | 0 | 225.9185 | 0 | 0 | 0 | 0 | 226.1011 | 0 | 0 | 0 | 0 | 226.2838 | 0 | 0 | 0 | 0 | 226.5273 | 0 | 0 | 0 | 0 | 226.7099 | 0 | 0 | 0 | 0 | 226.8317 | 0 | 0 | 0 | 0 | 227.0143 | 0 | 0 | 0 | 0 | 227.1361 | 0 | 0 | 0 | 0 | 227.3187 | 0 | 0 | 0 | 0 | 227.5013 | 0 | 0 | 0 | 0 | 227.6231 | 0 | 0 | 0 | 0 | 227.8057 | 0 | 0 | 0 | 0 | 227.9884 | 0 | 0 | 0 | 0 | 228.0492 | 0 | 0 | 0 | 0 | 228.2319 | 0 | 0 | 0 | 0 | 228.4145 | 0 | 0 | 0 | 0 | 228.5363 | 0 | 0 | 0 | 0 | 228.7189 | 0 | 0 | 0 | 0 | 228.8406 | 0 | 0 | 0 | 0 | 228.9624 | 0 | 0 | 0 | 0
2017-06-01 03:00 | 202.6075 | 0.60389 |  | 212.751 | 0 | 0 | 0 | 0 | 218.7295 | 0 | 0 | 0 | 0 | 223.6211 | 0 | 0 | 0 | 0 | 223.8022 | 0 | 0 | 0 | 0 | 223.923 | 0 | 0 | 0 | 0 | 224.1042 | 0 | 0 | 0 | 0 | 224.2853 | 0 | 0 | 0 | 0 | 224.4665 | 0 | 0 | 0 | 0 | 224.7081 | 0 | 0 | 0 | 0 | 224.8892 | 0 | 0 | 0 | 0 | 225.01 | 0 | 0 | 0 | 0 | 225.1912 | 0 | 0 | 0 | 0 | 225.312 | 0 | 0 | 0 | 0 | 225.4931 | 0 | 0 | 0 | 0 | 225.6743 | 0 | 0 | 0 | 0 | 225.7951 | 0 | 0 | 0 | 0 | 225.9762 | 0 | 0 | 0 | 0 | 226.1574 | 0 | 0 | 0 | 0 | 226.2178 | 0 | 0 | 0 | 0 | 226.399 | 0 | 0 | 0 | 0 | 226.5801 | 0 | 0 | 0 | 0 | 226.7009 | 0 | 0 | 0 | 0 | 226.8821 | 0 | 0 | 0 | 0 | 227.0028 | 0 | 0 | 0 | 0 | 227.1236 | 0 | 0 | 0 | 0
2017-06-01 04:00 | 209.5996 | 0.62473 |  | 220.0931 | 0 | 0 | 0 | 0 | 226.2779 | 0 | 0 | 0 | 0 | 231.3383 | 0.0039222 | 0 | 0 | 0.0078443 | 231.5257 | 0.0043287 | 0 | 0 | 0.0086573 | 231.6506 | 0.0045997 | 0 | 0 | 0.0091993 | 231.8381 | 0.0050062 | 0 | 0 | 0.010012 | 232.0255 | 0.0054127 | 0 | 0 | 0.010825 | 232.2129 | 0.0058192 | 0 | 0 | 0.011638 | 232.4628 | 0.0063612 | 0 | 0 | 0.012722 | 232.6502 | 0.0067677 | 0 | 0 | 0.013535 | 232.7752 | 0.0070388 | 0 | 0 | 0.014078 | 232.9626 | 0.0074453 | 0 | 0 | 0.014891 | 233.0875 | 0.0077163 | 0 | 0 | 0.015433 | 233.2749 | 0.0081228 | 0 | 0 | 0.016246 | 233.4624 | 0.0085293 | 0 | 0 | 0.017059 | 233.5873 | 0.0088003 | 0 | 0 | 0.017601 | 233.7747 | 0.0092068 | 0 | 0 | 0.018414 | 233.9622 | 0.0096133 | 0 | 0 | 0.019227 | 234.0246 | 0.0097488 | 0 | 0 | 0.019498 | 234.212 | 0.010155 | 0 | 0 | 0.020311 | 234.3995 | 0.010562 | 0 | 0 | 0.021124 | 234.5244 | 0.010833 | 0 | 0 | 0.021666 | 234.7118 | 0.011239 | 0 | 0 | 0.022479 | 234.8368 | 0.01151 | 0 | 0 | 0.023021 | 234.9617 | 0.011781 | 0 | 0 | 0.023563
2017-06-01 05:00 | 216.3151 | 0.64475 |  | 227.1449 | 0 | 0 | 0 | 0 | 233.5279 | 0.0086714 | 0 | 0 | 0.017343 | 238.7503 | 0.019999 | 0 | 0 | 0.039998 | 238.9437 | 0.020418 | 0 | 0 | 0.040837 | 239.0727 | 0.020698 | 0 | 0 | 0.041396 | 239.2661 | 0.021118 | 0 | 0 | 0.042235 | 239.4595 | 0.021537 | 0 | 0 | 0.043074 | 239.653 | 0.021957 | 0 | 0 | 0.043913 | 239.9109 | 0.022516 | 0 | 0 | 0.045032 | 240.1043 | 0.022936 | 0 | 0 | 0.045871 | 240.2332 | 0.023215 | 0 | 0 | 0.046431 | 240.4267 | 0.023635 | 0 | 0 | 0.04727 | 240.5556 | 0.023915 | 0 | 0 | 0.047829 | 240.749 | 0.024334 | 0 | 0 | 0.048668 | 240.9425 | 0.024754 | 0 | 0 | 0.049507 | 241.0714 | 0.025033 | 0 | 0 | 0.050067 | 241.2648 | 0.025453 | 0 | 0 | 0.050906 | 241.4583 | 0.025872 | 0 | 0 | 0.051745 | 241.5227 | 0.026012 | 0 | 0 | 0.052025 | 241.7162 | 0.026432 | 0 | 0 | 0.052864 | 241.9096 | 0.026851 | 0 | 0 | 0.053703 | 242.0385 | 0.027131 | 0 | 0 | 0.054262 | 242.232 | 0.027551 | 0 | 0 | 0.055101 | 242.3609 | 0.02783 | 0 | 0 | 0.055661 | 242.4899 | 0.02811 | 0 | 0 | 0.05622
2017-06-01 06:00 | 218.2584 | 0.65054 |  | 229.1854 | 0 | 0 | 0 | 0 | 235.6258 | 0.013222 | 0 | 0 | 0.026444 | 240.8952 | 0.024651 | 0 | 0 | 0.049302 | 241.0903 | 0.025074 | 0 | 0 | 0.050149 | 241.2204 | 0.025357 | 0 | 0 | 0.050713 | 241.4156 | 0.02578 | 0 | 0 | 0.05156 | 241.6108 | 0.026203 | 0 | 0 | 0.052406 | 241.8059 | 0.026626 | 0 | 0 | 0.053253 | 242.0661 | 0.027191 | 0 | 0 | 0.054382 | 242.2613 | 0.027614 | 0 | 0 | 0.055228 | 242.3914 | 0.027896 | 0 | 0 | 0.055793 | 242.5866 | 0.02832 | 0 | 0 | 0.056639 | 242.7167 | 0.028602 | 0 | 0 | 0.057204 | 242.9118 | 0.029025 | 0 | 0 | 0.05805 | 243.107 | 0.029449 | 0 | 0 | 0.058897 | 243.2371 | 0.029731 | 0 | 0 | 0.059461 | 243.4323 | 0.030154 | 0 | 0 | 0.060308 | 243.6274 | 0.030577 | 0 | 0 | 0.061155 | 243.6925 | 0.030718 | 0 | 0 | 0.061437 | 243.8877 | 0.031142 | 0 | 0 | 0.062283 | 244.0828 | 0.031565 | 0 | 0 | 0.06313 | 244.2129 | 0.031847 | 0 | 0 | 0.063695 | 244.4081 | 0.032271 | 0 | 0 | 0.064541 | 244.5382 | 0.032553 | 0 | 0 | 0.065106 | 244.6683 | 0.032835 | 0 | 0 | 0.06567
2017-06-01 07:00 | 214.1427 | 0.63827 |  | 224.8637 | 0 | 0 | 0 | 0 | 231.1826 | 0.0035845 | 0 | 0 | 0.007169 | 236.3526 | 0.014798 | 0 | 0 | 0.029596 | 236.5441 | 0.015214 | 0 | 0 | 0.030427 | 236.6717 | 0.01549 | 0 | 0 | 0.030981 | 236.8632 | 0.015906 | 0 | 0 | 0.031812 | 237.0547 | 0.016321 | 0 | 0 | 0.032642 | 237.2462 | 0.016736 | 0 | 0 | 0.033473 | 237.5015 | 0.01729 | 0 | 0 | 0.03458 | 237.693 | 0.017706 | 0 | 0 | 0.035411 | 237.8206 | 0.017982 | 0 | 0 | 0.035965 | 238.0121 | 0.018398 | 0 | 0 | 0.036795 | 238.1398 | 0.018675 | 0 | 0 | 0.037349 | 238.3313 | 0.01909 | 0 | 0 | 0.03818 | 238.5227 | 0.019505 | 0 | 0 | 0.03901 | 238.6504 | 0.019782 | 0 | 0 | 0.039564 | 238.8419 | 0.020197 | 0 | 0 | 0.040395 | 239.0334 | 0.020613 | 0 | 0 | 0.041226 | 239.0972 | 0.020751 | 0 | 0 | 0.041502 | 239.2887 | 0.021167 | 0 | 0 | 0.042333 | 239.4801 | 0.021582 | 0 | 0 | 0.043164 | 239.6078 | 0.021859 | 0 | 0 | 0.043718 | 239.7993 | 0.022274 | 0 | 0 | 0.044548 | 239.9269 | 0.022551 | 0 | 0 | 0.045102 | 240.0546 | 0.022828 | 0 | 0 | 0.045656
2017-06-01 08:00 | 210.6382 | 0.62783 |  | 221.1837 | 0 | 0 | 0 | 0 | 227.3992 | 0 | 0 | 0 | 0 | 232.4846 | 0.0064086 | 0 | 0 | 0.012817 | 232.673 | 0.0068171 | 0 | 0 | 0.013634 | 232.7985 | 0.0070895 | 0 | 0 | 0.014179 | 232.9869 | 0.007498 | 0 | 0 | 0.014996 | 233.1752 | 0.0079065 | 0 | 0 | 0.015813 | 233.3636 | 0.008315 | 0 | 0 | 0.01663 | 233.6147 | 0.0088597 | 0 | 0 | 0.017719 | 233.8031 | 0.0092683 | 0 | 0 | 0.018537 | 233.9286 | 0.0095406 | 0 | 0 | 0.019081 | 234.117 | 0.0099491 | 0 | 0 | 0.019898 | 234.2425 | 0.010221 | 0 | 0 | 0.020443 | 234.4309 | 0.01063 | 0 | 0 | 0.02126 | 234.6192 | 0.011039 | 0 | 0 | 0.022077 | 234.7448 | 0.011311 | 0 | 0 | 0.022622 | 234.9332 | 0.011719 | 0 | 0 | 0.023439 | 235.1215 | 0.012128 | 0 | 0 | 0.024256 | 235.1843 | 0.012264 | 0 | 0 | 0.024528 | 235.3726 | 0.012673 | 0 | 0 | 0.025345 | 235.561 | 0.013081 | 0 | 0 | 0.026162 | 235.6865 | 0.013354 | 0 | 0 | 0.026707 | 235.8749 | 0.013762 | 0 | 0 | 0.027524 | 236.0005 | 0.014034 | 0 | 0 | 0.028069 | 236.126 | 0.014307 | 0 | 0 | 0.028614
2017-06-01 09:00 | 211.333 | 0.6299 |  | 221.9134 | 0 | 0 | 0 | 0 | 228.1494 | 0 | 0 | 0 | 0 | 233.2516 | 0.0080721 | 0 | 0 | 0.016144 | 233.4405 | 0.0084819 | 0 | 0 | 0.016964 | 233.5665 | 0.0087552 | 0 | 0 | 0.01751 | 233.7555 | 0.0091651 | 0 | 0 | 0.01833 | 233.9444 | 0.0095749 | 0 | 0 | 0.01915 | 234.1334 | 0.0099848 | 0 | 0 | 0.01997 | 234.3854 | 0.010531 | 0 | 0 | 0.021063 | 234.5743 | 0.010941 | 0 | 0 | 0.021882 | 234.7003 | 0.011214 | 0 | 0 | 0.022429 | 234.8893 | 0.011624 | 0 | 0 | 0.023249 | 235.0153 | 0.011898 | 0 | 0 | 0.023795 | 235.2042 | 0.012307 | 0 | 0 | 0.024615 | 235.3932 | 0.012717 | 0 | 0 | 0.025435 | 235.5192 | 0.012991 | 0 | 0 | 0.025981 | 235.7082 | 0.0134 | 0 | 0 | 0.026801 | 235.8971 | 0.01381 | 0 | 0 | 0.027621 | 235.9601 | 0.013947 | 0 | 0 | 0.027894 | 236.1491 | 0.014357 | 0 | 0 | 0.028714 | 236.3381 | 0.014767 | 0 | 0 | 0.029533 | 236.464 | 0.01504 | 0 | 0 | 0.03008 | 236.653 | 0.01545 | 0 | 0 | 0.0309 | 236.779 | 0.015723 | 0 | 0 | 0.031446 | 236.905 | 0.015996 | 0 | 0 | 0.031993
2017-06-01 10:00 | 211.236 | 0.62961 |  | 221.8114 | 0 | 0 | 0 | 0 | 228.0446 | 0 | 0 | 0 | 0 | 233.1444 | 0.0078396 | 0 | 0 | 0.015679 | 233.3333 | 0.0082493 | 0 | 0 | 0.016499 | 233.4592 | 0.0085224 | 0 | 0 | 0.017045 | 233.6481 | 0.0089321 | 0 | 0 | 0.017864 | 233.837 | 0.0093418 | 0 | 0 | 0.018684 | 234.0258 | 0.0097515 | 0 | 0 | 0.019503 | 234.2777 | 0.010298 | 0 | 0 | 0.020595 | 234.4666 | 0.010707 | 0 | 0 | 0.021415 | 234.5925 | 0.010981 | 0 | 0 | 0.021961 | 234.7814 | 0.01139 | 0 | 0 | 0.02278 | 234.9073 | 0.011663 | 0 | 0 | 0.023327 | 235.0962 | 0.012073 | 0 | 0 | 0.024146 | 235.2851 | 0.012483 | 0 | 0 | 0.024965 | 235.411 | 0.012756 | 0 | 0 | 0.025512 | 235.5999 | 0.013166 | 0 | 0 | 0.026331 | 235.7888 | 0.013575 | 0 | 0 | 0.02715 | 235.8517 | 0.013712 | 0 | 0 | 0.027424 | 236.0406 | 0.014121 | 0 | 0 | 0.028243 | 236.2295 | 0.014531 | 0 | 0 | 0.029062 | 236.3554 | 0.014804 | 0 | 0 | 0.029609 | 236.5443 | 0.015214 | 0 | 0 | 0.030428 | 236.6702 | 0.015487 | 0 | 0 | 0.030974 | 236.7961 | 0.01576 | 0 | 0 | 0.03152
2017-06-01 11:00 | 216.5351 | 0.6454 |  | 227.3758 | 0 | 0 | 0 | 0 | 233.7653 | 0.0091864 | 0 | 0 | 0.018373 | 238.9931 | 0.020525 | 0 | 0 | 0.041051 | 239.1867 | 0.020945 | 0 | 0 | 0.041891 | 239.3158 | 0.021225 | 0 | 0 | 0.042451 | 239.5094 | 0.021645 | 0 | 0 | 0.043291 | 239.703 | 0.022065 | 0 | 0 | 0.044131 | 239.8967 | 0.022485 | 0 | 0 | 0.044971 | 240.1548 | 0.023045 | 0 | 0 | 0.04609 | 240.3484 | 0.023465 | 0 | 0 | 0.04693 | 240.4775 | 0.023745 | 0 | 0 | 0.04749 | 240.6711 | 0.024165 | 0 | 0 | 0.04833 | 240.8002 | 0.024445 | 0 | 0 | 0.04889 | 240.9938 | 0.024865 | 0 | 0 | 0.04973 | 241.1875 | 0.025285 | 0 | 0 | 0.05057 | 241.3166 | 0.025565 | 0 | 0 | 0.05113 | 241.5102 | 0.025985 | 0 | 0 | 0.05197 | 241.7038 | 0.026405 | 0 | 0 | 0.05281 | 241.7683 | 0.026545 | 0 | 0 | 0.05309 | 241.962 | 0.026965 | 0 | 0 | 0.05393 | 242.1556 | 0.027385 | 0 | 0 | 0.05477 | 242.2847 | 0.027665 | 0 | 0 | 0.05533 | 242.4783 | 0.028085 | 0 | 0 | 0.05617 | 242.6074 | 0.028365 | 0 | 0 | 0.05673 | 242.7364 | 0.028645 | 0 | 0 | 0.05729
2017-06-01 12:00 | 216.913 | 0.64653 |  | 227.7727 | 0 | 0 | 0 | 0 | 234.1733 | 0.010071 | 0 | 0 | 0.020143 | 239.4102 | 0.02143 | 0 | 0 | 0.042861 | 239.6042 | 0.021851 | 0 | 0 | 0.043702 | 239.7335 | 0.022131 | 0 | 0 | 0.044263 | 239.9275 | 0.022552 | 0 | 0 | 0.045104 | 240.1214 | 0.022973 | 0 | 0 | 0.045946 | 240.3154 | 0.023394 | 0 | 0 | 0.046787 | 240.574 | 0.023954 | 0 | 0 | 0.047909 | 240.768 | 0.024375 | 0 | 0 | 0.04875 | 240.8973 | 0.024656 | 0 | 0 | 0.049311 | 241.0912 | 0.025076 | 0 | 0 | 0.050153 | 241.2205 | 0.025357 | 0 | 0 | 0.050714 | 241.4145 | 0.025777 | 0 | 0 | 0.051555 | 241.6084 | 0.026198 | 0 | 0 | 0.052396 | 241.7378 | 0.026479 | 0 | 0 | 0.052957 | 241.9317 | 0.026899 | 0 | 0 | 0.053799 | 242.1257 | 0.02732 | 0 | 0 | 0.05464 | 242.1903 | 0.02746 | 0 | 0 | 0.05492 | 242.3843 | 0.027881 | 0 | 0 | 0.055762 | 242.5782 | 0.028302 | 0 | 0 | 0.056603 | 242.7076 | 0.028582 | 0 | 0 | 0.057164 | 242.9015 | 0.029003 | 0 | 0 | 0.058006 | 243.0308 | 0.029283 | 0 | 0 | 0.058567 | 243.1601 | 0.029564 | 0 | 0 | 0.059127
2017-06-01 13:00 | 210.9672 | 0.62881 |  | 221.5292 | 0 | 0 | 0 | 0 | 227.7544 | 0 | 0 | 0 | 0 | 232.8478 | 0.0071963 | 0 | 0 | 0.014393 | 233.0364 | 0.0076054 | 0 | 0 | 0.015211 | 233.1622 | 0.0078782 | 0 | 0 | 0.015756 | 233.3508 | 0.0082874 | 0 | 0 | 0.016575 | 233.5395 | 0.0086966 | 0 | 0 | 0.017393 | 233.7281 | 0.0091057 | 0 | 0 | 0.018211 | 233.9796 | 0.0096513 | 0 | 0 | 0.019303 | 234.1683 | 0.01006 | 0 | 0 | 0.020121 | 234.294 | 0.010333 | 0 | 0 | 0.020666 | 234.4827 | 0.010742 | 0 | 0 | 0.021485 | 234.6084 | 0.011015 | 0 | 0 | 0.02203 | 234.7971 | 0.011424 | 0 | 0 | 0.022849 | 234.9857 | 0.011833 | 0 | 0 | 0.023667 | 235.1115 | 0.012106 | 0 | 0 | 0.024213 | 235.3001 | 0.012515 | 0 | 0 | 0.025031 | 235.4888 | 0.012925 | 0 | 0 | 0.025849 | 235.5517 | 0.013061 | 0 | 0 | 0.026122 | 235.7403 | 0.01347 | 0 | 0 | 0.02694 | 235.9289 | 0.013879 | 0 | 0 | 0.027759 | 236.0547 | 0.014152 | 0 | 0 | 0.028304 | 236.2434 | 0.014561 | 0 | 0 | 0.029123 | 236.3691 | 0.014834 | 0 | 0 | 0.029668 | 236.4949 | 0.015107 | 0 | 0 | 0.030214
2017-06-01 14:00 | 212.9113 | 0.6346 |  | 223.5707 | 0 | 0 | 0 | 0 | 229.8532 | 0.00070109 | 0 | 0 | 0.0014022 | 234.9935 | 0.01185 | 0 | 0 | 0.023701 | 235.1839 | 0.012263 | 0 | 0 | 0.024527 | 235.3108 | 0.012539 | 0 | 0 | 0.025077 | 235.5012 | 0.012952 | 0 | 0 | 0.025903 | 235.6916 | 0.013364 | 0 | 0 | 0.026729 | 235.882 | 0.013777 | 0 | 0 | 0.027555 | 236.1358 | 0.014328 | 0 | 0 | 0.028656 | 236.3262 | 0.014741 | 0 | 0 | 0.029482 | 236.4531 | 0.015016 | 0 | 0 | 0.030032 | 236.6435 | 0.015429 | 0 | 0 | 0.030858 | 236.7704 | 0.015704 | 0 | 0 | 0.031409 | 236.9608 | 0.016117 | 0 | 0 | 0.032235 | 237.1512 | 0.01653 | 0 | 0 | 0.033061 | 237.2781 | 0.016806 | 0 | 0 | 0.033611 | 237.4685 | 0.017219 | 0 | 0 | 0.034437 | 237.6589 | 0.017631 | 0 | 0 | 0.035263 | 237.7223 | 0.017769 | 0 | 0 | 0.035538 | 237.9127 | 0.018182 | 0 | 0 | 0.036364 | 238.1031 | 0.018595 | 0 | 0 | 0.03719 | 238.23 | 0.01887 | 0 | 0 | 0.037741 | 238.4204 | 0.019283 | 0 | 0 | 0.038566 | 238.5473 | 0.019559 | 0 | 0 | 0.039117 | 238.6742 | 0.019834 | 0 | 0 | 0.039668
2017-06-01 15:00 | 209.363 | 0.62403 |  | 219.8447 | 0 | 0 | 0 | 0 | 226.0226 | 0 | 0 | 0 | 0 | 231.0772 | 0.0033559 | 0 | 0 | 0.0067117 | 231.2644 | 0.0037619 | 0 | 0 | 0.0075238 | 231.3892 | 0.0040326 | 0 | 0 | 0.0080652 | 231.5764 | 0.0044387 | 0 | 0 | 0.0088773 | 231.7636 | 0.0048447 | 0 | 0 | 0.0096895 | 231.9508 | 0.0052508 | 0 | 0 | 0.010502 | 232.2004 | 0.0057922 | 0 | 0 | 0.011584 | 232.3877 | 0.0061982 | 0 | 0 | 0.012396 | 232.5125 | 0.0064689 | 0 | 0 | 0.012938 | 232.6997 | 0.006875 | 0 | 0 | 0.01375 | 232.8245 | 0.0071457 | 0 | 0 | 0.014291 | 233.0117 | 0.0075518 | 0 | 0 | 0.015104 | 233.1989 | 0.0079578 | 0 | 0 | 0.015916 | 233.3237 | 0.0082285 | 0 | 0 | 0.016457 | 233.5109 | 0.0086346 | 0 | 0 | 0.017269 | 233.6981 | 0.0090406 | 0 | 0 | 0.018081 | 233.7605 | 0.009176 | 0 | 0 | 0.018352 | 233.9477 | 0.009582 | 0 | 0 | 0.019164 | 234.1349 | 0.0099881 | 0 | 0 | 0.019976 | 234.2597 | 0.010259 | 0 | 0 | 0.020518 | 234.4469 | 0.010665 | 0 | 0 | 0.02133 | 234.5717 | 0.010936 | 0 | 0 | 0.021871 | 234.6966 | 0.011206 | 0 | 0 | 0.022412
2017-06-01 16:00 | 210.4911 | 0.62739 |  | 221.0293 | 0 | 0 | 0 | 0 | 227.2405 | 0 | 0 | 0 | 0 | 232.3223 | 0.0060565 | 0 | 0 | 0.012113 | 232.5105 | 0.0064648 | 0 | 0 | 0.01293 | 232.636 | 0.0067369 | 0 | 0 | 0.013474 | 232.8242 | 0.0071452 | 0 | 0 | 0.01429 | 233.0124 | 0.0075534 | 0 | 0 | 0.015107 | 233.2007 | 0.0079617 | 0 | 0 | 0.015923 | 233.4516 | 0.008506 | 0 | 0 | 0.017012 | 233.6398 | 0.0089142 | 0 | 0 | 0.017828 | 233.7653 | 0.0091864 | 0 | 0 | 0.018373 | 233.9535 | 0.0095946 | 0 | 0 | 0.019189 | 234.079 | 0.0098668 | 0 | 0 | 0.019734 | 234.2672 | 0.010275 | 0 | 0 | 0.02055 | 234.4554 | 0.010683 | 0 | 0 | 0.021367 | 234.5809 | 0.010955 | 0 | 0 | 0.021911 | 234.7691 | 0.011364 | 0 | 0 | 0.022727 | 234.9574 | 0.011772 | 0 | 0 | 0.023544 | 235.0201 | 0.011908 | 0 | 0 | 0.023816 | 235.2083 | 0.012316 | 0 | 0 | 0.024633 | 235.3965 | 0.012724 | 0 | 0 | 0.025449 | 235.522 | 0.012997 | 0 | 0 | 0.025993 | 235.7102 | 0.013405 | 0 | 0 | 0.02681 | 235.8357 | 0.013677 | 0 | 0 | 0.027354 | 235.9612 | 0.013949 | 0 | 0 | 0.027898
2017-06-01 17:00 | 216.5372 | 0.64541 |  | 227.3781 | 0 | 0 | 0 | 0 | 233.7676 | 0.0091914 | 0 | 0 | 0.018383 | 238.9955 | 0.020531 | 0 | 0 | 0.041061 | 239.1891 | 0.020951 | 0 | 0 | 0.041901 | 239.3182 | 0.021231 | 0 | 0 | 0.042461 | 239.5118 | 0.02165 | 0 | 0 | 0.043301 | 239.7054 | 0.02207 | 0 | 0 | 0.044141 | 239.899 | 0.02249 | 0 | 0 | 0.044981 | 240.1572 | 0.02305 | 0 | 0 | 0.046101 | 240.3508 | 0.02347 | 0 | 0 | 0.046941 | 240.4799 | 0.02375 | 0 | 0 | 0.047501 | 240.6735 | 0.02417 | 0 | 0 | 0.048341 | 240.8026 | 0.02445 | 0 | 0 | 0.048901 | 240.9962 | 0.02487 | 0 | 0 | 0.04974 | 241.1898 | 0.02529 | 0 | 0 | 0.05058 | 241.3189 | 0.02557 | 0 | 0 | 0.05114 | 241.5126 | 0.02599 | 0 | 0 | 0.05198 | 241.7062 | 0.02641 | 0 | 0 | 0.05282 | 241.7707 | 0.02655 | 0 | 0 | 0.0531 | 241.9643 | 0.02697 | 0 | 0 | 0.05394 | 242.158 | 0.02739 | 0 | 0 | 0.05478 | 242.287 | 0.02767 | 0 | 0 | 0.05534 | 242.4807 | 0.02809 | 0 | 0 | 0.05618 | 242.6097 | 0.02837 | 0 | 0 | 0.05674 | 242.7388 | 0.02865 | 0 | 0 | 0.0573
2017-06-01 18:00 | 216.0991 | 0.6441 |  | 226.9181 | 0 | 0 | 0 | 0 | 233.2947 | 0.0081657 | 0 | 0 | 0.016331 | 238.512 | 0.019482 | 0 | 0 | 0.038964 | 238.7052 | 0.019901 | 0 | 0 | 0.039802 | 238.834 | 0.02018 | 0 | 0 | 0.040361 | 239.0273 | 0.0206 | 0 | 0 | 0.041199 | 239.2205 | 0.021019 | 0 | 0 | 0.042037 | 239.4137 | 0.021438 | 0 | 0 | 0.042876 | 239.6714 | 0.021997 | 0 | 0 | 0.043993 | 239.8646 | 0.022416 | 0 | 0 | 0.044831 | 239.9934 | 0.022695 | 0 | 0 | 0.04539 | 240.1866 | 0.023114 | 0 | 0 | 0.046229 | 240.3155 | 0.023394 | 0 | 0 | 0.046787 | 240.5087 | 0.023813 | 0 | 0 | 0.047626 | 240.7019 | 0.024232 | 0 | 0 | 0.048464 | 240.8308 | 0.024511 | 0 | 0 | 0.049023 | 241.024 | 0.02493 | 0 | 0 | 0.049861 | 241.2172 | 0.02535 | 0 | 0 | 0.050699 | 241.2816 | 0.025489 | 0 | 0 | 0.050979 | 241.4749 | 0.025908 | 0 | 0 | 0.051817 | 241.6681 | 0.026328 | 0 | 0 | 0.052655 | 241.7969 | 0.026607 | 0 | 0 | 0.053214 | 241.9901 | 0.027026 | 0 | 0 | 0.054052 | 242.119 | 0.027305 | 0 | 0 | 0.054611 | 242.2478 | 0.027585 | 0 | 0 | 0.05517
2017-06-01 19:00 | 210.0512 | 0.62608 |  | 220.5673 | 0 | 0 | 0 | 0 | 226.7655 | 0 | 0 | 0 | 0 | 231.8368 | 0.0050033 | 0 | 0 | 0.010007 | 232.0246 | 0.0054107 | 0 | 0 | 0.010821 | 232.1498 | 0.0056823 | 0 | 0 | 0.011365 | 232.3376 | 0.0060897 | 0 | 0 | 0.012179 | 232.5254 | 0.0064971 | 0 | 0 | 0.012994 | 232.7133 | 0.0069045 | 0 | 0 | 0.013809 | 232.9637 | 0.0074477 | 0 | 0 | 0.014895 | 233.1515 | 0.0078551 | 0 | 0 | 0.01571 | 233.2767 | 0.0081267 | 0 | 0 | 0.016253 | 233.4646 | 0.0085341 | 0 | 0 | 0.017068 | 233.5898 | 0.0088056 | 0 | 0 | 0.017611 | 233.7776 | 0.009213 | 0 | 0 | 0.018426 | 233.9654 | 0.0096204 | 0 | 0 | 0.019241 | 234.0906 | 0.009892 | 0 | 0 | 0.019784 | 234.2785 | 0.010299 | 0 | 0 | 0.020599 | 234.4663 | 0.010707 | 0 | 0 | 0.021414 | 234.5289 | 0.010843 | 0 | 0 | 0.021685 | 234.7167 | 0.01125 | 0 | 0 | 0.0225 | 234.9045 | 0.011657 | 0 | 0 | 0.023315 | 235.0298 | 0.011929 | 0 | 0 | 0.023858 | 235.2176 | 0.012336 | 0 | 0 | 0.024673 | 235.3428 | 0.012608 | 0 | 0 | 0.025216 | 235.468 | 0.01288 | 0 | 0 | 0.025759
2017-06-01 20:00 | 209.2971 | 0.62383 |  | 219.7755 | 0 | 0 | 0 | 0 | 225.9514 | 0 | 0 | 0 | 0 | 231.0044 | 0.0031981 | 0 | 0 | 0.0063961 | 231.1916 | 0.003604 | 0 | 0 | 0.007208 | 231.3164 | 0.0038746 | 0 | 0 | 0.0077492 | 231.5035 | 0.0042805 | 0 | 0 | 0.0085611 | 231.6907 | 0.0046865 | 0 | 0 | 0.0093729 | 231.8778 | 0.0050924 | 0 | 0 | 0.010185 | 232.1273 | 0.0056336 | 0 | 0 | 0.011267 | 232.3145 | 0.0060396 | 0 | 0 | 0.012079 | 232.4393 | 0.0063102 | 0 | 0 | 0.01262 | 232.6264 | 0.0067161 | 0 | 0 | 0.013432 | 232.7512 | 0.0069867 | 0 | 0 | 0.013973 | 232.9383 | 0.0073926 | 0 | 0 | 0.014785 | 233.1255 | 0.0077986 | 0 | 0 | 0.015597 | 233.2502 | 0.0080692 | 0 | 0 | 0.016138 | 233.4374 | 0.0084751 | 0 | 0 | 0.01695 | 233.6245 | 0.008881 | 0 | 0 | 0.017762 | 233.6869 | 0.0090163 | 0 | 0 | 0.018033 | 233.8741 | 0.0094223 | 0 | 0 | 0.018845 | 234.0612 | 0.0098282 | 0 | 0 | 0.019656 | 234.186 | 0.010099 | 0 | 0 | 0.020198 | 234.3731 | 0.010505 | 0 | 0 | 0.021009 | 234.4979 | 0.010775 | 0 | 0 | 0.021551 | 234.6227 | 0.011046 | 0 | 0 | 0.022092
2017-06-01 21:00 | 205.4 | 0.61221 |  | 215.6833 | 0 | 0 | 0 | 0 | 221.7442 | 0 | 0 | 0 | 0 | 226.7031 | 0 | 0 | 0 | 0 | 226.8868 | 0 | 0 | 0 | 0 | 227.0093 | 0 | 0 | 0 | 0 | 227.1929 | 0 | 0 | 0 | 0 | 227.3766 | 0 | 0 | 0 | 0 | 227.5602 | 0 | 0 | 0 | 0 | 227.8051 | 0 | 0 | 0 | 0 | 227.9888 | 0 | 0 | 0 | 0 | 228.1112 | 0 | 0 | 0 | 0 | 228.2949 | 0 | 0 | 0 | 0 | 228.4173 | 0 | 0 | 0 | 0 | 228.601 | 0 | 0 | 0 | 0 | 228.7847 | 0 | 0 | 0 | 0 | 228.9071 | 0 | 0 | 0 | 0 | 229.0908 | 0 | 0 | 0 | 0 | 229.2744 | 0 | 0 | 0 | 0 | 229.3357 | 0 | 0 | 0 | 0 | 229.5193 | 0 | 0 | 0 | 0 | 229.703 | 0.00037523 | 0 | 0 | 0.00075045 | 229.8254 | 0.00064081 | 0 | 0 | 0.0012816 | 230.0091 | 0.0010392 | 0 | 0 | 0.0020783 | 230.1315 | 0.0013048 | 0 | 0 | 0.0026095 | 230.254 | 0.0015703 | 0 | 0 | 0.0031407
2017-06-01 22:00 | 209.5017 | 0.62444 |  | 219.9904 | 0 | 0 | 0 | 0 | 226.1723 | 0 | 0 | 0 | 0 | 231.2303 | 0.003688 | 0 | 0 | 0.007376 | 231.4176 | 0.0040943 | 0 | 0 | 0.0081886 | 231.5425 | 0.0043652 | 0 | 0 | 0.0087304 | 231.7299 | 0.0047715 | 0 | 0 | 0.009543 | 231.9172 | 0.0051778 | 0 | 0 | 0.010356 | 232.1045 | 0.0055842 | 0 | 0 | 0.011168 | 232.3543 | 0.0061259 | 0 | 0 | 0.012252 | 232.5416 | 0.0065322 | 0 | 0 | 0.013064 | 232.6665 | 0.0068031 | 0 | 0 | 0.013606 | 232.8539 | 0.0072095 | 0 | 0 | 0.014419 | 232.9787 | 0.0074803 | 0 | 0 | 0.014961 | 233.1661 | 0.0078867 | 0 | 0 | 0.015773 | 233.3534 | 0.008293 | 0 | 0 | 0.016586 | 233.4783 | 0.0085639 | 0 | 0 | 0.017128 | 233.6656 | 0.0089702 | 0 | 0 | 0.01794 | 233.853 | 0.0093765 | 0 | 0 | 0.018753 | 233.9154 | 0.009512 | 0 | 0 | 0.019024 | 234.1027 | 0.0099183 | 0 | 0 | 0.019837 | 234.2901 | 0.010325 | 0 | 0 | 0.020649 | 234.415 | 0.010595 | 0 | 0 | 0.021191 | 234.6023 | 0.011002 | 0 | 0 | 0.022004 | 234.7272 | 0.011273 | 0 | 0 | 0.022545 | 234.8521 | 0.011544 | 0 | 0 | 0.023087
2017-06-01 23:00 | 209.5967 | 0.62472 |  | 220.0901 | 0 | 0 | 0 | 0 | 226.2749 | 0 | 0 | 0 | 0 | 231.3352 | 0.0039154 | 0 | 0 | 0.0078308 | 231.5226 | 0.0043219 | 0 | 0 | 0.0086438 | 231.6475 | 0.0045929 | 0 | 0 | 0.0091858 | 231.8349 | 0.0049994 | 0 | 0 | 0.0099988 | 232.0223 | 0.0054059 | 0 | 0 | 0.010812 | 232.2098 | 0.0058124 | 0 | 0 | 0.011625 | 232.4597 | 0.0063544 | 0 | 0 | 0.012709 | 232.6471 | 0.0067609 | 0 | 0 | 0.013522 | 232.772 | 0.0070319 | 0 | 0 | 0.014064 | 232.9594 | 0.0074384 | 0 | 0 | 0.014877 | 233.0844 | 0.0077094 | 0 | 0 | 0.015419 | 233.2718 | 0.008116 | 0 | 0 | 0.016232 | 233.4592 | 0.0085225 | 0 | 0 | 0.017045 | 233.5842 | 0.0087935 | 0 | 0 | 0.017587 | 233.7716 | 0.0092 | 0 | 0 | 0.0184 | 233.959 | 0.0096065 | 0 | 0 | 0.019213 | 234.0215 | 0.009742 | 0 | 0 | 0.019484 | 234.2089 | 0.010148 | 0 | 0 | 0.020297 | 234.3963 | 0.010555 | 0 | 0 | 0.02111 | 234.5212 | 0.010826 | 0 | 0 | 0.021652 | 234.7087 | 0.011233 | 0 | 0 | 0.022465 | 234.8336 | 0.011504 | 0 | 0 | 0.023007 | 234.9585 | 0.011775 | 0 | 0 | 0.023549
2017-06-02 | 213.5226 | 0.63643 |  | 224.2126 | 0 | 0 | 0 | 0 | 230.5132 | 0.0021325 | 0 | 0 | 0.0042651 | 235.6682 | 0.013314 | 0 | 0 | 0.026628 | 235.8592 | 0.013728 | 0 | 0 | 0.027456 | 235.9864 | 0.014004 | 0 | 0 | 0.028008 | 236.1774 | 0.014418 | 0 | 0 | 0.028836 | 236.3683 | 0.014832 | 0 | 0 | 0.029665 | 236.5592 | 0.015246 | 0 | 0 | 0.030493 | 236.8138 | 0.015799 | 0 | 0 | 0.031597 | 237.0047 | 0.016213 | 0 | 0 | 0.032425 | 237.132 | 0.016489 | 0 | 0 | 0.032978 | 237.3229 | 0.016903 | 0 | 0 | 0.033806 | 237.4502 | 0.017179 | 0 | 0 | 0.034358 | 237.6412 | 0.017593 | 0 | 0 | 0.035186 | 237.8321 | 0.018007 | 0 | 0 | 0.036014 | 237.9594 | 0.018283 | 0 | 0 | 0.036567 | 238.1503 | 0.018697 | 0 | 0 | 0.037395 | 238.3412 | 0.019112 | 0 | 0 | 0.038223 | 238.4049 | 0.01925 | 0 | 0 | 0.038499 | 238.5958 | 0.019664 | 0 | 0 | 0.039327 | 238.7867 | 0.020078 | 0 | 0 | 0.040156 | 238.914 | 0.020354 | 0 | 0 | 0.040708 | 239.1049 | 0.020768 | 0 | 0 | 0.041536 | 239.2322 | 0.021044 | 0 | 0 | 0.042088 | 239.3595 | 0.02132 | 0 | 0 | 0.04264
2017-06-02 01:00 | 216.0823 | 0.64405 |  | 226.9004 | 0 | 0 | 0 | 0 | 233.2766 | 0.0081263 | 0 | 0 | 0.016253 | 238.4934 | 0.019442 | 0 | 0 | 0.038883 | 238.6866 | 0.019861 | 0 | 0 | 0.039721 | 238.8154 | 0.02014 | 0 | 0 | 0.04028 | 239.0087 | 0.020559 | 0 | 0 | 0.041118 | 239.2019 | 0.020978 | 0 | 0 | 0.041957 | 239.3951 | 0.021397 | 0 | 0 | 0.042795 | 239.6527 | 0.021956 | 0 | 0 | 0.043912 | 239.8459 | 0.022375 | 0 | 0 | 0.044751 | 239.9747 | 0.022655 | 0 | 0 | 0.045309 | 240.168 | 0.023074 | 0 | 0 | 0.046147 | 240.2968 | 0.023353 | 0 | 0 | 0.046706 | 240.49 | 0.023772 | 0 | 0 | 0.047544 | 240.6832 | 0.024191 | 0 | 0 | 0.048383 | 240.812 | 0.024471 | 0 | 0 | 0.048941 | 241.0052 | 0.02489 | 0 | 0 | 0.04978 | 241.1985 | 0.025309 | 0 | 0 | 0.050618 | 241.2629 | 0.025449 | 0 | 0 | 0.050897 | 241.4561 | 0.025868 | 0 | 0 | 0.051735 | 241.6493 | 0.026287 | 0 | 0 | 0.052573 | 241.7781 | 0.026566 | 0 | 0 | 0.053132 | 241.9713 | 0.026985 | 0 | 0 | 0.05397 | 242.1001 | 0.027265 | 0 | 0 | 0.054529 | 242.2289 | 0.027544 | 0 | 0 | 0.055088
2017-06-02 02:00 | 214.6045 | 0.63965 |  | 225.3487 | 0 | 0 | 0 | 0 | 231.6812 | 0.0046659 | 0 | 0 | 0.0093318 | 236.8623 | 0.015904 | 0 | 0 | 0.031808 | 237.0542 | 0.01632 | 0 | 0 | 0.03264 | 237.1822 | 0.016598 | 0 | 0 | 0.033195 | 237.3741 | 0.017014 | 0 | 0 | 0.034028 | 237.566 | 0.01743 | 0 | 0 | 0.03486 | 237.7579 | 0.017846 | 0 | 0 | 0.035692 | 238.0137 | 0.018401 | 0 | 0 | 0.036802 | 238.2056 | 0.018817 | 0 | 0 | 0.037635 | 238.3335 | 0.019095 | 0 | 0 | 0.03819 | 238.5254 | 0.019511 | 0 | 0 | 0.039022 | 238.6534 | 0.019789 | 0 | 0 | 0.039577 | 238.8453 | 0.020205 | 0 | 0 | 0.04041 | 239.0372 | 0.020621 | 0 | 0 | 0.041242 | 239.1651 | 0.020899 | 0 | 0 | 0.041797 | 239.357 | 0.021315 | 0 | 0 | 0.042629 | 239.5489 | 0.021731 | 0 | 0 | 0.043462 | 239.6128 | 0.02187 | 0 | 0 | 0.043739 | 239.8047 | 0.022286 | 0 | 0 | 0.044572 | 239.9966 | 0.022702 | 0 | 0 | 0.045404 | 240.1246 | 0.02298 | 0 | 0 | 0.045959 | 240.3165 | 0.023396 | 0 | 0 | 0.046792 | 240.4444 | 0.023673 | 0 | 0 | 0.047347 | 240.5723 | 0.023951 | 0 | 0 | 0.047902
2017-06-02 03:00 | 213.6779 | 0.63689 |  | 224.3756 | 0 | 0 | 0 | 0 | 230.6808 | 0.0024961 | 0 | 0 | 0.0049923 | 235.8396 | 0.013686 | 0 | 0 | 0.027371 | 236.0307 | 0.0141 | 0 | 0 | 0.0282 | 236.1581 | 0.014376 | 0 | 0 | 0.028753 | 236.3491 | 0.014791 | 0 | 0 | 0.029581 | 236.5402 | 0.015205 | 0 | 0 | 0.03041 | 236.7313 | 0.01562 | 0 | 0 | 0.031239 | 236.986 | 0.016172 | 0 | 0 | 0.032344 | 237.1771 | 0.016587 | 0 | 0 | 0.033173 | 237.3045 | 0.016863 | 0 | 0 | 0.033726 | 237.4955 | 0.017277 | 0 | 0 | 0.034554 | 237.6229 | 0.017554 | 0 | 0 | 0.035107 | 237.814 | 0.017968 | 0 | 0 | 0.035936 | 238.005 | 0.018382 | 0 | 0 | 0.036765 | 238.1324 | 0.018659 | 0 | 0 | 0.037317 | 238.3235 | 0.019073 | 0 | 0 | 0.038146 | 238.5145 | 0.019487 | 0 | 0 | 0.038975 | 238.5782 | 0.019626 | 0 | 0 | 0.039251 | 238.7693 | 0.02004 | 0 | 0 | 0.04008 | 238.9604 | 0.020454 | 0 | 0 | 0.040909 | 239.0877 | 0.020731 | 0 | 0 | 0.041462 | 239.2788 | 0.021145 | 0 | 0 | 0.04229 | 239.4062 | 0.021421 | 0 | 0 | 0.042843 | 239.5336 | 0.021698 | 0 | 0 | 0.043395
2017-06-02 04:00 | 214.6679 | 0.63984 |  | 225.4152 | 0 | 0 | 0 | 0 | 231.7496 | 0.0048143 | 0 | 0 | 0.0096287 | 236.9323 | 0.016056 | 0 | 0 | 0.032111 | 237.1243 | 0.016472 | 0 | 0 | 0.032944 | 237.2522 | 0.01675 | 0 | 0 | 0.033499 | 237.4442 | 0.017166 | 0 | 0 | 0.034332 | 237.6361 | 0.017582 | 0 | 0 | 0.035164 | 237.8281 | 0.017999 | 0 | 0 | 0.035997 | 238.084 | 0.018554 | 0 | 0 | 0.037107 | 238.276 | 0.01897 | 0 | 0 | 0.03794 | 238.4039 | 0.019248 | 0 | 0 | 0.038495 | 238.5959 | 0.019664 | 0 | 0 | 0.039328 | 238.7239 | 0.019941 | 0 | 0 | 0.039883 | 238.9158 | 0.020358 | 0 | 0 | 0.040716 | 239.1078 | 0.020774 | 0 | 0 | 0.041548 | 239.2357 | 0.021052 | 0 | 0 | 0.042103 | 239.4277 | 0.021468 | 0 | 0 | 0.042936 | 239.6196 | 0.021884 | 0 | 0 | 0.043769 | 239.6836 | 0.022023 | 0 | 0 | 0.044046 | 239.8756 | 0.02244 | 0 | 0 | 0.044879 | 240.0675 | 0.022856 | 0 | 0 | 0.045712 | 240.1955 | 0.023133 | 0 | 0 | 0.046267 | 240.3874 | 0.02355 | 0 | 0 | 0.0471 | 240.5154 | 0.023827 | 0 | 0 | 0.047655 | 240.6434 | 0.024105 | 0 | 0 | 0.04821
2017-06-02 05:00 | 218.6618 | 0.65174 |  | 229.6091 | 0.00017151 | 0 | 0 | 0.00034303 | 236.0613 | 0.014166 | 0 | 0 | 0.028333 | 241.3405 | 0.025617 | 0 | 0 | 0.051234 | 241.536 | 0.026041 | 0 | 0 | 0.052082 | 241.6663 | 0.026324 | 0 | 0 | 0.052647 | 241.8618 | 0.026748 | 0 | 0 | 0.053496 | 242.0574 | 0.027172 | 0 | 0 | 0.054344 | 242.2529 | 0.027596 | 0 | 0 | 0.055192 | 242.5136 | 0.028161 | 0 | 0 | 0.056323 | 242.7091 | 0.028585 | 0 | 0 | 0.057171 | 242.8395 | 0.028868 | 0 | 0 | 0.057736 | 243.035 | 0.029292 | 0 | 0 | 0.058585 | 243.1653 | 0.029575 | 0 | 0 | 0.05915 | 243.3609 | 0.029999 | 0 | 0 | 0.059998 | 243.5564 | 0.030423 | 0 | 0 | 0.060846 | 243.6867 | 0.030706 | 0 | 0 | 0.061412 | 243.8822 | 0.03113 | 0 | 0 | 0.06226 | 244.0778 | 0.031554 | 0 | 0 | 0.063108 | 244.1429 | 0.031695 | 0 | 0 | 0.063391 | 244.3385 | 0.03212 | 0 | 0 | 0.064239 | 244.534 | 0.032544 | 0 | 0 | 0.065087 | 244.6643 | 0.032826 | 0 | 0 | 0.065653 | 244.8599 | 0.03325 | 0 | 0 | 0.066501 | 244.9902 | 0.033533 | 0 | 0 | 0.067066 | 245.1206 | 0.033816 | 0 | 0 | 0.067632
2017-06-02 06:00 | 219.5181 | 0.6543 |  | 230.5082 | 0.0021217 | 0 | 0 | 0.0042435 | 236.9857 | 0.016171 | 0 | 0 | 0.032343 | 242.2855 | 0.027667 | 0 | 0 | 0.055333 | 242.4818 | 0.028092 | 0 | 0 | 0.056185 | 242.6127 | 0.028376 | 0 | 0 | 0.056753 | 242.809 | 0.028802 | 0 | 0 | 0.057604 | 243.0053 | 0.029228 | 0 | 0 | 0.058456 | 243.2015 | 0.029654 | 0 | 0 | 0.059307 | 243.4633 | 0.030221 | 0 | 0 | 0.060442 | 243.6595 | 0.030647 | 0 | 0 | 0.061294 | 243.7904 | 0.030931 | 0 | 0 | 0.061862 | 243.9867 | 0.031357 | 0 | 0 | 0.062713 | 244.1176 | 0.03164 | 0 | 0 | 0.063281 | 244.3138 | 0.032066 | 0 | 0 | 0.064132 | 244.5101 | 0.032492 | 0 | 0 | 0.064984 | 244.641 | 0.032776 | 0 | 0 | 0.065551 | 244.8373 | 0.033201 | 0 | 0 | 0.066403 | 245.0336 | 0.033627 | 0 | 0 | 0.067254 | 245.099 | 0.033769 | 0 | 0 | 0.067538 | 245.2953 | 0.034195 | 0 | 0 | 0.06839 | 245.4916 | 0.034621 | 0 | 0 | 0.069241 | 245.6224 | 0.034904 | 0 | 0 | 0.069809 | 245.8187 | 0.03533 | 0 | 0 | 0.07066 | 245.9496 | 0.035614 | 0 | 0 | 0.071228 | 246.0804 | 0.035898 | 0 | 0 | 0.071796
2017-06-02 07:00 | 215.5026 | 0.64233 |  | 226.2917 | 0 | 0 | 0 | 0 | 232.6508 | 0.0067689 | 0 | 0 | 0.013538 | 237.8536 | 0.018054 | 0 | 0 | 0.036108 | 238.0463 | 0.018472 | 0 | 0 | 0.036944 | 238.1748 | 0.01875 | 0 | 0 | 0.037501 | 238.3675 | 0.019168 | 0 | 0 | 0.038337 | 238.5602 | 0.019586 | 0 | 0 | 0.039173 | 238.7529 | 0.020004 | 0 | 0 | 0.040009 | 239.0098 | 0.020562 | 0 | 0 | 0.041123 | 239.2025 | 0.02098 | 0 | 0 | 0.041959 | 239.3309 | 0.021258 | 0 | 0 | 0.042517 | 239.5236 | 0.021676 | 0 | 0 | 0.043352 | 239.6521 | 0.021955 | 0 | 0 | 0.04391 | 239.8448 | 0.022373 | 0 | 0 | 0.044746 | 240.0375 | 0.022791 | 0 | 0 | 0.045582 | 240.166 | 0.023069 | 0 | 0 | 0.046139 | 240.3587 | 0.023487 | 0 | 0 | 0.046975 | 240.5514 | 0.023905 | 0 | 0 | 0.047811 | 240.6156 | 0.024045 | 0 | 0 | 0.048089 | 240.8083 | 0.024463 | 0 | 0 | 0.048925 | 241.001 | 0.024881 | 0 | 0 | 0.049761 | 241.1295 | 0.025159 | 0 | 0 | 0.050318 | 241.3222 | 0.025577 | 0 | 0 | 0.051154 | 241.4506 | 0.025856 | 0 | 0 | 0.051712 | 241.5791 | 0.026134 | 0 | 0 | 0.052269
2017-06-02 08:00 | 217.1218 | 0.64715 |  | 227.9919 | 0 | 0 | 0 | 0 | 234.3987 | 0.01056 | 0 | 0 | 0.021121 | 239.6407 | 0.02193 | 0 | 0 | 0.04386 | 239.8348 | 0.022351 | 0 | 0 | 0.044702 | 239.9643 | 0.022632 | 0 | 0 | 0.045264 | 240.1584 | 0.023053 | 0 | 0 | 0.046106 | 240.3526 | 0.023474 | 0 | 0 | 0.046948 | 240.5467 | 0.023895 | 0 | 0 | 0.04779 | 240.8056 | 0.024457 | 0 | 0 | 0.048913 | 240.9997 | 0.024878 | 0 | 0 | 0.049756 | 241.1291 | 0.025159 | 0 | 0 | 0.050317 | 241.3233 | 0.02558 | 0 | 0 | 0.051159 | 241.4527 | 0.02586 | 0 | 0 | 0.051721 | 241.6469 | 0.026281 | 0 | 0 | 0.052563 | 241.841 | 0.026703 | 0 | 0 | 0.053405 | 241.9704 | 0.026983 | 0 | 0 | 0.053967 | 242.1646 | 0.027404 | 0 | 0 | 0.054809 | 242.3587 | 0.027826 | 0 | 0 | 0.055651 | 242.4234 | 0.027966 | 0 | 0 | 0.055932 | 242.6176 | 0.028387 | 0 | 0 | 0.056774 | 242.8117 | 0.028808 | 0 | 0 | 0.057616 | 242.9412 | 0.029089 | 0 | 0 | 0.058178 | 243.1353 | 0.02951 | 0 | 0 | 0.05902 | 243.2647 | 0.029791 | 0 | 0 | 0.059581 | 243.3942 | 0.030071 | 0 | 0 | 0.060143
2017-06-02 09:00 | 218.0751 | 0.64999 |  | 228.993 | 0 | 0 | 0 | 0 | 235.4279 | 0.012793 | 0 | 0 | 0.025585 | 240.6929 | 0.024212 | 0 | 0 | 0.048425 | 240.8879 | 0.024635 | 0 | 0 | 0.049271 | 241.0179 | 0.024917 | 0 | 0 | 0.049834 | 241.2129 | 0.02534 | 0 | 0 | 0.05068 | 241.4079 | 0.025763 | 0 | 0 | 0.051526 | 241.6029 | 0.026186 | 0 | 0 | 0.052372 | 241.8629 | 0.02675 | 0 | 0 | 0.0535 | 242.0579 | 0.027173 | 0 | 0 | 0.054346 | 242.1879 | 0.027455 | 0 | 0 | 0.05491 | 242.3829 | 0.027878 | 0 | 0 | 0.055756 | 242.5129 | 0.02816 | 0 | 0 | 0.05632 | 242.7079 | 0.028583 | 0 | 0 | 0.057166 | 242.9029 | 0.029006 | 0 | 0 | 0.058012 | 243.0329 | 0.029288 | 0 | 0 | 0.058575 | 243.2279 | 0.029711 | 0 | 0 | 0.059421 | 243.4229 | 0.030134 | 0 | 0 | 0.060267 | 243.4879 | 0.030275 | 0 | 0 | 0.060549 | 243.6829 | 0.030698 | 0 | 0 | 0.061395 | 243.8779 | 0.031121 | 0 | 0 | 0.062241 | 244.0079 | 0.031403 | 0 | 0 | 0.062805 | 244.2029 | 0.031825 | 0 | 0 | 0.063651 | 244.3329 | 0.032107 | 0 | 0 | 0.064215 | 244.4629 | 0.032389 | 0 | 0 | 0.064779
2017-06-02 10:00 | 210.5643 | 0.62761 |  | 221.1062 | 0 | 0 | 0 | 0 | 227.3195 | 0 | 0 | 0 | 0 | 232.4031 | 0.0062318 | 0 | 0 | 0.012464 | 232.5914 | 0.0066402 | 0 | 0 | 0.01328 | 232.7169 | 0.0069124 | 0 | 0 | 0.013825 | 232.9052 | 0.0073208 | 0 | 0 | 0.014642 | 233.0935 | 0.0077292 | 0 | 0 | 0.015458 | 233.2818 | 0.0081376 | 0 | 0 | 0.016275 | 233.5328 | 0.0086821 | 0 | 0 | 0.017364 | 233.7211 | 0.0090905 | 0 | 0 | 0.018181 | 233.8466 | 0.0093627 | 0 | 0 | 0.018725 | 234.0349 | 0.0097711 | 0 | 0 | 0.019542 | 234.1604 | 0.010043 | 0 | 0 | 0.020087 | 234.3487 | 0.010452 | 0 | 0 | 0.020903 | 234.537 | 0.01086 | 0 | 0 | 0.02172 | 234.6625 | 0.011132 | 0 | 0 | 0.022265 | 234.8508 | 0.011541 | 0 | 0 | 0.023082 | 235.0391 | 0.011949 | 0 | 0 | 0.023898 | 235.1018 | 0.012085 | 0 | 0 | 0.024171 | 235.2901 | 0.012494 | 0 | 0 | 0.024987 | 235.4784 | 0.012902 | 0 | 0 | 0.025804 | 235.6039 | 0.013174 | 0 | 0 | 0.026349 | 235.7922 | 0.013583 | 0 | 0 | 0.027165 | 235.9177 | 0.013855 | 0 | 0 | 0.02771 | 236.0432 | 0.014127 | 0 | 0 | 0.028254
2017-06-02 11:00 | 207.6699 | 0.61898 |  | 218.0669 | 0 | 0 | 0 | 0 | 224.1948 | 0 | 0 | 0 | 0 | 229.2085 | 0 | 0 | 0 | 0 | 229.3942 | 0 | 0 | 0 | 0 | 229.518 | 0 | 0 | 0 | 0 | 229.7037 | 0.00037673 | 0 | 0 | 0.00075347 | 229.8894 | 0.0007795 | 0 | 0 | 0.001559 | 230.0751 | 0.0011823 | 0 | 0 | 0.0023646 | 230.3227 | 0.0017193 | 0 | 0 | 0.0034386 | 230.5084 | 0.0021221 | 0 | 0 | 0.0042441 | 230.6322 | 0.0023906 | 0 | 0 | 0.0047812 | 230.8179 | 0.0027934 | 0 | 0 | 0.0055867 | 230.9417 | 0.0030619 | 0 | 0 | 0.0061237 | 231.1273 | 0.0034646 | 0 | 0 | 0.0069293 | 231.313 | 0.0038674 | 0 | 0 | 0.0077348 | 231.4368 | 0.0041359 | 0 | 0 | 0.0082719 | 231.6225 | 0.0045387 | 0 | 0 | 0.0090774 | 231.8082 | 0.0049415 | 0 | 0 | 0.0098829 | 231.8701 | 0.0050757 | 0 | 0 | 0.010151 | 232.0558 | 0.0054785 | 0 | 0 | 0.010957 | 232.2415 | 0.0058813 | 0 | 0 | 0.011763 | 232.3653 | 0.0061498 | 0 | 0 | 0.0123 | 232.551 | 0.0065526 | 0 | 0 | 0.013105 | 232.6748 | 0.0068211 | 0 | 0 | 0.013642 | 232.7986 | 0.0070896 | 0 | 0 | 0.014179
2017-06-02 12:00 | 205.9846 | 0.61396 |  | 216.2972 | 0 | 0 | 0 | 0 | 222.3754 | 0 | 0 | 0 | 0 | 227.3484 | 0 | 0 | 0 | 0 | 227.5326 | 0 | 0 | 0 | 0 | 227.6554 | 0 | 0 | 0 | 0 | 227.8396 | 0 | 0 | 0 | 0 | 228.0238 | 0 | 0 | 0 | 0 | 228.208 | 0 | 0 | 0 | 0 | 228.4536 | 0 | 0 | 0 | 0 | 228.6377 | 0 | 0 | 0 | 0 | 228.7605 | 0 | 0 | 0 | 0 | 228.9447 | 0 | 0 | 0 | 0 | 229.0675 | 0 | 0 | 0 | 0 | 229.2517 | 0 | 0 | 0 | 0 | 229.4359 | 0 | 0 | 0 | 0 | 229.5587 | 6.2195e-05 | 0 | 0 | 0.00012439 | 229.7429 | 0.0004617 | 0 | 0 | 0.00092339 | 229.927 | 0.0008612 | 0 | 0 | 0.0017224 | 229.9884 | 0.00099437 | 0 | 0 | 0.0019887 | 230.1726 | 0.0013939 | 0 | 0 | 0.0027877 | 230.3568 | 0.0017934 | 0 | 0 | 0.0035867 | 230.4796 | 0.0020597 | 0 | 0 | 0.0041194 | 230.6638 | 0.0024592 | 0 | 0 | 0.0049184 | 230.7866 | 0.0027255 | 0 | 0 | 0.0054511 | 230.9094 | 0.0029919 | 0 | 0 | 0.0059838
2017-06-02 13:00 | 204.1107 | 0.60837 |  | 214.3294 | 0 | 0 | 0 | 0 | 220.3523 | 0 | 0 | 0 | 0 | 225.2801 | 0 | 0 | 0 | 0 | 225.4626 | 0 | 0 | 0 | 0 | 225.5843 | 0 | 0 | 0 | 0 | 225.7668 | 0 | 0 | 0 | 0 | 225.9493 | 0 | 0 | 0 | 0 | 226.1319 | 0 | 0 | 0 | 0 | 226.3752 | 0 | 0 | 0 | 0 | 226.5577 | 0 | 0 | 0 | 0 | 226.6794 | 0 | 0 | 0 | 0 | 226.8619 | 0 | 0 | 0 | 0 | 226.9836 | 0 | 0 | 0 | 0 | 227.1661 | 0 | 0 | 0 | 0 | 227.3486 | 0 | 0 | 0 | 0 | 227.4703 | 0 | 0 | 0 | 0 | 227.6528 | 0 | 0 | 0 | 0 | 227.8353 | 0 | 0 | 0 | 0 | 227.8961 | 0 | 0 | 0 | 0 | 228.0786 | 0 | 0 | 0 | 0 | 228.2612 | 0 | 0 | 0 | 0 | 228.3828 | 0 | 0 | 0 | 0 | 228.5653 | 0 | 0 | 0 | 0 | 228.687 | 0 | 0 | 0 | 0 | 228.8087 | 0 | 0 | 0 | 0
2017-06-02 14:00 | 198.1754 | 0.59068 |  | 208.097 | 0 | 0 | 0 | 0 | 213.9448 | 0 | 0 | 0 | 0 | 218.7293 | 0 | 0 | 0 | 0 | 218.9065 | 0 | 0 | 0 | 0 | 219.0246 | 0 | 0 | 0 | 0 | 219.2018 | 0 | 0 | 0 | 0 | 219.379 | 0 | 0 | 0 | 0 | 219.5562 | 0 | 0 | 0 | 0 | 219.7925 | 0 | 0 | 0 | 0 | 219.9697 | 0 | 0 | 0 | 0 | 220.0879 | 0 | 0 | 0 | 0 | 220.2651 | 0 | 0 | 0 | 0 | 220.3832 | 0 | 0 | 0 | 0 | 220.5604 | 0 | 0 | 0 | 0 | 220.7376 | 0 | 0 | 0 | 0 | 220.8557 | 0 | 0 | 0 | 0 | 221.0329 | 0 | 0 | 0 | 0 | 221.2101 | 0 | 0 | 0 | 0 | 221.2692 | 0 | 0 | 0 | 0 | 221.4464 | 0 | 0 | 0 | 0 | 221.6236 | 0 | 0 | 0 | 0 | 221.7418 | 0 | 0 | 0 | 0 | 221.919 | 0 | 0 | 0 | 0 | 222.0371 | 0 | 0 | 0 | 0 | 222.1552 | 0 | 0 | 0 | 0
2017-06-02 15:00 | 186.8881 | 0.55704 |  | 196.2446 | 0 | 0 | 0 | 0 | 201.7593 | 0 | 0 | 0 | 0 | 206.2713 | 0 | 0 | 0 | 0 | 206.4384 | 0 | 0 | 0 | 0 | 206.5498 | 0 | 0 | 0 | 0 | 206.717 | 0 | 0 | 0 | 0 | 206.8841 | 0 | 0 | 0 | 0 | 207.0512 | 0 | 0 | 0 | 0 | 207.274 | 0 | 0 | 0 | 0 | 207.4411 | 0 | 0 | 0 | 0 | 207.5525 | 0 | 0 | 0 | 0 | 207.7196 | 0 | 0 | 0 | 0 | 207.831 | 0 | 0 | 0 | 0 | 207.9981 | 0 | 0 | 0 | 0 | 208.1653 | 0 | 0 | 0 | 0 | 208.2767 | 0 | 0 | 0 | 0 | 208.4438 | 0 | 0 | 0 | 0 | 208.6109 | 0 | 0 | 0 | 0 | 208.6666 | 0 | 0 | 0 | 0 | 208.8337 | 0 | 0 | 0 | 0 | 209.0008 | 0 | 0 | 0 | 0 | 209.1122 | 0 | 0 | 0 | 0 | 209.2793 | 0 | 0 | 0 | 0 | 209.3907 | 0 | 0 | 0 | 0 | 209.5021 | 0 | 0 | 0 | 0
2017-06-02 16:00 | 190.79 | 0.56867 |  | 200.3418 | 0 | 0 | 0 | 0 | 205.9716 | 0 | 0 | 0 | 0 | 210.5778 | 0 | 0 | 0 | 0 | 210.7484 | 0 | 0 | 0 | 0 | 210.8622 | 0 | 0 | 0 | 0 | 211.0328 | 0 | 0 | 0 | 0 | 211.2034 | 0 | 0 | 0 | 0 | 211.374 | 0 | 0 | 0 | 0 | 211.6014 | 0 | 0 | 0 | 0 | 211.772 | 0 | 0 | 0 | 0 | 211.8858 | 0 | 0 | 0 | 0 | 212.0564 | 0 | 0 | 0 | 0 | 212.1701 | 0 | 0 | 0 | 0 | 212.3407 | 0 | 0 | 0 | 0 | 212.5113 | 0 | 0 | 0 | 0 | 212.625 | 0 | 0 | 0 | 0 | 212.7956 | 0 | 0 | 0 | 0 | 212.9662 | 0 | 0 | 0 | 0 | 213.0231 | 0 | 0 | 0 | 0 | 213.1937 | 0 | 0 | 0 | 0 | 213.3643 | 0 | 0 | 0 | 0 | 213.478 | 0 | 0 | 0 | 0 | 213.6486 | 0 | 0 | 0 | 0 | 213.7624 | 0 | 0 | 0 | 0 | 213.8761 | 0 | 0 | 0 | 0
2017-06-02 17:00 | 187.8872 | 0.56002 |  | 197.2937 | 0 | 0 | 0 | 0 | 202.8379 | 0 | 0 | 0 | 0 | 207.374 | 0 | 0 | 0 | 0 | 207.542 | 0 | 0 | 0 | 0 | 207.654 | 0 | 0 | 0 | 0 | 207.822 | 0 | 0 | 0 | 0 | 207.99 | 0 | 0 | 0 | 0 | 208.158 | 0 | 0 | 0 | 0 | 208.382 | 0 | 0 | 0 | 0 | 208.55 | 0 | 0 | 0 | 0 | 208.6621 | 0 | 0 | 0 | 0 | 208.8301 | 0 | 0 | 0 | 0 | 208.9421 | 0 | 0 | 0 | 0 | 209.1101 | 0 | 0 | 0 | 0 | 209.2781 | 0 | 0 | 0 | 0 | 209.3901 | 0 | 0 | 0 | 0 | 209.5581 | 0 | 0 | 0 | 0 | 209.7261 | 0 | 0 | 0 | 0 | 209.7821 | 0 | 0 | 0 | 0 | 209.9501 | 0 | 0 | 0 | 0 | 210.1181 | 0 | 0 | 0 | 0 | 210.2301 | 0 | 0 | 0 | 0 | 210.3981 | 0 | 0 | 0 | 0 | 210.5101 | 0 | 0 | 0 | 0 | 210.6221 | 0 | 0 | 0 | 0
2017-06-02 18:00 | 194.2648 | 0.57903 |  | 203.9906 | 0 | 0 | 0 | 0 | 209.7229 | 0 | 0 | 0 | 0 | 214.413 | 0 | 0 | 0 | 0 | 214.5867 | 0 | 0 | 0 | 0 | 214.7025 | 0 | 0 | 0 | 0 | 214.8762 | 0 | 0 | 0 | 0 | 215.05 | 0 | 0 | 0 | 0 | 215.2237 | 0 | 0 | 0 | 0 | 215.4553 | 0 | 0 | 0 | 0 | 215.629 | 0 | 0 | 0 | 0 | 215.7448 | 0 | 0 | 0 | 0 | 215.9185 | 0 | 0 | 0 | 0 | 216.0343 | 0 | 0 | 0 | 0 | 216.208 | 0 | 0 | 0 | 0 | 216.3817 | 0 | 0 | 0 | 0 | 216.4975 | 0 | 0 | 0 | 0 | 216.6712 | 0 | 0 | 0 | 0 | 216.8449 | 0 | 0 | 0 | 0 | 216.9028 | 0 | 0 | 0 | 0 | 217.0765 | 0 | 0 | 0 | 0 | 217.2502 | 0 | 0 | 0 | 0 | 217.3661 | 0 | 0 | 0 | 0 | 217.5398 | 0 | 0 | 0 | 0 | 217.6556 | 0 | 0 | 0 | 0 | 217.7714 | 0 | 0 | 0 | 0
2017-06-02 19:00 | 191.6968 | 0.57137 |  | 201.294 | 0 | 0 | 0 | 0 | 206.9506 | 0 | 0 | 0 | 0 | 211.5787 | 0 | 0 | 0 | 0 | 211.7501 | 0 | 0 | 0 | 0 | 211.8644 | 0 | 0 | 0 | 0 | 212.0358 | 0 | 0 | 0 | 0 | 212.2072 | 0 | 0 | 0 | 0 | 212.3786 | 0 | 0 | 0 | 0 | 212.6072 | 0 | 0 | 0 | 0 | 212.7786 | 0 | 0 | 0 | 0 | 212.8929 | 0 | 0 | 0 | 0 | 213.0643 | 0 | 0 | 0 | 0 | 213.1786 | 0 | 0 | 0 | 0 | 213.35 | 0 | 0 | 0 | 0 | 213.5214 | 0 | 0 | 0 | 0 | 213.6356 | 0 | 0 | 0 | 0 | 213.8071 | 0 | 0 | 0 | 0 | 213.9785 | 0 | 0 | 0 | 0 | 214.0356 | 0 | 0 | 0 | 0 | 214.207 | 0 | 0 | 0 | 0 | 214.3784 | 0 | 0 | 0 | 0 | 214.4927 | 0 | 0 | 0 | 0 | 214.6641 | 0 | 0 | 0 | 0 | 214.7784 | 0 | 0 | 0 | 0 | 214.8927 | 0 | 0 | 0 | 0
2017-06-02 20:00 | 191.548 | 0.57093 |  | 201.1378 | 0 | 0 | 0 | 0 | 206.7899 | 0 | 0 | 0 | 0 | 211.4145 | 0 | 0 | 0 | 0 | 211.5857 | 0 | 0 | 0 | 0 | 211.6999 | 0 | 0 | 0 | 0 | 211.8712 | 0 | 0 | 0 | 0 | 212.0425 | 0 | 0 | 0 | 0 | 212.2138 | 0 | 0 | 0 | 0 | 212.4421 | 0 | 0 | 0 | 0 | 212.6134 | 0 | 0 | 0 | 0 | 212.7276 | 0 | 0 | 0 | 0 | 212.8989 | 0 | 0 | 0 | 0 | 213.0131 | 0 | 0 | 0 | 0 | 213.1843 | 0 | 0 | 0 | 0 | 213.3556 | 0 | 0 | 0 | 0 | 213.4698 | 0 | 0 | 0 | 0 | 213.6411 | 0 | 0 | 0 | 0 | 213.8123 | 0 | 0 | 0 | 0 | 213.8694 | 0 | 0 | 0 | 0 | 214.0407 | 0 | 0 | 0 | 0 | 214.212 | 0 | 0 | 0 | 0 | 214.3262 | 0 | 0 | 0 | 0 | 214.4975 | 0 | 0 | 0 | 0 | 214.6116 | 0 | 0 | 0 | 0 | 214.7258 | 0 | 0 | 0 | 0
2017-06-02 21:00 | 199.0255 | 0.59322 |  | 208.9897 | 0 | 0 | 0 | 0 | 214.8625 | 0 | 0 | 0 | 0 | 219.6676 | 0 | 0 | 0 | 0 | 219.8455 | 0 | 0 | 0 | 0 | 219.9642 | 0 | 0 | 0 | 0 | 220.1421 | 0 | 0 | 0 | 0 | 220.3201 | 0 | 0 | 0 | 0 | 220.4981 | 0 | 0 | 0 | 0 | 220.7354 | 0 | 0 | 0 | 0 | 220.9133 | 0 | 0 | 0 | 0 | 221.032 | 0 | 0 | 0 | 0 | 221.2099 | 0 | 0 | 0 | 0 | 221.3286 | 0 | 0 | 0 | 0 | 221.5065 | 0 | 0 | 0 | 0 | 221.6845 | 0 | 0 | 0 | 0 | 221.8031 | 0 | 0 | 0 | 0 | 221.9811 | 0 | 0 | 0 | 0 | 222.1591 | 0 | 0 | 0 | 0 | 222.2184 | 0 | 0 | 0 | 0 | 222.3964 | 0 | 0 | 0 | 0 | 222.5743 | 0 | 0 | 0 | 0 | 222.693 | 0 | 0 | 0 | 0 | 222.8709 | 0 | 0 | 0 | 0 | 222.9896 | 0 | 0 | 0 | 0 | 223.1082 | 0 | 0 | 0 | 0
2017-06-02 22:00 | 204.8518 | 0.61058 |  | 215.1077 | 0 | 0 | 0 | 0 | 221.1524 | 0 | 0 | 0 | 0 | 226.0981 | 0 | 0 | 0 | 0 | 226.2813 | 0 | 0 | 0 | 0 | 226.4034 | 0 | 0 | 0 | 0 | 226.5866 | 0 | 0 | 0 | 0 | 226.7698 | 0 | 0 | 0 | 0 | 226.9529 | 0 | 0 | 0 | 0 | 227.1972 | 0 | 0 | 0 | 0 | 227.3803 | 0 | 0 | 0 | 0 | 227.5025 | 0 | 0 | 0 | 0 | 227.6856 | 0 | 0 | 0 | 0 | 227.8077 | 0 | 0 | 0 | 0 | 227.9909 | 0 | 0 | 0 | 0 | 228.1741 | 0 | 0 | 0 | 0 | 228.2962 | 0 | 0 | 0 | 0 | 228.4794 | 0 | 0 | 0 | 0 | 228.6626 | 0 | 0 | 0 | 0 | 228.7236 | 0 | 0 | 0 | 0 | 228.9068 | 0 | 0 | 0 | 0 | 229.09 | 0 | 0 | 0 | 0 | 229.2121 | 0 | 0 | 0 | 0 | 229.3953 | 0 | 0 | 0 | 0 | 229.5174 | 0 | 0 | 0 | 0 | 229.6395 | 0.00023748 | 0 | 0 | 0.00047495
2017-06-02 23:00 | 201.5271 | 0.60067 |  | 211.6165 | 0 | 0 | 0 | 0 | 217.5632 | 0 | 0 | 0 | 0 | 222.4286 | 0 | 0 | 0 | 0 | 222.6088 | 0 | 0 | 0 | 0 | 222.729 | 0 | 0 | 0 | 0 | 222.9092 | 0 | 0 | 0 | 0 | 223.0894 | 0 | 0 | 0 | 0 | 223.2696 | 0 | 0 | 0 | 0 | 223.5098 | 0 | 0 | 0 | 0 | 223.69 | 0 | 0 | 0 | 0 | 223.8102 | 0 | 0 | 0 | 0 | 223.9904 | 0 | 0 | 0 | 0 | 224.1105 | 0 | 0 | 0 | 0 | 224.2907 | 0 | 0 | 0 | 0 | 224.4709 | 0 | 0 | 0 | 0 | 224.591 | 0 | 0 | 0 | 0 | 224.7712 | 0 | 0 | 0 | 0 | 224.9514 | 0 | 0 | 0 | 0 | 225.0115 | 0 | 0 | 0 | 0 | 225.1917 | 0 | 0 | 0 | 0 | 225.3719 | 0 | 0 | 0 | 0 | 225.492 | 0 | 0 | 0 | 0 | 225.6722 | 0 | 0 | 0 | 0 | 225.7924 | 0 | 0 | 0 | 0 | 225.9125 | 0 | 0 | 0 | 0
2017-06-03 | 203.4188 | 0.60631 |  | 213.603 | 0 | 0 | 0 | 0 | 219.6054 | 0 | 0 | 0 | 0 | 224.5165 | 0 | 0 | 0 | 0 | 224.6984 | 0 | 0 | 0 | 0 | 224.8197 | 0 | 0 | 0 | 0 | 225.0016 | 0 | 0 | 0 | 0 | 225.1835 | 0 | 0 | 0 | 0 | 225.3654 | 0 | 0 | 0 | 0 | 225.6079 | 0 | 0 | 0 | 0 | 225.7898 | 0 | 0 | 0 | 0 | 225.911 | 0 | 0 | 0 | 0 | 226.0929 | 0 | 0 | 0 | 0 | 226.2142 | 0 | 0 | 0 | 0 | 226.3961 | 0 | 0 | 0 | 0 | 226.578 | 0 | 0 | 0 | 0 | 226.6992 | 0 | 0 | 0 | 0 | 226.8811 | 0 | 0 | 0 | 0 | 227.063 | 0 | 0 | 0 | 0 | 227.1237 | 0 | 0 | 0 | 0 | 227.3056 | 0 | 0 | 0 | 0 | 227.4874 | 0 | 0 | 0 | 0 | 227.6087 | 0 | 0 | 0 | 0 | 227.7906 | 0 | 0 | 0 | 0 | 227.9119 | 0 | 0 | 0 | 0 | 228.0331 | 0 | 0 | 0 | 0
2017-06-03 01:00 | 208.9887 | 0.62291 |  | 219.4516 | 0 | 0 | 0 | 0 | 225.6185 | 0 | 0 | 0 | 0 | 230.664 | 0.0024597 | 0 | 0 | 0.0049194 | 230.8509 | 0.002865 | 0 | 0 | 0.0057301 | 230.9755 | 0.0031353 | 0 | 0 | 0.0062705 | 231.1624 | 0.0035406 | 0 | 0 | 0.0070812 | 231.3492 | 0.0039459 | 0 | 0 | 0.0078918 | 231.5361 | 0.0043513 | 0 | 0 | 0.0087025 | 231.7853 | 0.0048917 | 0 | 0 | 0.0097834 | 231.9721 | 0.005297 | 0 | 0 | 0.010594 | 232.0967 | 0.0055672 | 0 | 0 | 0.011134 | 232.2836 | 0.0059726 | 0 | 0 | 0.011945 | 232.4082 | 0.0062428 | 0 | 0 | 0.012486 | 232.5951 | 0.0066481 | 0 | 0 | 0.013296 | 232.7819 | 0.0070534 | 0 | 0 | 0.014107 | 232.9065 | 0.0073237 | 0 | 0 | 0.014647 | 233.0934 | 0.007729 | 0 | 0 | 0.015458 | 233.2803 | 0.0081343 | 0 | 0 | 0.016269 | 233.3426 | 0.0082694 | 0 | 0 | 0.016539 | 233.5294 | 0.0086748 | 0 | 0 | 0.01735 | 233.7163 | 0.0090801 | 0 | 0 | 0.01816 | 233.8409 | 0.0093503 | 0 | 0 | 0.018701 | 234.0278 | 0.0097556 | 0 | 0 | 0.019511 | 234.1523 | 0.010026 | 0 | 0 | 0.020052 | 234.2769 | 0.010296 | 0 | 0 | 0.020592
2017-06-03 02:00 | 207.373 | 0.6181 |  | 217.7551 | 0 | 0 | 0 | 0 | 223.8743 | 0 | 0 | 0 | 0 | 228.8808 | 0 | 0 | 0 | 0 | 229.0663 | 0 | 0 | 0 | 0 | 229.1899 | 0 | 0 | 0 | 0 | 229.3753 | 0 | 0 | 0 | 0 | 229.5607 | 6.6696e-05 | 0 | 0 | 0.00013339 | 229.7462 | 0.00046889 | 0 | 0 | 0.00093778 | 229.9934 | 0.0010052 | 0 | 0 | 0.0020103 | 230.1788 | 0.0014073 | 0 | 0 | 0.0028147 | 230.3025 | 0.0016755 | 0 | 0 | 0.003351 | 230.4879 | 0.0020777 | 0 | 0 | 0.0041553 | 230.6115 | 0.0023458 | 0 | 0 | 0.0046916 | 230.7969 | 0.002748 | 0 | 0 | 0.005496 | 230.9824 | 0.0031502 | 0 | 0 | 0.0063004 | 231.106 | 0.0034183 | 0 | 0 | 0.0068366 | 231.2914 | 0.0038205 | 0 | 0 | 0.007641 | 231.4768 | 0.0042227 | 0 | 0 | 0.0084454 | 231.5387 | 0.0043568 | 0 | 0 | 0.0087135 | 231.7241 | 0.004759 | 0 | 0 | 0.0095179 | 231.9095 | 0.0051612 | 0 | 0 | 0.010322 | 232.0331 | 0.0054293 | 0 | 0 | 0.010859 | 232.2186 | 0.0058315 | 0 | 0 | 0.011663 | 232.3422 | 0.0060996 | 0 | 0 | 0.012199 | 232.4658 | 0.0063677 | 0 | 0 | 0.012735
2017-06-03 03:00 | 209.2063 | 0.62356 |  | 219.6801 | 0 | 0 | 0 | 0 | 225.8534 | 0 | 0 | 0 | 0 | 230.9042 | 0.0029806 | 0 | 0 | 0.0059612 | 231.0913 | 0.0033864 | 0 | 0 | 0.0067727 | 231.216 | 0.0036569 | 0 | 0 | 0.0073137 | 231.403 | 0.0040626 | 0 | 0 | 0.0081252 | 231.5901 | 0.0044684 | 0 | 0 | 0.0089367 | 231.7772 | 0.0048741 | 0 | 0 | 0.0097482 | 232.0266 | 0.0054151 | 0 | 0 | 0.01083 | 232.2137 | 0.0058209 | 0 | 0 | 0.011642 | 232.3384 | 0.0060914 | 0 | 0 | 0.012183 | 232.5254 | 0.0064971 | 0 | 0 | 0.012994 | 232.6502 | 0.0067676 | 0 | 0 | 0.013535 | 232.8372 | 0.0071734 | 0 | 0 | 0.014347 | 233.0243 | 0.0075791 | 0 | 0 | 0.015158 | 233.149 | 0.0078496 | 0 | 0 | 0.015699 | 233.3361 | 0.0082554 | 0 | 0 | 0.016511 | 233.5231 | 0.0086611 | 0 | 0 | 0.017322 | 233.5855 | 0.0087964 | 0 | 0 | 0.017593 | 233.7726 | 0.0092021 | 0 | 0 | 0.018404 | 233.9596 | 0.0096079 | 0 | 0 | 0.019216 | 234.0843 | 0.0098784 | 0 | 0 | 0.019757 | 234.2714 | 0.010284 | 0 | 0 | 0.020568 | 234.3961 | 0.010555 | 0 | 0 | 0.021109 | 234.5208 | 0.010825 | 0 | 0 | 0.02165
2017-06-03 04:00 | 207.5344 | 0.61858 |  | 217.9245 | 0 | 0 | 0 | 0 | 224.0485 | 0 | 0 | 0 | 0 | 229.0589 | 0 | 0 | 0 | 0 | 229.2445 | 0 | 0 | 0 | 0 | 229.3682 | 0 | 0 | 0 | 0 | 229.5538 | 5.1602e-05 | 0 | 0 | 0.0001032 | 229.7394 | 0.00045411 | 0 | 0 | 0.00090822 | 229.9249 | 0.00085662 | 0 | 0 | 0.0017132 | 230.1724 | 0.0013933 | 0 | 0 | 0.0027866 | 230.3579 | 0.0017958 | 0 | 0 | 0.0035916 | 230.4817 | 0.0020641 | 0 | 0 | 0.0041283 | 230.6672 | 0.0024666 | 0 | 0 | 0.0049333 | 230.7909 | 0.002735 | 0 | 0 | 0.00547 | 230.9765 | 0.0031375 | 0 | 0 | 0.006275 | 231.1621 | 0.00354 | 0 | 0 | 0.00708 | 231.2858 | 0.0038083 | 0 | 0 | 0.0076167 | 231.4714 | 0.0042108 | 0 | 0 | 0.0084217 | 231.657 | 0.0046134 | 0 | 0 | 0.0092267 | 231.7188 | 0.0047475 | 0 | 0 | 0.0094951 | 231.9044 | 0.00515 | 0 | 0 | 0.0103 | 232.09 | 0.0055525 | 0 | 0 | 0.011105 | 232.2137 | 0.0058209 | 0 | 0 | 0.011642 | 232.3992 | 0.0062234 | 0 | 0 | 0.012447 | 232.523 | 0.0064917 | 0 | 0 | 0.012983 | 232.6467 | 0.0067601 | 0 | 0 | 0.01352
2017-06-03 05:00 | 209.8931 | 0.62561 |  | 220.4014 | 0 | 0 | 0 | 0 | 226.5949 | 0 | 0 | 0 | 0 | 231.6623 | 0.0046249 | 0 | 0 | 0.0092498 | 231.85 | 0.005032 | 0 | 0 | 0.010064 | 231.9751 | 0.0053034 | 0 | 0 | 0.010607 | 232.1628 | 0.0057105 | 0 | 0 | 0.011421 | 232.3505 | 0.0061176 | 0 | 0 | 0.012235 | 232.5381 | 0.0065246 | 0 | 0 | 0.013049 | 232.7884 | 0.0070674 | 0 | 0 | 0.014135 | 232.9761 | 0.0074745 | 0 | 0 | 0.014949 | 233.1012 | 0.0077459 | 0 | 0 | 0.015492 | 233.2889 | 0.008153 | 0 | 0 | 0.016306 | 233.414 | 0.0084244 | 0 | 0 | 0.016849 | 233.6017 | 0.0088314 | 0 | 0 | 0.017663 | 233.7893 | 0.0092385 | 0 | 0 | 0.018477 | 233.9145 | 0.0095099 | 0 | 0 | 0.01902 | 234.1022 | 0.009917 | 0 | 0 | 0.019834 | 234.2898 | 0.010324 | 0 | 0 | 0.020648 | 234.3524 | 0.01046 | 0 | 0 | 0.02092 | 234.5401 | 0.010867 | 0 | 0 | 0.021734 | 234.7278 | 0.011274 | 0 | 0 | 0.022548 | 234.8529 | 0.011545 | 0 | 0 | 0.023091 | 235.0406 | 0.011952 | 0 | 0 | 0.023905 | 235.1657 | 0.012224 | 0 | 0 | 0.024448 | 235.2908 | 0.012495 | 0 | 0 | 0.02499
2017-06-03 06:00 | 208.06 | 0.62014 |  | 218.4765 | 0 | 0 | 0 | 0 | 224.6159 | 0 | 0 | 0 | 0 | 229.6391 | 0.00023662 | 0 | 0 | 0.00047325 | 229.8251 | 0.00064015 | 0 | 0 | 0.0012803 | 229.9492 | 0.00090917 | 0 | 0 | 0.0018183 | 230.1352 | 0.0013127 | 0 | 0 | 0.0026254 | 230.3213 | 0.0017162 | 0 | 0 | 0.0034324 | 230.5073 | 0.0021198 | 0 | 0 | 0.0042395 | 230.7554 | 0.0026578 | 0 | 0 | 0.0053156 | 230.9414 | 0.0030613 | 0 | 0 | 0.0061226 | 231.0654 | 0.0033303 | 0 | 0 | 0.0066607 | 231.2515 | 0.0037339 | 0 | 0 | 0.0074677 | 231.3755 | 0.0040029 | 0 | 0 | 0.0080058 | 231.5615 | 0.0044064 | 0 | 0 | 0.0088128 | 231.7476 | 0.0048099 | 0 | 0 | 0.0096199 | 231.8716 | 0.005079 | 0 | 0 | 0.010158 | 232.0577 | 0.0054825 | 0 | 0 | 0.010965 | 232.2437 | 0.005886 | 0 | 0 | 0.011772 | 232.3057 | 0.0060205 | 0 | 0 | 0.012041 | 232.4918 | 0.006424 | 0 | 0 | 0.012848 | 232.6778 | 0.0068276 | 0 | 0 | 0.013655 | 232.8018 | 0.0070966 | 0 | 0 | 0.014193 | 232.9879 | 0.0075001 | 0 | 0 | 0.015 | 233.1119 | 0.0077691 | 0 | 0 | 0.015538 | 233.2359 | 0.0080382 | 0 | 0 | 0.016076
2017-06-03 07:00 | 209.2832 | 0.62379 |  | 219.7609 | 0 | 0 | 0 | 0 | 225.9364 | 0 | 0 | 0 | 0 | 230.9891 | 0.0031647 | 0 | 0 | 0.0063294 | 231.1762 | 0.0035706 | 0 | 0 | 0.0071412 | 231.301 | 0.0038412 | 0 | 0 | 0.0076824 | 231.4881 | 0.0042471 | 0 | 0 | 0.0084942 | 231.6752 | 0.004653 | 0 | 0 | 0.009306 | 231.8624 | 0.0050589 | 0 | 0 | 0.010118 | 232.1119 | 0.0056001 | 0 | 0 | 0.0112 | 232.299 | 0.006006 | 0 | 0 | 0.012012 | 232.4238 | 0.0062766 | 0 | 0 | 0.012553 | 232.6109 | 0.0066825 | 0 | 0 | 0.013365 | 232.7357 | 0.0069531 | 0 | 0 | 0.013906 | 232.9228 | 0.007359 | 0 | 0 | 0.014718 | 233.1099 | 0.0077649 | 0 | 0 | 0.01553 | 233.2347 | 0.0080355 | 0 | 0 | 0.016071 | 233.4218 | 0.0084414 | 0 | 0 | 0.016883 | 233.609 | 0.0088473 | 0 | 0 | 0.017695 | 233.6714 | 0.0089826 | 0 | 0 | 0.017965 | 233.8585 | 0.0093885 | 0 | 0 | 0.018777 | 234.0456 | 0.0097944 | 0 | 0 | 0.019589 | 234.1704 | 0.010065 | 0 | 0 | 0.02013 | 234.3575 | 0.010471 | 0 | 0 | 0.020942 | 234.4823 | 0.010741 | 0 | 0 | 0.021483 | 234.607 | 0.011012 | 0 | 0 | 0.022024
2017-06-03 08:00 | 212.9964 | 0.63486 |  | 223.66 | 0 | 0 | 0 | 0 | 229.9451 | 0.00090042 | 0 | 0 | 0.0018008 | 235.0875 | 0.012054 | 0 | 0 | 0.024108 | 235.2779 | 0.012467 | 0 | 0 | 0.024935 | 235.4049 | 0.012743 | 0 | 0 | 0.025485 | 235.5954 | 0.013156 | 0 | 0 | 0.026312 | 235.7858 | 0.013569 | 0 | 0 | 0.027138 | 235.9763 | 0.013982 | 0 | 0 | 0.027964 | 236.2302 | 0.014533 | 0 | 0 | 0.029066 | 236.4207 | 0.014946 | 0 | 0 | 0.029892 | 236.5476 | 0.015221 | 0 | 0 | 0.030443 | 236.7381 | 0.015634 | 0 | 0 | 0.031269 | 236.8651 | 0.01591 | 0 | 0 | 0.03182 | 237.0555 | 0.016323 | 0 | 0 | 0.032646 | 237.246 | 0.016736 | 0 | 0 | 0.033472 | 237.373 | 0.017011 | 0 | 0 | 0.034023 | 237.5634 | 0.017424 | 0 | 0 | 0.034849 | 237.7539 | 0.017838 | 0 | 0 | 0.035675 | 237.8174 | 0.017975 | 0 | 0 | 0.035951 | 238.0078 | 0.018388 | 0 | 0 | 0.036777 | 238.1983 | 0.018801 | 0 | 0 | 0.037603 | 238.3252 | 0.019077 | 0 | 0 | 0.038154 | 238.5157 | 0.01949 | 0 | 0 | 0.03898 | 238.6427 | 0.019765 | 0 | 0 | 0.039531 | 238.7696 | 0.020041 | 0 | 0 | 0.040082
2017-06-03 09:00 | 215.7247 | 0.64299 |  | 226.5249 | 0 | 0 | 0 | 0 | 232.8905 | 0.0072888 | 0 | 0 | 0.014578 | 238.0987 | 0.018585 | 0 | 0 | 0.037171 | 238.2916 | 0.019004 | 0 | 0 | 0.038008 | 238.4202 | 0.019283 | 0 | 0 | 0.038566 | 238.6131 | 0.019701 | 0 | 0 | 0.039402 | 238.806 | 0.02012 | 0 | 0 | 0.040239 | 238.9988 | 0.020538 | 0 | 0 | 0.041076 | 239.256 | 0.021096 | 0 | 0 | 0.042192 | 239.4489 | 0.021514 | 0 | 0 | 0.043028 | 239.5775 | 0.021793 | 0 | 0 | 0.043586 | 239.7704 | 0.022212 | 0 | 0 | 0.044423 | 239.899 | 0.02249 | 0 | 0 | 0.044981 | 240.0919 | 0.022909 | 0 | 0 | 0.045818 | 240.2848 | 0.023327 | 0 | 0 | 0.046654 | 240.4134 | 0.023606 | 0 | 0 | 0.047212 | 240.6063 | 0.024025 | 0 | 0 | 0.048049 | 240.7992 | 0.024443 | 0 | 0 | 0.048886 | 240.8635 | 0.024582 | 0 | 0 | 0.049165 | 241.0564 | 0.025001 | 0 | 0 | 0.050002 | 241.2493 | 0.025419 | 0 | 0 | 0.050838 | 241.3779 | 0.025698 | 0 | 0 | 0.051396 | 241.5708 | 0.026117 | 0 | 0 | 0.052233 | 241.6994 | 0.026395 | 0 | 0 | 0.052791 | 241.828 | 0.026674 | 0 | 0 | 0.053349
2017-06-03 10:00 | 223.1214 | 0.66504 |  | 234.2919 | 0.010329 | 0 | 0 | 0.020657 | 240.8758 | 0.024609 | 0 | 0 | 0.049218 | 246.2626 | 0.036293 | 0 | 0 | 0.072586 | 246.4621 | 0.036726 | 0 | 0 | 0.073451 | 246.5951 | 0.037014 | 0 | 0 | 0.074028 | 246.7946 | 0.037447 | 0 | 0 | 0.074894 | 246.9941 | 0.03788 | 0 | 0 | 0.075759 | 247.1936 | 0.038312 | 0 | 0 | 0.076625 | 247.4596 | 0.038889 | 0 | 0 | 0.077779 | 247.6591 | 0.039322 | 0 | 0 | 0.078644 | 247.7922 | 0.039611 | 0 | 0 | 0.079221 | 247.9917 | 0.040043 | 0 | 0 | 0.080087 | 248.1247 | 0.040332 | 0 | 0 | 0.080664 | 248.3242 | 0.040765 | 0 | 0 | 0.081529 | 248.5237 | 0.041197 | 0 | 0 | 0.082395 | 248.6567 | 0.041486 | 0 | 0 | 0.082972 | 248.8562 | 0.041919 | 0 | 0 | 0.083837 | 249.0557 | 0.042351 | 0 | 0 | 0.084703 | 249.1222 | 0.042496 | 0 | 0 | 0.084991 | 249.3217 | 0.042928 | 0 | 0 | 0.085857 | 249.5212 | 0.043361 | 0 | 0 | 0.086722 | 249.6542 | 0.043649 | 0 | 0 | 0.087299 | 249.8538 | 0.044082 | 0 | 0 | 0.088164 | 249.9868 | 0.044371 | 0 | 0 | 0.088741 | 250.1198 | 0.044659 | 0 | 0 | 0.089318
2017-06-03 11:00 | 192.2714 | 0.57308 |  | 201.8974 | 0 | 0 | 0 | 0 | 207.571 | 0 | 0 | 0 | 0 | 212.2129 | 0 | 0 | 0 | 0 | 212.3849 | 0 | 0 | 0 | 0 | 212.4995 | 0 | 0 | 0 | 0 | 212.6714 | 0 | 0 | 0 | 0 | 212.8433 | 0 | 0 | 0 | 0 | 213.0153 | 0 | 0 | 0 | 0 | 213.2445 | 0 | 0 | 0 | 0 | 213.4164 | 0 | 0 | 0 | 0 | 213.531 | 0 | 0 | 0 | 0 | 213.703 | 0 | 0 | 0 | 0 | 213.8176 | 0 | 0 | 0 | 0 | 213.9895 | 0 | 0 | 0 | 0 | 214.1614 | 0 | 0 | 0 | 0 | 214.276 | 0 | 0 | 0 | 0 | 214.448 | 0 | 0 | 0 | 0 | 214.6199 | 0 | 0 | 0 | 0 | 214.6772 | 0 | 0 | 0 | 0 | 214.8491 | 0 | 0 | 0 | 0 | 215.021 | 0 | 0 | 0 | 0 | 215.1357 | 0 | 0 | 0 | 0 | 215.3076 | 0 | 0 | 0 | 0 | 215.4222 | 0 | 0 | 0 | 0 | 215.5368 | 0 | 0 | 0 | 0
2017-06-03 12:00 | 230.8256 | 0.688 |  | 242.3818 | 0.027876 | 0 | 0 | 0.055751 | 249.193 | 0.042649 | 0 | 0 | 0.085298 | 254.7658 | 0.054736 | 0 | 0 | 0.10947 | 254.9722 | 0.055184 | 0 | 0 | 0.11037 | 255.1098 | 0.055483 | 0 | 0 | 0.11097 | 255.3162 | 0.05593 | 0 | 0 | 0.11186 | 255.5226 | 0.056378 | 0 | 0 | 0.11276 | 255.729 | 0.056826 | 0 | 0 | 0.11365 | 256.0042 | 0.057422 | 0 | 0 | 0.11484 | 256.2106 | 0.05787 | 0 | 0 | 0.11574 | 256.3482 | 0.058169 | 0 | 0 | 0.11634 | 256.5546 | 0.058616 | 0 | 0 | 0.11723 | 256.6922 | 0.058915 | 0 | 0 | 0.11783 | 256.8986 | 0.059362 | 0 | 0 | 0.11872 | 257.105 | 0.05981 | 0 | 0 | 0.11962 | 257.2426 | 0.060109 | 0 | 0 | 0.12022 | 257.449 | 0.060556 | 0 | 0 | 0.12111 | 257.6554 | 0.061004 | 0 | 0 | 0.12201 | 257.7242 | 0.061153 | 0 | 0 | 0.12231 | 257.9306 | 0.061601 | 0 | 0 | 0.1232 | 258.137 | 0.062048 | 0 | 0 | 0.1241 | 258.2746 | 0.062347 | 0 | 0 | 0.12469 | 258.481 | 0.062795 | 0 | 0 | 0.12559 | 258.6186 | 0.063093 | 0 | 0 | 0.12619 | 258.7562 | 0.063392 | 0 | 0 | 0.12678
2017-06-03 13:00 | 223.8259 | 0.66714 |  | 235.0317 | 0.011933 | 0 | 0 | 0.023866 | 241.6364 | 0.026259 | 0 | 0 | 0.052517 | 247.0402 | 0.03798 | 0 | 0 | 0.075959 | 247.2403 | 0.038414 | 0 | 0 | 0.076827 | 247.3737 | 0.038703 | 0 | 0 | 0.077406 | 247.5739 | 0.039137 | 0 | 0 | 0.078274 | 247.774 | 0.039571 | 0 | 0 | 0.079142 | 247.9741 | 0.040005 | 0 | 0 | 0.080011 | 248.241 | 0.040584 | 0 | 0 | 0.081168 | 248.4411 | 0.041018 | 0 | 0 | 0.082037 | 248.5746 | 0.041308 | 0 | 0 | 0.082615 | 248.7747 | 0.041742 | 0 | 0 | 0.083484 | 248.9081 | 0.042031 | 0 | 0 | 0.084062 | 249.1083 | 0.042465 | 0 | 0 | 0.084931 | 249.3084 | 0.042899 | 0 | 0 | 0.085799 | 249.4418 | 0.043189 | 0 | 0 | 0.086378 | 249.642 | 0.043623 | 0 | 0 | 0.087246 | 249.8421 | 0.044057 | 0 | 0 | 0.088114 | 249.9088 | 0.044202 | 0 | 0 | 0.088403 | 250.109 | 0.044636 | 0 | 0 | 0.089272 | 250.3091 | 0.04507 | 0 | 0 | 0.09014 | 250.4425 | 0.045359 | 0 | 0 | 0.090719 | 250.6427 | 0.045793 | 0 | 0 | 0.091587 | 250.7761 | 0.046083 | 0 | 0 | 0.092166 | 250.9095 | 0.046372 | 0 | 0 | 0.092744
2017-06-03 14:00 | 216.2697 | 0.64461 |  | 227.0972 | 0 | 0 | 0 | 0 | 233.4788 | 0.008565 | 0 | 0 | 0.01713 | 238.7002 | 0.01989 | 0 | 0 | 0.03978 | 238.8936 | 0.02031 | 0 | 0 | 0.040619 | 239.0225 | 0.020589 | 0 | 0 | 0.041178 | 239.2159 | 0.021009 | 0 | 0 | 0.042017 | 239.4093 | 0.021428 | 0 | 0 | 0.042856 | 239.6026 | 0.021848 | 0 | 0 | 0.043695 | 239.8605 | 0.022407 | 0 | 0 | 0.044814 | 240.0539 | 0.022826 | 0 | 0 | 0.045653 | 240.1828 | 0.023106 | 0 | 0 | 0.046212 | 240.3762 | 0.023525 | 0 | 0 | 0.047051 | 240.5051 | 0.023805 | 0 | 0 | 0.04761 | 240.6985 | 0.024224 | 0 | 0 | 0.048449 | 240.8919 | 0.024644 | 0 | 0 | 0.049288 | 241.0208 | 0.024924 | 0 | 0 | 0.049847 | 241.2142 | 0.025343 | 0 | 0 | 0.050686 | 241.4076 | 0.025762 | 0 | 0 | 0.051525 | 241.472 | 0.025902 | 0 | 0 | 0.051804 | 241.6654 | 0.026322 | 0 | 0 | 0.052643 | 241.8588 | 0.026741 | 0 | 0 | 0.053482 | 241.9877 | 0.027021 | 0 | 0 | 0.054042 | 242.1811 | 0.02744 | 0 | 0 | 0.05488 | 242.31 | 0.02772 | 0 | 0 | 0.05544 | 242.4389 | 0.027999 | 0 | 0 | 0.055999
2017-06-03 15:00 | 219.2492 | 0.65349 |  | 230.2258 | 0.0015093 | 0 | 0 | 0.0030185 | 236.6954 | 0.015542 | 0 | 0 | 0.031084 | 241.9887 | 0.027023 | 0 | 0 | 0.054046 | 242.1848 | 0.027448 | 0 | 0 | 0.054896 | 242.3155 | 0.027732 | 0 | 0 | 0.055463 | 242.5115 | 0.028157 | 0 | 0 | 0.056314 | 242.7076 | 0.028582 | 0 | 0 | 0.057164 | 242.9036 | 0.029007 | 0 | 0 | 0.058015 | 243.165 | 0.029574 | 0 | 0 | 0.059149 | 243.3611 | 0.03 | 0 | 0 | 0.059999 | 243.4918 | 0.030283 | 0 | 0 | 0.060566 | 243.6878 | 0.030708 | 0 | 0 | 0.061417 | 243.8185 | 0.030992 | 0 | 0 | 0.061984 | 244.0146 | 0.031417 | 0 | 0 | 0.062834 | 244.2106 | 0.031842 | 0 | 0 | 0.063684 | 244.3413 | 0.032126 | 0 | 0 | 0.064251 | 244.5373 | 0.032551 | 0 | 0 | 0.065102 | 244.7334 | 0.032976 | 0 | 0 | 0.065952 | 244.7987 | 0.033118 | 0 | 0 | 0.066236 | 244.9948 | 0.033543 | 0 | 0 | 0.067086 | 245.1908 | 0.033968 | 0 | 0 | 0.067937 | 245.3215 | 0.034252 | 0 | 0 | 0.068504 | 245.5176 | 0.034677 | 0 | 0 | 0.069354 | 245.6483 | 0.034961 | 0 | 0 | 0.069921 | 245.779 | 0.035244 | 0 | 0 | 0.070488
2017-06-03 16:00 | 215.8465 | 0.64335 |  | 226.6528 | 0 | 0 | 0 | 0 | 233.0219 | 0.007574 | 0 | 0 | 0.015148 | 238.2331 | 0.018877 | 0 | 0 | 0.037754 | 238.4261 | 0.019296 | 0 | 0 | 0.038591 | 238.5548 | 0.019575 | 0 | 0 | 0.039149 | 238.7478 | 0.019993 | 0 | 0 | 0.039987 | 238.9408 | 0.020412 | 0 | 0 | 0.040824 | 239.1338 | 0.020831 | 0 | 0 | 0.041661 | 239.3911 | 0.021389 | 0 | 0 | 0.042778 | 239.5841 | 0.021807 | 0 | 0 | 0.043615 | 239.7128 | 0.022086 | 0 | 0 | 0.044173 | 239.9058 | 0.022505 | 0 | 0 | 0.04501 | 240.0345 | 0.022784 | 0 | 0 | 0.045568 | 240.2275 | 0.023203 | 0 | 0 | 0.046406 | 240.4205 | 0.023621 | 0 | 0 | 0.047243 | 240.5491 | 0.023901 | 0 | 0 | 0.047801 | 240.7422 | 0.024319 | 0 | 0 | 0.048638 | 240.9352 | 0.024738 | 0 | 0 | 0.049476 | 240.9995 | 0.024877 | 0 | 0 | 0.049755 | 241.1925 | 0.025296 | 0 | 0 | 0.050592 | 241.3855 | 0.025715 | 0 | 0 | 0.051429 | 241.5142 | 0.025994 | 0 | 0 | 0.051987 | 241.7072 | 0.026412 | 0 | 0 | 0.052825 | 241.8358 | 0.026691 | 0 | 0 | 0.053383 | 241.9645 | 0.02697 | 0 | 0 | 0.053941
2017-06-03 17:00 | 214.4826 | 0.63929 |  | 225.2206 | 0 | 0 | 0 | 0 | 231.5495 | 0.0043803 | 0 | 0 | 0.0087607 | 236.7277 | 0.015612 | 0 | 0 | 0.031224 | 236.9195 | 0.016028 | 0 | 0 | 0.032056 | 237.0474 | 0.016305 | 0 | 0 | 0.03261 | 237.2392 | 0.016721 | 0 | 0 | 0.033442 | 237.431 | 0.017137 | 0 | 0 | 0.034274 | 237.6227 | 0.017553 | 0 | 0 | 0.035106 | 237.8785 | 0.018108 | 0 | 0 | 0.036216 | 238.0702 | 0.018524 | 0 | 0 | 0.037048 | 238.1981 | 0.018801 | 0 | 0 | 0.037602 | 238.3899 | 0.019217 | 0 | 0 | 0.038434 | 238.5177 | 0.019494 | 0 | 0 | 0.038989 | 238.7095 | 0.01991 | 0 | 0 | 0.039821 | 238.9013 | 0.020326 | 0 | 0 | 0.040653 | 239.0292 | 0.020604 | 0 | 0 | 0.041207 | 239.221 | 0.02102 | 0 | 0 | 0.042039 | 239.4127 | 0.021436 | 0 | 0 | 0.042871 | 239.4767 | 0.021574 | 0 | 0 | 0.043149 | 239.6685 | 0.02199 | 0 | 0 | 0.043981 | 239.8602 | 0.022406 | 0 | 0 | 0.044813 | 239.9881 | 0.022684 | 0 | 0 | 0.045367 | 240.1799 | 0.0231 | 0 | 0 | 0.046199 | 240.3077 | 0.023377 | 0 | 0 | 0.046754 | 240.4356 | 0.023654 | 0 | 0 | 0.047308
2017-06-03 18:00 | 211.0773 | 0.62914 |  | 221.6449 | 0 | 0 | 0 | 0 | 227.8733 | 0 | 0 | 0 | 0 | 232.9693 | 0.0074599 | 0 | 0 | 0.01492 | 233.1581 | 0.0078693 | 0 | 0 | 0.015739 | 233.2839 | 0.0081422 | 0 | 0 | 0.016284 | 233.4726 | 0.0085516 | 0 | 0 | 0.017103 | 233.6614 | 0.008961 | 0 | 0 | 0.017922 | 233.8501 | 0.0093704 | 0 | 0 | 0.018741 | 234.1018 | 0.0099162 | 0 | 0 | 0.019832 | 234.2905 | 0.010326 | 0 | 0 | 0.020651 | 234.4164 | 0.010598 | 0 | 0 | 0.021197 | 234.6051 | 0.011008 | 0 | 0 | 0.022016 | 234.7309 | 0.011281 | 0 | 0 | 0.022562 | 234.9197 | 0.01169 | 0 | 0 | 0.02338 | 235.1084 | 0.0121 | 0 | 0 | 0.024199 | 235.2342 | 0.012372 | 0 | 0 | 0.024745 | 235.423 | 0.012782 | 0 | 0 | 0.025564 | 235.6117 | 0.013191 | 0 | 0 | 0.026382 | 235.6746 | 0.013328 | 0 | 0 | 0.026655 | 235.8634 | 0.013737 | 0 | 0 | 0.027474 | 236.0521 | 0.014146 | 0 | 0 | 0.028293 | 236.1779 | 0.014419 | 0 | 0 | 0.028839 | 236.3667 | 0.014829 | 0 | 0 | 0.029658 | 236.4925 | 0.015102 | 0 | 0 | 0.030203 | 236.6183 | 0.015375 | 0 | 0 | 0.030749
2017-06-03 19:00 | 209.3376 | 0.62395 |  | 219.8181 | 0 | 0 | 0 | 0 | 225.9952 | 0 | 0 | 0 | 0 | 231.0492 | 0.0032951 | 0 | 0 | 0.0065903 | 231.2364 | 0.0037011 | 0 | 0 | 0.0074023 | 231.3612 | 0.0039718 | 0 | 0 | 0.0079436 | 231.5484 | 0.0043778 | 0 | 0 | 0.0087556 | 231.7355 | 0.0047838 | 0 | 0 | 0.0095676 | 231.9227 | 0.0051898 | 0 | 0 | 0.01038 | 232.1723 | 0.0057312 | 0 | 0 | 0.011462 | 232.3595 | 0.0061372 | 0 | 0 | 0.012274 | 232.4843 | 0.0064078 | 0 | 0 | 0.012816 | 232.6715 | 0.0068138 | 0 | 0 | 0.013628 | 232.7963 | 0.0070845 | 0 | 0 | 0.014169 | 232.9834 | 0.0074905 | 0 | 0 | 0.014981 | 233.1706 | 0.0078965 | 0 | 0 | 0.015793 | 233.2954 | 0.0081672 | 0 | 0 | 0.016334 | 233.4826 | 0.0085732 | 0 | 0 | 0.017146 | 233.6698 | 0.0089792 | 0 | 0 | 0.017958 | 233.7322 | 0.0091145 | 0 | 0 | 0.018229 | 233.9194 | 0.0095205 | 0 | 0 | 0.019041 | 234.1066 | 0.0099266 | 0 | 0 | 0.019853 | 234.2313 | 0.010197 | 0 | 0 | 0.020394 | 234.4185 | 0.010603 | 0 | 0 | 0.021206 | 234.5433 | 0.010874 | 0 | 0 | 0.021748 | 234.6681 | 0.011145 | 0 | 0 | 0.022289
2017-06-03 20:00 | 208.9157 | 0.62269 |  | 219.375 | 0 | 0 | 0 | 0 | 225.5396 | 0 | 0 | 0 | 0 | 230.5835 | 0.002285 | 0 | 0 | 0.0045699 | 230.7703 | 0.0026902 | 0 | 0 | 0.0053803 | 230.8948 | 0.0029603 | 0 | 0 | 0.0059206 | 231.0816 | 0.0033655 | 0 | 0 | 0.0067309 | 231.2684 | 0.0037707 | 0 | 0 | 0.0075413 | 231.4552 | 0.0041758 | 0 | 0 | 0.0083517 | 231.7043 | 0.0047161 | 0 | 0 | 0.0094322 | 231.8911 | 0.0051213 | 0 | 0 | 0.010243 | 232.0157 | 0.0053914 | 0 | 0 | 0.010783 | 232.2025 | 0.0057966 | 0 | 0 | 0.011593 | 232.327 | 0.0060667 | 0 | 0 | 0.012133 | 232.5138 | 0.0064719 | 0 | 0 | 0.012944 | 232.7006 | 0.0068771 | 0 | 0 | 0.013754 | 232.8252 | 0.0071472 | 0 | 0 | 0.014294 | 233.012 | 0.0075524 | 0 | 0 | 0.015105 | 233.1988 | 0.0079576 | 0 | 0 | 0.015915 | 233.2611 | 0.0080926 | 0 | 0 | 0.016185 | 233.4479 | 0.0084978 | 0 | 0 | 0.016996 | 233.6347 | 0.008903 | 0 | 0 | 0.017806 | 233.7592 | 0.0091731 | 0 | 0 | 0.018346 | 233.946 | 0.0095783 | 0 | 0 | 0.019157 | 234.0706 | 0.0098485 | 0 | 0 | 0.019697 | 234.1951 | 0.010119 | 0 | 0 | 0.020237
2017-06-03 21:00 | 221.8839 | 0.66135 |  | 232.9924 | 0.00751 | 0 | 0 | 0.01502 | 239.5398 | 0.021711 | 0 | 0 | 0.043422 | 244.8967 | 0.03333 | 0 | 0 | 0.066661 | 245.0951 | 0.033761 | 0 | 0 | 0.067521 | 245.2273 | 0.034048 | 0 | 0 | 0.068095 | 245.4257 | 0.034478 | 0 | 0 | 0.068956 | 245.6241 | 0.034908 | 0 | 0 | 0.069816 | 245.8226 | 0.035339 | 0 | 0 | 0.070677 | 246.0871 | 0.035912 | 0 | 0 | 0.071825 | 246.2855 | 0.036343 | 0 | 0 | 0.072685 | 246.4178 | 0.03663 | 0 | 0 | 0.073259 | 246.6162 | 0.03706 | 0 | 0 | 0.07412 | 246.7484 | 0.037347 | 0 | 0 | 0.074694 | 246.9468 | 0.037777 | 0 | 0 | 0.075554 | 247.1452 | 0.038207 | 0 | 0 | 0.076415 | 247.2775 | 0.038494 | 0 | 0 | 0.076989 | 247.4759 | 0.038925 | 0 | 0 | 0.077849 | 247.6743 | 0.039355 | 0 | 0 | 0.07871 | 247.7405 | 0.039498 | 0 | 0 | 0.078997 | 247.9389 | 0.039929 | 0 | 0 | 0.079858 | 248.1373 | 0.040359 | 0 | 0 | 0.080718 | 248.2695 | 0.040646 | 0 | 0 | 0.081292 | 248.4679 | 0.041076 | 0 | 0 | 0.082153 | 248.6002 | 0.041363 | 0 | 0 | 0.082727 | 248.7325 | 0.04165 | 0 | 0 | 0.0833
2017-06-03 22:00 | 220.3593 | 0.6568 |  | 231.3916 | 0.0040377 | 0 | 0 | 0.0080755 | 237.8939 | 0.018141 | 0 | 0 | 0.036283 | 243.214 | 0.029681 | 0 | 0 | 0.059361 | 243.4111 | 0.030108 | 0 | 0 | 0.060216 | 243.5424 | 0.030393 | 0 | 0 | 0.060786 | 243.7395 | 0.03082 | 0 | 0 | 0.061641 | 243.9365 | 0.031248 | 0 | 0 | 0.062495 | 244.1335 | 0.031675 | 0 | 0 | 0.06335 | 244.3963 | 0.032245 | 0 | 0 | 0.06449 | 244.5933 | 0.032672 | 0 | 0 | 0.065345 | 244.7247 | 0.032957 | 0 | 0 | 0.065914 | 244.9217 | 0.033385 | 0 | 0 | 0.066769 | 245.0531 | 0.03367 | 0 | 0 | 0.067339 | 245.2501 | 0.034097 | 0 | 0 | 0.068194 | 245.4471 | 0.034524 | 0 | 0 | 0.069049 | 245.5785 | 0.034809 | 0 | 0 | 0.069618 | 245.7755 | 0.035237 | 0 | 0 | 0.070473 | 245.9726 | 0.035664 | 0 | 0 | 0.071328 | 246.0383 | 0.035806 | 0 | 0 | 0.071613 | 246.2353 | 0.036234 | 0 | 0 | 0.072468 | 246.4323 | 0.036661 | 0 | 0 | 0.073322 | 246.5637 | 0.036946 | 0 | 0 | 0.073892 | 246.7607 | 0.037373 | 0 | 0 | 0.074747 | 246.8921 | 0.037658 | 0 | 0 | 0.075317 | 247.0235 | 0.037943 | 0 | 0 | 0.075887
2017-06-03 23:00 | 217.7371 | 0.64899 |  | 228.6381 | 0 | 0 | 0 | 0 | 235.063 | 0.012001 | 0 | 0 | 0.024002 | 240.3198 | 0.023403 | 0 | 0 | 0.046806 | 240.5145 | 0.023825 | 0 | 0 | 0.047651 | 240.6443 | 0.024107 | 0 | 0 | 0.048214 | 240.839 | 0.024529 | 0 | 0 | 0.049059 | 241.0337 | 0.024952 | 0 | 0 | 0.049903 | 241.2284 | 0.025374 | 0 | 0 | 0.050748 | 241.488 | 0.025937 | 0 | 0 | 0.051874 | 241.6827 | 0.026359 | 0 | 0 | 0.052718 | 241.8125 | 0.026641 | 0 | 0 | 0.053281 | 242.0072 | 0.027063 | 0 | 0 | 0.054126 | 242.137 | 0.027345 | 0 | 0 | 0.054689 | 242.3317 | 0.027767 | 0 | 0 | 0.055534 | 242.5264 | 0.028189 | 0 | 0 | 0.056378 | 242.6562 | 0.028471 | 0 | 0 | 0.056941 | 242.8509 | 0.028893 | 0 | 0 | 0.057786 | 243.0456 | 0.029315 | 0 | 0 | 0.058631 | 243.1105 | 0.029456 | 0 | 0 | 0.058912 | 243.3052 | 0.029878 | 0 | 0 | 0.059757 | 243.4999 | 0.030301 | 0 | 0 | 0.060601 | 243.6297 | 0.030582 | 0 | 0 | 0.061164 | 243.8244 | 0.031004 | 0 | 0 | 0.062009 | 243.9542 | 0.031286 | 0 | 0 | 0.062572 | 244.084 | 0.031568 | 0 | 0 | 0.063135
2017-06-04 | 219.3935 | 0.65392 |  | 230.3774 | 0.001838 | 0 | 0 | 0.003676 | 236.8512 | 0.01588 | 0 | 0 | 0.03176 | 242.148 | 0.027368 | 0 | 0 | 0.054737 | 242.3442 | 0.027794 | 0 | 0 | 0.055588 | 242.475 | 0.028078 | 0 | 0 | 0.056155 | 242.6712 | 0.028503 | 0 | 0 | 0.057006 | 242.8673 | 0.028929 | 0 | 0 | 0.057857 | 243.0635 | 0.029354 | 0 | 0 | 0.058708 | 243.3251 | 0.029922 | 0 | 0 | 0.059843 | 243.5213 | 0.030347 | 0 | 0 | 0.060694 | 243.652 | 0.030631 | 0 | 0 | 0.061261 | 243.8482 | 0.031056 | 0 | 0 | 0.062112 | 243.979 | 0.03134 | 0 | 0 | 0.06268 | 244.1752 | 0.031765 | 0 | 0 | 0.063531 | 244.3714 | 0.032191 | 0 | 0 | 0.064382 | 244.5021 | 0.032475 | 0 | 0 | 0.064949 | 244.6983 | 0.0329 | 0 | 0 | 0.0658 | 244.8945 | 0.033326 | 0 | 0 | 0.066651 | 244.9599 | 0.033467 | 0 | 0 | 0.066935 | 245.1561 | 0.033893 | 0 | 0 | 0.067786 | 245.3522 | 0.034318 | 0 | 0 | 0.068637 | 245.483 | 0.034602 | 0 | 0 | 0.069204 | 245.6792 | 0.035028 | 0 | 0 | 0.070055 | 245.81 | 0.035311 | 0 | 0 | 0.070623 | 245.9408 | 0.035595 | 0 | 0 | 0.07119
2017-06-04 01:00 | 214.7045 | 0.63995 |  | 225.4536 | 0 | 0 | 0 | 0 | 231.7891 | 0.0049 | 0 | 0 | 0.0098 | 236.9727 | 0.016143 | 0 | 0 | 0.032286 | 237.1647 | 0.01656 | 0 | 0 | 0.033119 | 237.2926 | 0.016837 | 0 | 0 | 0.033674 | 237.4846 | 0.017254 | 0 | 0 | 0.034507 | 237.6766 | 0.01767 | 0 | 0 | 0.03534 | 237.8686 | 0.018086 | 0 | 0 | 0.036173 | 238.1246 | 0.018642 | 0 | 0 | 0.037283 | 238.3166 | 0.019058 | 0 | 0 | 0.038116 | 238.4446 | 0.019336 | 0 | 0 | 0.038671 | 238.6365 | 0.019752 | 0 | 0 | 0.039504 | 238.7645 | 0.02003 | 0 | 0 | 0.040059 | 238.9565 | 0.020446 | 0 | 0 | 0.040892 | 239.1485 | 0.020863 | 0 | 0 | 0.041725 | 239.2765 | 0.02114 | 0 | 0 | 0.04228 | 239.4685 | 0.021557 | 0 | 0 | 0.043113 | 239.6605 | 0.021973 | 0 | 0 | 0.043946 | 239.7244 | 0.022112 | 0 | 0 | 0.044224 | 239.9164 | 0.022528 | 0 | 0 | 0.045056 | 240.1084 | 0.022945 | 0 | 0 | 0.045889 | 240.2364 | 0.023222 | 0 | 0 | 0.046444 | 240.4284 | 0.023639 | 0 | 0 | 0.047277 | 240.5564 | 0.023916 | 0 | 0 | 0.047832 | 240.6844 | 0.024194 | 0 | 0 | 0.048388
2017-06-04 02:00 | 222.3321 | 0.66268 |  | 233.4631 | 0.0085308 | 0 | 0 | 0.017062 | 240.0236 | 0.022761 | 0 | 0 | 0.045521 | 245.3913 | 0.034403 | 0 | 0 | 0.068806 | 245.5901 | 0.034834 | 0 | 0 | 0.069669 | 245.7227 | 0.035122 | 0 | 0 | 0.070244 | 245.9215 | 0.035553 | 0 | 0 | 0.071106 | 246.1203 | 0.035984 | 0 | 0 | 0.071969 | 246.3191 | 0.036416 | 0 | 0 | 0.072831 | 246.5842 | 0.03699 | 0 | 0 | 0.073981 | 246.783 | 0.037422 | 0 | 0 | 0.074843 | 246.9155 | 0.037709 | 0 | 0 | 0.075418 | 247.1143 | 0.03814 | 0 | 0 | 0.076281 | 247.2469 | 0.038428 | 0 | 0 | 0.076856 | 247.4457 | 0.038859 | 0 | 0 | 0.077718 | 247.6445 | 0.03929 | 0 | 0 | 0.078581 | 247.777 | 0.039578 | 0 | 0 | 0.079155 | 247.9758 | 0.040009 | 0 | 0 | 0.080018 | 248.1746 | 0.04044 | 0 | 0 | 0.08088 | 248.2409 | 0.040584 | 0 | 0 | 0.081168 | 248.4397 | 0.041015 | 0 | 0 | 0.08203 | 248.6385 | 0.041446 | 0 | 0 | 0.082893 | 248.771 | 0.041734 | 0 | 0 | 0.083468 | 248.9698 | 0.042165 | 0 | 0 | 0.08433 | 249.1024 | 0.042452 | 0 | 0 | 0.084905 | 249.2349 | 0.04274 | 0 | 0 | 0.08548
2017-06-04 03:00 | 217.5544 | 0.64844 |  | 228.4462 | 0 | 0 | 0 | 0 | 234.8658 | 0.011573 | 0 | 0 | 0.023147 | 240.1182 | 0.022966 | 0 | 0 | 0.045931 | 240.3127 | 0.023388 | 0 | 0 | 0.046775 | 240.4424 | 0.023669 | 0 | 0 | 0.047338 | 240.6369 | 0.024091 | 0 | 0 | 0.048182 | 240.8314 | 0.024513 | 0 | 0 | 0.049026 | 241.026 | 0.024935 | 0 | 0 | 0.04987 | 241.2854 | 0.025497 | 0 | 0 | 0.050995 | 241.4799 | 0.025919 | 0 | 0 | 0.051839 | 241.6096 | 0.026201 | 0 | 0 | 0.052401 | 241.8041 | 0.026623 | 0 | 0 | 0.053245 | 241.9338 | 0.026904 | 0 | 0 | 0.053808 | 242.1283 | 0.027326 | 0 | 0 | 0.054652 | 242.3229 | 0.027748 | 0 | 0 | 0.055495 | 242.4526 | 0.028029 | 0 | 0 | 0.056058 | 242.6471 | 0.028451 | 0 | 0 | 0.056902 | 242.8416 | 0.028873 | 0 | 0 | 0.057746 | 242.9065 | 0.029014 | 0 | 0 | 0.058027 | 243.101 | 0.029435 | 0 | 0 | 0.058871 | 243.2955 | 0.029857 | 0 | 0 | 0.059715 | 243.4252 | 0.030139 | 0 | 0 | 0.060277 | 243.6197 | 0.030561 | 0 | 0 | 0.061121 | 243.7494 | 0.030842 | 0 | 0 | 0.061684 | 243.8791 | 0.031123 | 0 | 0 | 0.062246
2017-06-04 04:00 | 211.85 | 0.63144 |  | 222.4562 | 0 | 0 | 0 | 0 | 228.7075 | 0 | 0 | 0 | 0 | 233.8221 | 0.0093096 | 0 | 0 | 0.018619 | 234.0116 | 0.0097205 | 0 | 0 | 0.019441 | 234.1378 | 0.0099944 | 0 | 0 | 0.019989 | 234.3273 | 0.010405 | 0 | 0 | 0.020811 | 234.5167 | 0.010816 | 0 | 0 | 0.021632 | 234.7061 | 0.011227 | 0 | 0 | 0.022454 | 234.9587 | 0.011775 | 0 | 0 | 0.02355 | 235.1481 | 0.012186 | 0 | 0 | 0.024372 | 235.2744 | 0.01246 | 0 | 0 | 0.024919 | 235.4639 | 0.012871 | 0 | 0 | 0.025741 | 235.5902 | 0.013144 | 0 | 0 | 0.026289 | 235.7796 | 0.013555 | 0 | 0 | 0.027111 | 235.969 | 0.013966 | 0 | 0 | 0.027932 | 236.0953 | 0.01424 | 0 | 0 | 0.02848 | 236.2847 | 0.014651 | 0 | 0 | 0.029302 | 236.4742 | 0.015062 | 0 | 0 | 0.030124 | 236.5373 | 0.015199 | 0 | 0 | 0.030398 | 236.7267 | 0.01561 | 0 | 0 | 0.031219 | 236.9162 | 0.016021 | 0 | 0 | 0.032041 | 237.0425 | 0.016295 | 0 | 0 | 0.032589 | 237.2319 | 0.016705 | 0 | 0 | 0.033411 | 237.3582 | 0.016979 | 0 | 0 | 0.033959 | 237.4845 | 0.017253 | 0 | 0 | 0.034506
2017-06-04 05:00 | 216.9944 | 0.64677 |  | 227.8582 | 0 | 0 | 0 | 0 | 234.2612 | 0.010262 | 0 | 0 | 0.020524 | 239.5001 | 0.021625 | 0 | 0 | 0.04325 | 239.6941 | 0.022046 | 0 | 0 | 0.044092 | 239.8235 | 0.022327 | 0 | 0 | 0.044653 | 240.0175 | 0.022747 | 0 | 0 | 0.045495 | 240.2115 | 0.023168 | 0 | 0 | 0.046336 | 240.4056 | 0.023589 | 0 | 0 | 0.047178 | 240.6643 | 0.02415 | 0 | 0 | 0.0483 | 240.8583 | 0.024571 | 0 | 0 | 0.049142 | 240.9877 | 0.024852 | 0 | 0 | 0.049703 | 241.1817 | 0.025273 | 0 | 0 | 0.050545 | 241.311 | 0.025553 | 0 | 0 | 0.051106 | 241.5051 | 0.025974 | 0 | 0 | 0.051948 | 241.6991 | 0.026395 | 0 | 0 | 0.05279 | 241.8285 | 0.026675 | 0 | 0 | 0.053351 | 242.0225 | 0.027096 | 0 | 0 | 0.054192 | 242.2165 | 0.027517 | 0 | 0 | 0.055034 | 242.2812 | 0.027657 | 0 | 0 | 0.055315 | 242.4752 | 0.028078 | 0 | 0 | 0.056156 | 242.6693 | 0.028499 | 0 | 0 | 0.056998 | 242.7986 | 0.02878 | 0 | 0 | 0.057559 | 242.9927 | 0.0292 | 0 | 0 | 0.058401 | 243.122 | 0.029481 | 0 | 0 | 0.058962 | 243.2514 | 0.029762 | 0 | 0 | 0.059523
2017-06-04 06:00 | 220.1258 | 0.65611 |  | 231.1463 | 0.0035058 | 0 | 0 | 0.0070116 | 237.6418 | 0.017594 | 0 | 0 | 0.035189 | 242.9562 | 0.029122 | 0 | 0 | 0.058243 | 243.1531 | 0.029548 | 0 | 0 | 0.059097 | 243.2843 | 0.029833 | 0 | 0 | 0.059666 | 243.4811 | 0.03026 | 0 | 0 | 0.06052 | 243.678 | 0.030687 | 0 | 0 | 0.061374 | 243.8748 | 0.031114 | 0 | 0 | 0.062228 | 244.1372 | 0.031683 | 0 | 0 | 0.063366 | 244.3341 | 0.03211 | 0 | 0 | 0.06422 | 244.4653 | 0.032395 | 0 | 0 | 0.064789 | 244.6621 | 0.032822 | 0 | 0 | 0.065643 | 244.7933 | 0.033106 | 0 | 0 | 0.066212 | 244.9902 | 0.033533 | 0 | 0 | 0.067066 | 245.187 | 0.03396 | 0 | 0 | 0.06792 | 245.3182 | 0.034245 | 0 | 0 | 0.068489 | 245.5151 | 0.034672 | 0 | 0 | 0.069343 | 245.7119 | 0.035099 | 0 | 0 | 0.070197 | 245.7775 | 0.035241 | 0 | 0 | 0.070482 | 245.9743 | 0.035668 | 0 | 0 | 0.071336 | 246.1712 | 0.036095 | 0 | 0 | 0.072189 | 246.3024 | 0.036379 | 0 | 0 | 0.072759 | 246.4992 | 0.036806 | 0 | 0 | 0.073612 | 246.6304 | 0.037091 | 0 | 0 | 0.074182 | 246.7617 | 0.037375 | 0 | 0 | 0.074751
2017-06-04 07:00 | 221.7391 | 0.66092 |  | 232.8404 | 0.0071803 | 0 | 0 | 0.014361 | 239.3835 | 0.021372 | 0 | 0 | 0.042744 | 244.7369 | 0.032984 | 0 | 0 | 0.065967 | 244.9352 | 0.033414 | 0 | 0 | 0.066828 | 245.0673 | 0.0337 | 0 | 0 | 0.067401 | 245.2656 | 0.034131 | 0 | 0 | 0.068261 | 245.4639 | 0.034561 | 0 | 0 | 0.069121 | 245.6622 | 0.034991 | 0 | 0 | 0.069981 | 245.9265 | 0.035564 | 0 | 0 | 0.071128 | 246.1248 | 0.035994 | 0 | 0 | 0.071988 | 246.257 | 0.036281 | 0 | 0 | 0.072562 | 246.4553 | 0.036711 | 0 | 0 | 0.073422 | 246.5874 | 0.036998 | 0 | 0 | 0.073995 | 246.7857 | 0.037428 | 0 | 0 | 0.074855 | 246.984 | 0.037858 | 0 | 0 | 0.075715 | 247.1162 | 0.038144 | 0 | 0 | 0.076289 | 247.3144 | 0.038574 | 0 | 0 | 0.077149 | 247.5127 | 0.039005 | 0 | 0 | 0.078009 | 247.5788 | 0.039148 | 0 | 0 | 0.078296 | 247.7771 | 0.039578 | 0 | 0 | 0.079156 | 247.9754 | 0.040008 | 0 | 0 | 0.080016 | 248.1075 | 0.040295 | 0 | 0 | 0.080589 | 248.3058 | 0.040725 | 0 | 0 | 0.08145 | 248.438 | 0.041011 | 0 | 0 | 0.082023 | 248.5702 | 0.041298 | 0 | 0 | 0.082596
2017-06-04 08:00 | 216.9031 | 0.6465 |  | 227.7623 | 0 | 0 | 0 | 0 | 234.1627 | 0.010048 | 0 | 0 | 0.020097 | 239.3994 | 0.021407 | 0 | 0 | 0.042813 | 239.5933 | 0.021827 | 0 | 0 | 0.043655 | 239.7226 | 0.022108 | 0 | 0 | 0.044216 | 239.9166 | 0.022528 | 0 | 0 | 0.045057 | 240.1105 | 0.022949 | 0 | 0 | 0.045898 | 240.3045 | 0.02337 | 0 | 0 | 0.04674 | 240.5631 | 0.023931 | 0 | 0 | 0.047861 | 240.757 | 0.024351 | 0 | 0 | 0.048703 | 240.8863 | 0.024632 | 0 | 0 | 0.049264 | 241.0803 | 0.025053 | 0 | 0 | 0.050105 | 241.2096 | 0.025333 | 0 | 0 | 0.050666 | 241.4035 | 0.025754 | 0 | 0 | 0.051507 | 241.5975 | 0.026174 | 0 | 0 | 0.052349 | 241.7268 | 0.026455 | 0 | 0 | 0.05291 | 241.9207 | 0.026875 | 0 | 0 | 0.053751 | 242.1147 | 0.027296 | 0 | 0 | 0.054592 | 242.1793 | 0.027436 | 0 | 0 | 0.054873 | 242.3733 | 0.027857 | 0 | 0 | 0.055714 | 242.5672 | 0.028278 | 0 | 0 | 0.056555 | 242.6965 | 0.028558 | 0 | 0 | 0.057116 | 242.8905 | 0.028979 | 0 | 0 | 0.057958 | 243.0198 | 0.029259 | 0 | 0 | 0.058519 | 243.1491 | 0.02954 | 0 | 0 | 0.059079
2017-06-04 09:00 | 228.5906 | 0.68134 |  | 240.0349 | 0.022785 | 0 | 0 | 0.04557 | 246.7801 | 0.037416 | 0 | 0 | 0.074831 | 252.2989 | 0.049386 | 0 | 0 | 0.098772 | 252.5033 | 0.049829 | 0 | 0 | 0.099658 | 252.6396 | 0.050125 | 0 | 0 | 0.10025 | 252.844 | 0.050568 | 0 | 0 | 0.10114 | 253.0484 | 0.051011 | 0 | 0 | 0.10202 | 253.2528 | 0.051455 | 0 | 0 | 0.10291 | 253.5254 | 0.052046 | 0 | 0 | 0.10409 | 253.7298 | 0.052489 | 0 | 0 | 0.10498 | 253.866 | 0.052785 | 0 | 0 | 0.10557 | 254.0704 | 0.053228 | 0 | 0 | 0.10646 | 254.2067 | 0.053524 | 0 | 0 | 0.10705 | 254.4111 | 0.053967 | 0 | 0 | 0.10793 | 254.6155 | 0.05441 | 0 | 0 | 0.10882 | 254.7518 | 0.054706 | 0 | 0 | 0.10941 | 254.9562 | 0.055149 | 0 | 0 | 0.1103 | 255.1606 | 0.055593 | 0 | 0 | 0.11119 | 255.2287 | 0.05574 | 0 | 0 | 0.11148 | 255.4331 | 0.056184 | 0 | 0 | 0.11237 | 255.6375 | 0.056627 | 0 | 0 | 0.11325 | 255.7738 | 0.056923 | 0 | 0 | 0.11385 | 255.9782 | 0.057366 | 0 | 0 | 0.11473 | 256.1144 | 0.057662 | 0 | 0 | 0.11532 | 256.2507 | 0.057957 | 0 | 0 | 0.11591
2017-06-04 10:00 | 228.9209 | 0.68232 |  | 240.3817 | 0.023537 | 0 | 0 | 0.047075 | 247.1367 | 0.038189 | 0 | 0 | 0.076378 | 252.6635 | 0.050177 | 0 | 0 | 0.10035 | 252.8682 | 0.050621 | 0 | 0 | 0.10124 | 253.0047 | 0.050917 | 0 | 0 | 0.10183 | 253.2094 | 0.051361 | 0 | 0 | 0.10272 | 253.4141 | 0.051805 | 0 | 0 | 0.10361 | 253.6188 | 0.052249 | 0 | 0 | 0.1045 | 253.8917 | 0.052841 | 0 | 0 | 0.10568 | 254.0964 | 0.053285 | 0 | 0 | 0.10657 | 254.2329 | 0.053581 | 0 | 0 | 0.10716 | 254.4376 | 0.054024 | 0 | 0 | 0.10805 | 254.574 | 0.05432 | 0 | 0 | 0.10864 | 254.7787 | 0.054764 | 0 | 0 | 0.10953 | 254.9834 | 0.055208 | 0 | 0 | 0.11042 | 255.1199 | 0.055504 | 0 | 0 | 0.11101 | 255.3246 | 0.055948 | 0 | 0 | 0.1119 | 255.5293 | 0.056392 | 0 | 0 | 0.11278 | 255.5975 | 0.05654 | 0 | 0 | 0.11308 | 255.8022 | 0.056984 | 0 | 0 | 0.11397 | 256.0069 | 0.057428 | 0 | 0 | 0.11486 | 256.1434 | 0.057724 | 0 | 0 | 0.11545 | 256.3481 | 0.058168 | 0 | 0 | 0.11634 | 256.4845 | 0.058464 | 0 | 0 | 0.11693 | 256.621 | 0.05876 | 0 | 0 | 0.11752
2017-06-04 11:00 | 228.7759 | 0.68189 |  | 240.2295 | 0.023207 | 0 | 0 | 0.046414 | 246.9802 | 0.037849 | 0 | 0 | 0.075699 | 252.5035 | 0.049829 | 0 | 0 | 0.099659 | 252.708 | 0.050273 | 0 | 0 | 0.10055 | 252.8444 | 0.050569 | 0 | 0 | 0.10114 | 253.049 | 0.051013 | 0 | 0 | 0.10203 | 253.2535 | 0.051456 | 0 | 0 | 0.10291 | 253.4581 | 0.0519 | 0 | 0 | 0.1038 | 253.7309 | 0.052492 | 0 | 0 | 0.10498 | 253.9354 | 0.052935 | 0 | 0 | 0.10587 | 254.0718 | 0.053231 | 0 | 0 | 0.10646 | 254.2764 | 0.053675 | 0 | 0 | 0.10735 | 254.4127 | 0.053971 | 0 | 0 | 0.10794 | 254.6173 | 0.054414 | 0 | 0 | 0.10883 | 254.8219 | 0.054858 | 0 | 0 | 0.10972 | 254.9583 | 0.055154 | 0 | 0 | 0.11031 | 255.1628 | 0.055598 | 0 | 0 | 0.1112 | 255.3674 | 0.056041 | 0 | 0 | 0.11208 | 255.4356 | 0.056189 | 0 | 0 | 0.11238 | 255.6401 | 0.056633 | 0 | 0 | 0.11327 | 255.8447 | 0.057077 | 0 | 0 | 0.11415 | 255.9811 | 0.057372 | 0 | 0 | 0.11474 | 256.1857 | 0.057816 | 0 | 0 | 0.11563 | 256.322 | 0.058112 | 0 | 0 | 0.11622 | 256.4584 | 0.058408 | 0 | 0 | 0.11682
2017-06-04 12:00 | 228.8654 | 0.68216 |  | 240.3235 | 0.023411 | 0 | 0 | 0.046822 | 247.0769 | 0.038059 | 0 | 0 | 0.076118 | 252.6023 | 0.050044 | 0 | 0 | 0.10009 | 252.807 | 0.050488 | 0 | 0 | 0.10098 | 252.9434 | 0.050784 | 0 | 0 | 0.10157 | 253.1481 | 0.051228 | 0 | 0 | 0.10246 | 253.3527 | 0.051671 | 0 | 0 | 0.10334 | 253.5574 | 0.052115 | 0 | 0 | 0.10423 | 253.8302 | 0.052707 | 0 | 0 | 0.10541 | 254.0349 | 0.053151 | 0 | 0 | 0.1063 | 254.1713 | 0.053447 | 0 | 0 | 0.10689 | 254.3759 | 0.053891 | 0 | 0 | 0.10778 | 254.5124 | 0.054187 | 0 | 0 | 0.10837 | 254.717 | 0.054631 | 0 | 0 | 0.10926 | 254.9217 | 0.055075 | 0 | 0 | 0.11015 | 255.0581 | 0.05537 | 0 | 0 | 0.11074 | 255.2627 | 0.055814 | 0 | 0 | 0.11163 | 255.4674 | 0.056258 | 0 | 0 | 0.11252 | 255.5356 | 0.056406 | 0 | 0 | 0.11281 | 255.7402 | 0.05685 | 0 | 0 | 0.1137 | 255.9449 | 0.057294 | 0 | 0 | 0.11459 | 256.0813 | 0.05759 | 0 | 0 | 0.11518 | 256.286 | 0.058034 | 0 | 0 | 0.11607 | 256.4224 | 0.05833 | 0 | 0 | 0.11666 | 256.5588 | 0.058626 | 0 | 0 | 0.11725
2017-06-04 13:00 | 231.6316 | 0.6904 |  | 243.2281 | 0.029711 | 0 | 0 | 0.059423 | 250.0631 | 0.044536 | 0 | 0 | 0.089073 | 255.6554 | 0.056666 | 0 | 0 | 0.11333 | 255.8625 | 0.057115 | 0 | 0 | 0.11423 | 256.0006 | 0.057415 | 0 | 0 | 0.11483 | 256.2077 | 0.057864 | 0 | 0 | 0.11573 | 256.4148 | 0.058313 | 0 | 0 | 0.11663 | 256.6219 | 0.058762 | 0 | 0 | 0.11752 | 256.8981 | 0.059361 | 0 | 0 | 0.11872 | 257.1052 | 0.059811 | 0 | 0 | 0.11962 | 257.2433 | 0.06011 | 0 | 0 | 0.12022 | 257.4504 | 0.060559 | 0 | 0 | 0.12112 | 257.5885 | 0.060859 | 0 | 0 | 0.12172 | 257.7956 | 0.061308 | 0 | 0 | 0.12262 | 258.0027 | 0.061757 | 0 | 0 | 0.12351 | 258.1408 | 0.062057 | 0 | 0 | 0.12411 | 258.3479 | 0.062506 | 0 | 0 | 0.12501 | 258.555 | 0.062955 | 0 | 0 | 0.12591 | 258.6241 | 0.063105 | 0 | 0 | 0.12621 | 258.8312 | 0.063554 | 0 | 0 | 0.12711 | 259.0383 | 0.064004 | 0 | 0 | 0.12801 | 259.1764 | 0.064303 | 0 | 0 | 0.12861 | 259.3835 | 0.064752 | 0 | 0 | 0.1295 | 259.5216 | 0.065052 | 0 | 0 | 0.1301 | 259.6597 | 0.065351 | 0 | 0 | 0.1307
2017-06-04 14:00 | 230.2888 | 0.6864 |  | 241.8181 | 0.026653 | 0 | 0 | 0.053306 | 248.6134 | 0.041392 | 0 | 0 | 0.082784 | 254.1733 | 0.053451 | 0 | 0 | 0.1069 | 254.3792 | 0.053898 | 0 | 0 | 0.1078 | 254.5165 | 0.054196 | 0 | 0 | 0.10839 | 254.7224 | 0.054642 | 0 | 0 | 0.10928 | 254.9283 | 0.055089 | 0 | 0 | 0.11018 | 255.1342 | 0.055536 | 0 | 0 | 0.11107 | 255.4088 | 0.056131 | 0 | 0 | 0.11226 | 255.6147 | 0.056578 | 0 | 0 | 0.11316 | 255.752 | 0.056875 | 0 | 0 | 0.11375 | 255.9579 | 0.057322 | 0 | 0 | 0.11464 | 256.0952 | 0.05762 | 0 | 0 | 0.11524 | 256.3011 | 0.058067 | 0 | 0 | 0.11613 | 256.507 | 0.058513 | 0 | 0 | 0.11703 | 256.6443 | 0.058811 | 0 | 0 | 0.11762 | 256.8502 | 0.059258 | 0 | 0 | 0.11852 | 257.0561 | 0.059704 | 0 | 0 | 0.11941 | 257.1248 | 0.059853 | 0 | 0 | 0.11971 | 257.3307 | 0.0603 | 0 | 0 | 0.1206 | 257.5366 | 0.060746 | 0 | 0 | 0.12149 | 257.6739 | 0.061044 | 0 | 0 | 0.12209 | 257.8798 | 0.061491 | 0 | 0 | 0.12298 | 258.0171 | 0.061789 | 0 | 0 | 0.12358 | 258.1544 | 0.062086 | 0 | 0 | 0.12417
2017-06-04 15:00 | 216.9111 | 0.64652 |  | 227.7707 | 0 | 0 | 0 | 0 | 234.1713 | 0.010067 | 0 | 0 | 0.020134 | 239.4081 | 0.021426 | 0 | 0 | 0.042851 | 239.6021 | 0.021846 | 0 | 0 | 0.043693 | 239.7314 | 0.022127 | 0 | 0 | 0.044254 | 239.9253 | 0.022547 | 0 | 0 | 0.045095 | 240.1193 | 0.022968 | 0 | 0 | 0.045936 | 240.3132 | 0.023389 | 0 | 0 | 0.046778 | 240.5718 | 0.02395 | 0 | 0 | 0.0479 | 240.7658 | 0.02437 | 0 | 0 | 0.048741 | 240.8951 | 0.024651 | 0 | 0 | 0.049302 | 241.0891 | 0.025072 | 0 | 0 | 0.050143 | 241.2184 | 0.025352 | 0 | 0 | 0.050704 | 241.4123 | 0.025773 | 0 | 0 | 0.051546 | 241.6063 | 0.026193 | 0 | 0 | 0.052387 | 241.7356 | 0.026474 | 0 | 0 | 0.052948 | 241.9295 | 0.026895 | 0 | 0 | 0.053789 | 242.1235 | 0.027315 | 0 | 0 | 0.054631 | 242.1882 | 0.027456 | 0 | 0 | 0.054911 | 242.3821 | 0.027876 | 0 | 0 | 0.055752 | 242.5761 | 0.028297 | 0 | 0 | 0.056594 | 242.7054 | 0.028577 | 0 | 0 | 0.057155 | 242.8993 | 0.028998 | 0 | 0 | 0.057996 | 243.0286 | 0.029279 | 0 | 0 | 0.058557 | 243.1579 | 0.029559 | 0 | 0 | 0.059118
2017-06-04 16:00 | 217.6151 | 0.64862 |  | 228.51 | 0 | 0 | 0 | 0 | 234.9313 | 0.011715 | 0 | 0 | 0.023431 | 240.1852 | 0.023111 | 0 | 0 | 0.046222 | 240.3798 | 0.023533 | 0 | 0 | 0.047066 | 240.5095 | 0.023815 | 0 | 0 | 0.047629 | 240.7041 | 0.024237 | 0 | 0 | 0.048473 | 240.8987 | 0.024659 | 0 | 0 | 0.049317 | 241.0933 | 0.025081 | 0 | 0 | 0.050161 | 241.3527 | 0.025643 | 0 | 0 | 0.051287 | 241.5473 | 0.026066 | 0 | 0 | 0.052131 | 241.677 | 0.026347 | 0 | 0 | 0.052694 | 241.8716 | 0.026769 | 0 | 0 | 0.053538 | 242.0013 | 0.02705 | 0 | 0 | 0.054101 | 242.1959 | 0.027472 | 0 | 0 | 0.054945 | 242.3905 | 0.027894 | 0 | 0 | 0.055789 | 242.5202 | 0.028176 | 0 | 0 | 0.056352 | 242.7148 | 0.028598 | 0 | 0 | 0.057196 | 242.9094 | 0.02902 | 0 | 0 | 0.05804 | 242.9743 | 0.029161 | 0 | 0 | 0.058321 | 243.1689 | 0.029583 | 0 | 0 | 0.059165 | 243.3634 | 0.030005 | 0 | 0 | 0.060009 | 243.4932 | 0.030286 | 0 | 0 | 0.060572 | 243.6877 | 0.030708 | 0 | 0 | 0.061416 | 243.8175 | 0.03099 | 0 | 0 | 0.061979 | 243.9472 | 0.031271 | 0 | 0 | 0.062542
2017-06-04 17:00 | 214.0594 | 0.63803 |  | 224.7762 | 0 | 0 | 0 | 0 | 231.0927 | 0.0033895 | 0 | 0 | 0.006779 | 236.2607 | 0.014599 | 0 | 0 | 0.029198 | 236.4521 | 0.015014 | 0 | 0 | 0.030028 | 236.5797 | 0.015291 | 0 | 0 | 0.030582 | 236.7711 | 0.015706 | 0 | 0 | 0.031412 | 236.9625 | 0.016121 | 0 | 0 | 0.032242 | 237.1539 | 0.016536 | 0 | 0 | 0.033073 | 237.4091 | 0.01709 | 0 | 0 | 0.03418 | 237.6005 | 0.017505 | 0 | 0 | 0.03501 | 237.7282 | 0.017782 | 0 | 0 | 0.035564 | 237.9196 | 0.018197 | 0 | 0 | 0.036394 | 238.0472 | 0.018474 | 0 | 0 | 0.036947 | 238.2386 | 0.018889 | 0 | 0 | 0.037778 | 238.43 | 0.019304 | 0 | 0 | 0.038608 | 238.5576 | 0.019581 | 0 | 0 | 0.039162 | 238.749 | 0.019996 | 0 | 0 | 0.039992 | 238.9404 | 0.020411 | 0 | 0 | 0.040822 | 239.0042 | 0.02055 | 0 | 0 | 0.041099 | 239.1956 | 0.020965 | 0 | 0 | 0.041929 | 239.387 | 0.02138 | 0 | 0 | 0.04276 | 239.5146 | 0.021657 | 0 | 0 | 0.043313 | 239.706 | 0.022072 | 0 | 0 | 0.044144 | 239.8336 | 0.022349 | 0 | 0 | 0.044697 | 239.9612 | 0.022625 | 0 | 0 | 0.045251
2017-06-04 18:00 | 203.8088 | 0.60747 |  | 214.0124 | 0 | 0 | 0 | 0 | 220.0264 | 0 | 0 | 0 | 0 | 224.9469 | 0 | 0 | 0 | 0 | 225.1291 | 0 | 0 | 0 | 0 | 225.2506 | 0 | 0 | 0 | 0 | 225.4329 | 0 | 0 | 0 | 0 | 225.6151 | 0 | 0 | 0 | 0 | 225.7974 | 0 | 0 | 0 | 0 | 226.0403 | 0 | 0 | 0 | 0 | 226.2226 | 0 | 0 | 0 | 0 | 226.3441 | 0 | 0 | 0 | 0 | 226.5263 | 0 | 0 | 0 | 0 | 226.6478 | 0 | 0 | 0 | 0 | 226.8301 | 0 | 0 | 0 | 0 | 227.0123 | 0 | 0 | 0 | 0 | 227.1338 | 0 | 0 | 0 | 0 | 227.316 | 0 | 0 | 0 | 0 | 227.4983 | 0 | 0 | 0 | 0 | 227.559 | 0 | 0 | 0 | 0 | 227.7413 | 0 | 0 | 0 | 0 | 227.9235 | 0 | 0 | 0 | 0 | 228.045 | 0 | 0 | 0 | 0 | 228.2272 | 0 | 0 | 0 | 0 | 228.3487 | 0 | 0 | 0 | 0 | 228.4702 | 0 | 0 | 0 | 0
2017-06-04 19:00 | 211.1359 | 0.62931 |  | 221.7063 | 0 | 0 | 0 | 0 | 227.9365 | 0 | 0 | 0 | 0 | 233.0339 | 0.0076 | 0 | 0 | 0.0152 | 233.2227 | 0.0080095 | 0 | 0 | 0.016019 | 233.3486 | 0.0082825 | 0 | 0 | 0.016565 | 233.5374 | 0.008692 | 0 | 0 | 0.017384 | 233.7262 | 0.0091015 | 0 | 0 | 0.018203 | 233.915 | 0.009511 | 0 | 0 | 0.019022 | 234.1667 | 0.010057 | 0 | 0 | 0.020114 | 234.3555 | 0.010466 | 0 | 0 | 0.020933 | 234.4813 | 0.010739 | 0 | 0 | 0.021479 | 234.6701 | 0.011149 | 0 | 0 | 0.022298 | 234.796 | 0.011422 | 0 | 0 | 0.022844 | 234.9848 | 0.011831 | 0 | 0 | 0.023663 | 235.1736 | 0.012241 | 0 | 0 | 0.024482 | 235.2994 | 0.012514 | 0 | 0 | 0.025028 | 235.4882 | 0.012923 | 0 | 0 | 0.025847 | 235.677 | 0.013333 | 0 | 0 | 0.026666 | 235.74 | 0.013469 | 0 | 0 | 0.026939 | 235.9288 | 0.013879 | 0 | 0 | 0.027758 | 236.1176 | 0.014288 | 0 | 0 | 0.028577 | 236.2434 | 0.014561 | 0 | 0 | 0.029123 | 236.4322 | 0.014971 | 0 | 0 | 0.029942 | 236.5581 | 0.015244 | 0 | 0 | 0.030488 | 236.6839 | 0.015517 | 0 | 0 | 0.031034
2017-06-04 20:00 | 206.7174 | 0.61614 |  | 217.0666 | 0 | 0 | 0 | 0 | 223.1664 | 0 | 0 | 0 | 0 | 228.1572 | 0 | 0 | 0 | 0 | 228.342 | 0 | 0 | 0 | 0 | 228.4652 | 0 | 0 | 0 | 0 | 228.6501 | 0 | 0 | 0 | 0 | 228.8349 | 0 | 0 | 0 | 0 | 229.0198 | 0 | 0 | 0 | 0 | 229.2662 | 0 | 0 | 0 | 0 | 229.4511 | 0 | 0 | 0 | 0 | 229.5743 | 9.6088e-05 | 0 | 0 | 0.00019218 | 229.7591 | 0.00049701 | 0 | 0 | 0.00099402 | 229.8824 | 0.00076429 | 0 | 0 | 0.0015286 | 230.0672 | 0.0011652 | 0 | 0 | 0.0023304 | 230.2521 | 0.0015661 | 0 | 0 | 0.0031323 | 230.3753 | 0.0018334 | 0 | 0 | 0.0036668 | 230.5601 | 0.0022343 | 0 | 0 | 0.0044687 | 230.745 | 0.0026353 | 0 | 0 | 0.0052705 | 230.8066 | 0.0027689 | 0 | 0 | 0.0055378 | 230.9914 | 0.0031698 | 0 | 0 | 0.0063397 | 231.1763 | 0.0035708 | 0 | 0 | 0.0071415 | 231.2995 | 0.003838 | 0 | 0 | 0.0076761 | 231.4843 | 0.004239 | 0 | 0 | 0.0084779 | 231.6076 | 0.0045062 | 0 | 0 | 0.0090125 | 231.7308 | 0.0047735 | 0 | 0 | 0.0095471
2017-06-04 21:00 | 208.9156 | 0.62269 |  | 219.3749 | 0 | 0 | 0 | 0 | 225.5395 | 0 | 0 | 0 | 0 | 230.5834 | 0.0022847 | 0 | 0 | 0.0045694 | 230.7702 | 0.0026899 | 0 | 0 | 0.0053798 | 230.8947 | 0.00296 | 0 | 0 | 0.0059201 | 231.0815 | 0.0033652 | 0 | 0 | 0.0067304 | 231.2683 | 0.0037704 | 0 | 0 | 0.0075408 | 231.4551 | 0.0041756 | 0 | 0 | 0.0083512 | 231.7042 | 0.0047158 | 0 | 0 | 0.0094317 | 231.891 | 0.005121 | 0 | 0 | 0.010242 | 232.0155 | 0.0053911 | 0 | 0 | 0.010782 | 232.2024 | 0.0057963 | 0 | 0 | 0.011593 | 232.3269 | 0.0060665 | 0 | 0 | 0.012133 | 232.5137 | 0.0064716 | 0 | 0 | 0.012943 | 232.7005 | 0.0068768 | 0 | 0 | 0.013754 | 232.825 | 0.007147 | 0 | 0 | 0.014294 | 233.0119 | 0.0075521 | 0 | 0 | 0.015104 | 233.1987 | 0.0079573 | 0 | 0 | 0.015915 | 233.2609 | 0.0080924 | 0 | 0 | 0.016185 | 233.4477 | 0.0084976 | 0 | 0 | 0.016995 | 233.6345 | 0.0089028 | 0 | 0 | 0.017806 | 233.7591 | 0.0091729 | 0 | 0 | 0.018346 | 233.9459 | 0.0095781 | 0 | 0 | 0.019156 | 234.0704 | 0.0098482 | 0 | 0 | 0.019696 | 234.195 | 0.010118 | 0 | 0 | 0.020237
2017-06-04 22:00 | 194.4067 | 0.57945 |  | 204.1396 | 0 | 0 | 0 | 0 | 209.8762 | 0 | 0 | 0 | 0 | 214.5697 | 0 | 0 | 0 | 0 | 214.7435 | 0 | 0 | 0 | 0 | 214.8594 | 0 | 0 | 0 | 0 | 215.0333 | 0 | 0 | 0 | 0 | 215.2071 | 0 | 0 | 0 | 0 | 215.3809 | 0 | 0 | 0 | 0 | 215.6127 | 0 | 0 | 0 | 0 | 215.7866 | 0 | 0 | 0 | 0 | 215.9024 | 0 | 0 | 0 | 0 | 216.0763 | 0 | 0 | 0 | 0 | 216.1922 | 0 | 0 | 0 | 0 | 216.366 | 0 | 0 | 0 | 0 | 216.5398 | 0 | 0 | 0 | 0 | 216.6557 | 0 | 0 | 0 | 0 | 216.8296 | 0 | 0 | 0 | 0 | 217.0034 | 0 | 0 | 0 | 0 | 217.0613 | 0 | 0 | 0 | 0 | 217.2352 | 0 | 0 | 0 | 0 | 217.409 | 0 | 0 | 0 | 0 | 217.5249 | 0 | 0 | 0 | 0 | 217.6987 | 0 | 0 | 0 | 0 | 217.8146 | 0 | 0 | 0 | 0 | 217.9305 | 0 | 0 | 0 | 0
2017-06-04 23:00 | 206.789 | 0.61636 |  | 217.1419 | 0 | 0 | 0 | 0 | 223.2438 | 0 | 0 | 0 | 0 | 228.2363 | 0 | 0 | 0 | 0 | 228.4212 | 0 | 0 | 0 | 0 | 228.5444 | 0 | 0 | 0 | 0 | 228.7293 | 0 | 0 | 0 | 0 | 228.9143 | 0 | 0 | 0 | 0 | 229.0992 | 0 | 0 | 0 | 0 | 229.3457 | 0 | 0 | 0 | 0 | 229.5306 | 1.3185e-06 | 0 | 0 | 2.637e-06 | 229.6539 | 0.00026869 | 0 | 0 | 0.00053739 | 229.8388 | 0.00066976 | 0 | 0 | 0.0013395 | 229.9621 | 0.00093713 | 0 | 0 | 0.0018743 | 230.147 | 0.0013382 | 0 | 0 | 0.0026764 | 230.3319 | 0.0017393 | 0 | 0 | 0.0034785 | 230.4551 | 0.0020066 | 0 | 0 | 0.0040133 | 230.64 | 0.0024077 | 0 | 0 | 0.0048154 | 230.825 | 0.0028088 | 0 | 0 | 0.0056175 | 230.8866 | 0.0029424 | 0 | 0 | 0.0058849 | 231.0715 | 0.0033435 | 0 | 0 | 0.006687 | 231.2564 | 0.0037446 | 0 | 0 | 0.0074891 | 231.3797 | 0.0040119 | 0 | 0 | 0.0080239 | 231.5646 | 0.004413 | 0 | 0 | 0.008826 | 231.6879 | 0.0046804 | 0 | 0 | 0.0093608 | 231.8111 | 0.0049478 | 0 | 0 | 0.0098955
2017-06-05 | 199.6073 | 0.59495 |  | 209.6006 | 0 | 0 | 0 | 0 | 215.4906 | 0 | 0 | 0 | 0 | 220.3097 | 0 | 0 | 0 | 0 | 220.4882 | 0 | 0 | 0 | 0 | 220.6072 | 0 | 0 | 0 | 0 | 220.7856 | 0 | 0 | 0 | 0 | 220.9641 | 0 | 0 | 0 | 0 | 221.1426 | 0 | 0 | 0 | 0 | 221.3806 | 0 | 0 | 0 | 0 | 221.5591 | 0 | 0 | 0 | 0 | 221.6781 | 0 | 0 | 0 | 0 | 221.8565 | 0 | 0 | 0 | 0 | 221.9755 | 0 | 0 | 0 | 0 | 222.154 | 0 | 0 | 0 | 0 | 222.3325 | 0 | 0 | 0 | 0 | 222.4515 | 0 | 0 | 0 | 0 | 222.63 | 0 | 0 | 0 | 0 | 222.8085 | 0 | 0 | 0 | 0 | 222.868 | 0 | 0 | 0 | 0 | 223.0464 | 0 | 0 | 0 | 0 | 223.2249 | 0 | 0 | 0 | 0 | 223.3439 | 0 | 0 | 0 | 0 | 223.5224 | 0 | 0 | 0 | 0 | 223.6414 | 0 | 0 | 0 | 0 | 223.7604 | 0 | 0 | 0 | 0
2017-06-05 01:00 | 181.1861 | 0.54004 |  | 190.2571 | 0 | 0 | 0 | 0 | 195.6035 | 0 | 0 | 0 | 0 | 199.9779 | 0 | 0 | 0 | 0 | 200.1399 | 0 | 0 | 0 | 0 | 200.2479 | 0 | 0 | 0 | 0 | 200.4099 | 0 | 0 | 0 | 0 | 200.5719 | 0 | 0 | 0 | 0 | 200.7339 | 0 | 0 | 0 | 0 | 200.95 | 0 | 0 | 0 | 0 | 201.112 | 0 | 0 | 0 | 0 | 201.22 | 0 | 0 | 0 | 0 | 201.382 | 0 | 0 | 0 | 0 | 201.49 | 0 | 0 | 0 | 0 | 201.652 | 0 | 0 | 0 | 0 | 201.814 | 0 | 0 | 0 | 0 | 201.922 | 0 | 0 | 0 | 0 | 202.084 | 0 | 0 | 0 | 0 | 202.2461 | 0 | 0 | 0 | 0 | 202.3001 | 0 | 0 | 0 | 0 | 202.4621 | 0 | 0 | 0 | 0 | 202.6241 | 0 | 0 | 0 | 0 | 202.7321 | 0 | 0 | 0 | 0 | 202.8941 | 0 | 0 | 0 | 0 | 203.0021 | 0 | 0 | 0 | 0 | 203.1101 | 0 | 0 | 0 | 0
2017-06-05 02:00 | 172.6063 | 0.51447 |  | 181.2477 | 0 | 0 | 0 | 0 | 186.341 | 0 | 0 | 0 | 0 | 190.5082 | 0 | 0 | 0 | 0 | 190.6625 | 0 | 0 | 0 | 0 | 190.7654 | 0 | 0 | 0 | 0 | 190.9198 | 0 | 0 | 0 | 0 | 191.0741 | 0 | 0 | 0 | 0 | 191.2285 | 0 | 0 | 0 | 0 | 191.4342 | 0 | 0 | 0 | 0 | 191.5886 | 0 | 0 | 0 | 0 | 191.6915 | 0 | 0 | 0 | 0 | 191.8458 | 0 | 0 | 0 | 0 | 191.9487 | 0 | 0 | 0 | 0 | 192.103 | 0 | 0 | 0 | 0 | 192.2574 | 0 | 0 | 0 | 0 | 192.3603 | 0 | 0 | 0 | 0 | 192.5146 | 0 | 0 | 0 | 0 | 192.669 | 0 | 0 | 0 | 0 | 192.7204 | 0 | 0 | 0 | 0 | 192.8748 | 0 | 0 | 0 | 0 | 193.0291 | 0 | 0 | 0 | 0 | 193.132 | 0 | 0 | 0 | 0 | 193.2863 | 0 | 0 | 0 | 0 | 193.3892 | 0 | 0 | 0 | 0 | 193.4921 | 0 | 0 | 0 | 0
2017-06-05 03:00 | 150.4324 | 0.44838 |  | 157.9637 | 0 | 0 | 0 | 0 | 162.4027 | 0 | 0 | 0 | 0 | 166.0346 | 0 | 0 | 0 | 0 | 166.1691 | 0 | 0 | 0 | 0 | 166.2587 | 0 | 0 | 0 | 0 | 166.3933 | 0 | 0 | 0 | 0 | 166.5278 | 0 | 0 | 0 | 0 | 166.6623 | 0 | 0 | 0 | 0 | 166.8416 | 0 | 0 | 0 | 0 | 166.9762 | 0 | 0 | 0 | 0 | 167.0658 | 0 | 0 | 0 | 0 | 167.2003 | 0 | 0 | 0 | 0 | 167.29 | 0 | 0 | 0 | 0 | 167.4245 | 0 | 0 | 0 | 0 | 167.559 | 0 | 0 | 0 | 0 | 167.6487 | 0 | 0 | 0 | 0 | 167.7832 | 0 | 0 | 0 | 0 | 167.9177 | 0 | 0 | 0 | 0 | 167.9626 | 0 | 0 | 0 | 0 | 168.0971 | 0 | 0 | 0 | 0 | 168.2316 | 0 | 0 | 0 | 0 | 168.3213 | 0 | 0 | 0 | 0 | 168.4558 | 0 | 0 | 0 | 0 | 168.5455 | 0 | 0 | 0 | 0 | 168.6352 | 0 | 0 | 0 | 0
2017-06-05 04:00 | 139.6667 | 0.41629 |  | 146.6591 | 0 | 0 | 0 | 0 | 150.7803 | 0 | 0 | 0 | 0 | 154.1523 | 0 | 0 | 0 | 0 | 154.2772 | 0 | 0 | 0 | 0 | 154.3604 | 0 | 0 | 0 | 0 | 154.4853 | 0 | 0 | 0 | 0 | 154.6102 | 0 | 0 | 0 | 0 | 154.7351 | 0 | 0 | 0 | 0 | 154.9016 | 0 | 0 | 0 | 0 | 155.0265 | 0 | 0 | 0 | 0 | 155.1097 | 0 | 0 | 0 | 0 | 155.2346 | 0 | 0 | 0 | 0 | 155.3179 | 0 | 0 | 0 | 0 | 155.4428 | 0 | 0 | 0 | 0 | 155.5677 | 0 | 0 | 0 | 0 | 155.6509 | 0 | 0 | 0 | 0 | 155.7758 | 0 | 0 | 0 | 0 | 155.9007 | 0 | 0 | 0 | 0 | 155.9423 | 0 | 0 | 0 | 0 | 156.0672 | 0 | 0 | 0 | 0 | 156.1921 | 0 | 0 | 0 | 0 | 156.2754 | 0 | 0 | 0 | 0 | 156.4002 | 0 | 0 | 0 | 0 | 156.4835 | 0 | 0 | 0 | 0 | 156.5668 | 0 | 0 | 0 | 0
2017-06-05 05:00 | 137.3979 | 0.40953 |  | 144.2767 | 0 | 0 | 0 | 0 | 148.331 | 0 | 0 | 0 | 0 | 151.6482 | 0 | 0 | 0 | 0 | 151.7711 | 0 | 0 | 0 | 0 | 151.853 | 0 | 0 | 0 | 0 | 151.9758 | 0 | 0 | 0 | 0 | 152.0987 | 0 | 0 | 0 | 0 | 152.2216 | 0 | 0 | 0 | 0 | 152.3854 | 0 | 0 | 0 | 0 | 152.5082 | 0 | 0 | 0 | 0 | 152.5901 | 0 | 0 | 0 | 0 | 152.713 | 0 | 0 | 0 | 0 | 152.7949 | 0 | 0 | 0 | 0 | 152.9177 | 0 | 0 | 0 | 0 | 153.0406 | 0 | 0 | 0 | 0 | 153.1225 | 0 | 0 | 0 | 0 | 153.2454 | 0 | 0 | 0 | 0 | 153.3682 | 0 | 0 | 0 | 0 | 153.4092 | 0 | 0 | 0 | 0 | 153.532 | 0 | 0 | 0 | 0 | 153.6549 | 0 | 0 | 0 | 0 | 153.7368 | 0 | 0 | 0 | 0 | 153.8597 | 0 | 0 | 0 | 0 | 153.9416 | 0 | 0 | 0 | 0 | 154.0235 | 0 | 0 | 0 | 0
2017-06-05 06:00 | 140.5935 | 0.41905 |  | 147.6323 | 0 | 0 | 0 | 0 | 151.7809 | 0 | 0 | 0 | 0 | 155.1752 | 0 | 0 | 0 | 0 | 155.3009 | 0 | 0 | 0 | 0 | 155.3847 | 0 | 0 | 0 | 0 | 155.5105 | 0 | 0 | 0 | 0 | 155.6362 | 0 | 0 | 0 | 0 | 155.7619 | 0 | 0 | 0 | 0 | 155.9295 | 0 | 0 | 0 | 0 | 156.0552 | 0 | 0 | 0 | 0 | 156.139 | 0 | 0 | 0 | 0 | 156.2648 | 0 | 0 | 0 | 0 | 156.3486 | 0 | 0 | 0 | 0 | 156.4743 | 0 | 0 | 0 | 0 | 156.6 | 0 | 0 | 0 | 0 | 156.6838 | 0 | 0 | 0 | 0 | 156.8095 | 0 | 0 | 0 | 0 | 156.9352 | 0 | 0 | 0 | 0 | 156.9771 | 0 | 0 | 0 | 0 | 157.1029 | 0 | 0 | 0 | 0 | 157.2286 | 0 | 0 | 0 | 0 | 157.3124 | 0 | 0 | 0 | 0 | 157.4381 | 0 | 0 | 0 | 0 | 157.5219 | 0 | 0 | 0 | 0 | 157.6057 | 0 | 0 | 0 | 0
2017-06-05 07:00 | 140.1071 | 0.4176 |  | 147.1215 | 0 | 0 | 0 | 0 | 151.2558 | 0 | 0 | 0 | 0 | 154.6384 | 0 | 0 | 0 | 0 | 154.7636 | 0 | 0 | 0 | 0 | 154.8472 | 0 | 0 | 0 | 0 | 154.9724 | 0 | 0 | 0 | 0 | 155.0977 | 0 | 0 | 0 | 0 | 155.223 | 0 | 0 | 0 | 0 | 155.39 | 0 | 0 | 0 | 0 | 155.5153 | 0 | 0 | 0 | 0 | 155.5988 | 0 | 0 | 0 | 0 | 155.7241 | 0 | 0 | 0 | 0 | 155.8076 | 0 | 0 | 0 | 0 | 155.9329 | 0 | 0 | 0 | 0 | 156.0582 | 0 | 0 | 0 | 0 | 156.1417 | 0 | 0 | 0 | 0 | 156.267 | 0 | 0 | 0 | 0 | 156.3923 | 0 | 0 | 0 | 0 | 156.434 | 0 | 0 | 0 | 0 | 156.5593 | 0 | 0 | 0 | 0 | 156.6846 | 0 | 0 | 0 | 0 | 156.7681 | 0 | 0 | 0 | 0 | 156.8934 | 0 | 0 | 0 | 0 | 156.9769 | 0 | 0 | 0 | 0 | 157.0605 | 0 | 0 | 0 | 0
2017-06-05 08:00 | 136.59 | 0.40712 |  | 143.4283 | 0 | 0 | 0 | 0 | 147.4588 | 0 | 0 | 0 | 0 | 150.7565 | 0 | 0 | 0 | 0 | 150.8786 | 0 | 0 | 0 | 0 | 150.9601 | 0 | 0 | 0 | 0 | 151.0822 | 0 | 0 | 0 | 0 | 151.2043 | 0 | 0 | 0 | 0 | 151.3265 | 0 | 0 | 0 | 0 | 151.4893 | 0 | 0 | 0 | 0 | 151.6114 | 0 | 0 | 0 | 0 | 151.6929 | 0 | 0 | 0 | 0 | 151.815 | 0 | 0 | 0 | 0 | 151.8964 | 0 | 0 | 0 | 0 | 152.0186 | 0 | 0 | 0 | 0 | 152.1407 | 0 | 0 | 0 | 0 | 152.2221 | 0 | 0 | 0 | 0 | 152.3443 | 0 | 0 | 0 | 0 | 152.4664 | 0 | 0 | 0 | 0 | 152.5071 | 0 | 0 | 0 | 0 | 152.6292 | 0 | 0 | 0 | 0 | 152.7514 | 0 | 0 | 0 | 0 | 152.8328 | 0 | 0 | 0 | 0 | 152.9549 | 0 | 0 | 0 | 0 | 153.0364 | 0 | 0 | 0 | 0 | 153.1178 | 0 | 0 | 0 | 0
2017-06-05 09:00 | 138.8986 | 0.414 |  | 145.8525 | 0 | 0 | 0 | 0 | 149.9511 | 0 | 0 | 0 | 0 | 153.3045 | 0 | 0 | 0 | 0 | 153.4287 | 0 | 0 | 0 | 0 | 153.5115 | 0 | 0 | 0 | 0 | 153.6357 | 0 | 0 | 0 | 0 | 153.7599 | 0 | 0 | 0 | 0 | 153.8841 | 0 | 0 | 0 | 0 | 154.0497 | 0 | 0 | 0 | 0 | 154.1739 | 0 | 0 | 0 | 0 | 154.2567 | 0 | 0 | 0 | 0 | 154.3809 | 0 | 0 | 0 | 0 | 154.4637 | 0 | 0 | 0 | 0 | 154.5879 | 0 | 0 | 0 | 0 | 154.7121 | 0 | 0 | 0 | 0 | 154.7949 | 0 | 0 | 0 | 0 | 154.9191 | 0 | 0 | 0 | 0 | 155.0433 | 0 | 0 | 0 | 0 | 155.0847 | 0 | 0 | 0 | 0 | 155.2089 | 0 | 0 | 0 | 0 | 155.3331 | 0 | 0 | 0 | 0 | 155.4159 | 0 | 0 | 0 | 0 | 155.5401 | 0 | 0 | 0 | 0 | 155.6229 | 0 | 0 | 0 | 0 | 155.7057 | 0 | 0 | 0 | 0
2017-06-05 10:00 | 135.7111 | 0.4045 |  | 142.5054 | 0 | 0 | 0 | 0 | 146.5099 | 0 | 0 | 0 | 0 | 149.7864 | 0 | 0 | 0 | 0 | 149.9077 | 0 | 0 | 0 | 0 | 149.9886 | 0 | 0 | 0 | 0 | 150.11 | 0 | 0 | 0 | 0 | 150.2313 | 0 | 0 | 0 | 0 | 150.3527 | 0 | 0 | 0 | 0 | 150.5145 | 0 | 0 | 0 | 0 | 150.6358 | 0 | 0 | 0 | 0 | 150.7167 | 0 | 0 | 0 | 0 | 150.8381 | 0 | 0 | 0 | 0 | 150.919 | 0 | 0 | 0 | 0 | 151.0403 | 0 | 0 | 0 | 0 | 151.1617 | 0 | 0 | 0 | 0 | 151.2426 | 0 | 0 | 0 | 0 | 151.3639 | 0 | 0 | 0 | 0 | 151.4853 | 0 | 0 | 0 | 0 | 151.5257 | 0 | 0 | 0 | 0 | 151.6471 | 0 | 0 | 0 | 0 | 151.7684 | 0 | 0 | 0 | 0 | 151.8493 | 0 | 0 | 0 | 0 | 151.9707 | 0 | 0 | 0 | 0 | 152.0516 | 0 | 0 | 0 | 0 | 152.1325 | 0 | 0 | 0 | 0
2017-06-05 11:00 | 137.7971 | 0.41072 |  | 144.6959 | 0 | 0 | 0 | 0 | 148.762 | 0 | 0 | 0 | 0 | 152.0888 | 0 | 0 | 0 | 0 | 152.212 | 0 | 0 | 0 | 0 | 152.2942 | 0 | 0 | 0 | 0 | 152.4174 | 0 | 0 | 0 | 0 | 152.5406 | 0 | 0 | 0 | 0 | 152.6638 | 0 | 0 | 0 | 0 | 152.8281 | 0 | 0 | 0 | 0 | 152.9513 | 0 | 0 | 0 | 0 | 153.0335 | 0 | 0 | 0 | 0 | 153.1567 | 0 | 0 | 0 | 0 | 153.2388 | 0 | 0 | 0 | 0 | 153.3621 | 0 | 0 | 0 | 0 | 153.4853 | 0 | 0 | 0 | 0 | 153.5674 | 0 | 0 | 0 | 0 | 153.6906 | 0 | 0 | 0 | 0 | 153.8138 | 0 | 0 | 0 | 0 | 153.8549 | 0 | 0 | 0 | 0 | 153.9781 | 0 | 0 | 0 | 0 | 154.1014 | 0 | 0 | 0 | 0 | 154.1835 | 0 | 0 | 0 | 0 | 154.3067 | 0 | 0 | 0 | 0 | 154.3889 | 0 | 0 | 0 | 0 | 154.471 | 0 | 0 | 0 | 0
2017-06-05 12:00 | 136.8499 | 0.40789 |  | 143.7012 | 0 | 0 | 0 | 0 | 147.7394 | 0 | 0 | 0 | 0 | 151.0433 | 0 | 0 | 0 | 0 | 151.1657 | 0 | 0 | 0 | 0 | 151.2473 | 0 | 0 | 0 | 0 | 151.3696 | 0 | 0 | 0 | 0 | 151.492 | 0 | 0 | 0 | 0 | 151.6144 | 0 | 0 | 0 | 0 | 151.7775 | 0 | 0 | 0 | 0 | 151.8999 | 0 | 0 | 0 | 0 | 151.9815 | 0 | 0 | 0 | 0 | 152.1038 | 0 | 0 | 0 | 0 | 152.1854 | 0 | 0 | 0 | 0 | 152.3078 | 0 | 0 | 0 | 0 | 152.4302 | 0 | 0 | 0 | 0 | 152.5117 | 0 | 0 | 0 | 0 | 152.6341 | 0 | 0 | 0 | 0 | 152.7565 | 0 | 0 | 0 | 0 | 152.7973 | 0 | 0 | 0 | 0 | 152.9196 | 0 | 0 | 0 | 0 | 153.042 | 0 | 0 | 0 | 0 | 153.1236 | 0 | 0 | 0 | 0 | 153.2459 | 0 | 0 | 0 | 0 | 153.3275 | 0 | 0 | 0 | 0 | 153.4091 | 0 | 0 | 0 | 0
2017-06-05 13:00 | 133.4886 | 0.39788 |  | 140.1717 | 0 | 0 | 0 | 0 | 144.1106 | 0 | 0 | 0 | 0 | 147.3334 | 0 | 0 | 0 | 0 | 147.4528 | 0 | 0 | 0 | 0 | 147.5324 | 0 | 0 | 0 | 0 | 147.6517 | 0 | 0 | 0 | 0 | 147.7711 | 0 | 0 | 0 | 0 | 147.8904 | 0 | 0 | 0 | 0 | 148.0496 | 0 | 0 | 0 | 0 | 148.169 | 0 | 0 | 0 | 0 | 148.2485 | 0 | 0 | 0 | 0 | 148.3679 | 0 | 0 | 0 | 0 | 148.4475 | 0 | 0 | 0 | 0 | 148.5668 | 0 | 0 | 0 | 0 | 148.6862 | 0 | 0 | 0 | 0 | 148.7658 | 0 | 0 | 0 | 0 | 148.8851 | 0 | 0 | 0 | 0 | 149.0045 | 0 | 0 | 0 | 0 | 149.0443 | 0 | 0 | 0 | 0 | 149.1636 | 0 | 0 | 0 | 0 | 149.283 | 0 | 0 | 0 | 0 | 149.3626 | 0 | 0 | 0 | 0 | 149.4819 | 0 | 0 | 0 | 0 | 149.5615 | 0 | 0 | 0 | 0 | 149.6411 | 0 | 0 | 0 | 0
2017-06-05 14:00 | 132.1582 | 0.39391 |  | 138.7746 | 0 | 0 | 0 | 0 | 142.6743 | 0 | 0 | 0 | 0 | 145.865 | 0 | 0 | 0 | 0 | 145.9832 | 0 | 0 | 0 | 0 | 146.062 | 0 | 0 | 0 | 0 | 146.1801 | 0 | 0 | 0 | 0 | 146.2983 | 0 | 0 | 0 | 0 | 146.4165 | 0 | 0 | 0 | 0 | 146.574 | 0 | 0 | 0 | 0 | 146.6922 | 0 | 0 | 0 | 0 | 146.771 | 0 | 0 | 0 | 0 | 146.8892 | 0 | 0 | 0 | 0 | 146.968 | 0 | 0 | 0 | 0 | 147.0861 | 0 | 0 | 0 | 0 | 147.2043 | 0 | 0 | 0 | 0 | 147.2831 | 0 | 0 | 0 | 0 | 147.4013 | 0 | 0 | 0 | 0 | 147.5194 | 0 | 0 | 0 | 0 | 147.5588 | 0 | 0 | 0 | 0 | 147.677 | 0 | 0 | 0 | 0 | 147.7952 | 0 | 0 | 0 | 0 | 147.874 | 0 | 0 | 0 | 0 | 147.9921 | 0 | 0 | 0 | 0 | 148.0709 | 0 | 0 | 0 | 0 | 148.1497 | 0 | 0 | 0 | 0
2017-06-05 15:00 | 136.7353 | 0.40755 |  | 143.581 | 0 | 0 | 0 | 0 | 147.6157 | 0 | 0 | 0 | 0 | 150.9169 | 0 | 0 | 0 | 0 | 151.0392 | 0 | 0 | 0 | 0 | 151.1207 | 0 | 0 | 0 | 0 | 151.243 | 0 | 0 | 0 | 0 | 151.3652 | 0 | 0 | 0 | 0 | 151.4875 | 0 | 0 | 0 | 0 | 151.6505 | 0 | 0 | 0 | 0 | 151.7728 | 0 | 0 | 0 | 0 | 151.8543 | 0 | 0 | 0 | 0 | 151.9766 | 0 | 0 | 0 | 0 | 152.0581 | 0 | 0 | 0 | 0 | 152.1803 | 0 | 0 | 0 | 0 | 152.3026 | 0 | 0 | 0 | 0 | 152.3841 | 0 | 0 | 0 | 0 | 152.5064 | 0 | 0 | 0 | 0 | 152.6286 | 0 | 0 | 0 | 0 | 152.6694 | 0 | 0 | 0 | 0 | 152.7917 | 0 | 0 | 0 | 0 | 152.9139 | 0 | 0 | 0 | 0 | 152.9954 | 0 | 0 | 0 | 0 | 153.1177 | 0 | 0 | 0 | 0 | 153.1992 | 0 | 0 | 0 | 0 | 153.2807 | 0 | 0 | 0 | 0
2017-06-05 16:00 | 134.486 | 0.40085 |  | 141.219 | 0 | 0 | 0 | 0 | 145.1874 | 0 | 0 | 0 | 0 | 148.4342 | 0 | 0 | 0 | 0 | 148.5545 | 0 | 0 | 0 | 0 | 148.6347 | 0 | 0 | 0 | 0 | 148.7549 | 0 | 0 | 0 | 0 | 148.8752 | 0 | 0 | 0 | 0 | 148.9954 | 0 | 0 | 0 | 0 | 149.1558 | 0 | 0 | 0 | 0 | 149.276 | 0 | 0 | 0 | 0 | 149.3562 | 0 | 0 | 0 | 0 | 149.4764 | 0 | 0 | 0 | 0 | 149.5566 | 0 | 0 | 0 | 0 | 149.6769 | 0 | 0 | 0 | 0 | 149.7971 | 0 | 0 | 0 | 0 | 149.8773 | 0 | 0 | 0 | 0 | 149.9975 | 0 | 0 | 0 | 0 | 150.1178 | 0 | 0 | 0 | 0 | 150.1579 | 0 | 0 | 0 | 0 | 150.2781 | 0 | 0 | 0 | 0 | 150.3984 | 0 | 0 | 0 | 0 | 150.4786 | 0 | 0 | 0 | 0 | 150.5988 | 0 | 0 | 0 | 0 | 150.679 | 0 | 0 | 0 | 0 | 150.7592 | 0 | 0 | 0 | 0
2017-06-05 17:00 | 133.888 | 0.39907 |  | 140.5911 | 0 | 0 | 0 | 0 | 144.5418 | 0 | 0 | 0 | 0 | 147.7742 | 0 | 0 | 0 | 0 | 147.894 | 0 | 0 | 0 | 0 | 147.9738 | 0 | 0 | 0 | 0 | 148.0935 | 0 | 0 | 0 | 0 | 148.2132 | 0 | 0 | 0 | 0 | 148.3329 | 0 | 0 | 0 | 0 | 148.4926 | 0 | 0 | 0 | 0 | 148.6123 | 0 | 0 | 0 | 0 | 148.6921 | 0 | 0 | 0 | 0 | 148.8118 | 0 | 0 | 0 | 0 | 148.8916 | 0 | 0 | 0 | 0 | 149.0114 | 0 | 0 | 0 | 0 | 149.1311 | 0 | 0 | 0 | 0 | 149.2109 | 0 | 0 | 0 | 0 | 149.3306 | 0 | 0 | 0 | 0 | 149.4503 | 0 | 0 | 0 | 0 | 149.4902 | 0 | 0 | 0 | 0 | 149.6099 | 0 | 0 | 0 | 0 | 149.7297 | 0 | 0 | 0 | 0 | 149.8095 | 0 | 0 | 0 | 0 | 149.9292 | 0 | 0 | 0 | 0 | 150.009 | 0 | 0 | 0 | 0 | 150.0888 | 0 | 0 | 0 | 0
2017-06-05 18:00 | 130.2292 | 0.38816 |  | 136.749 | 0 | 0 | 0 | 0 | 140.5918 | 0 | 0 | 0 | 0 | 143.7359 | 0 | 0 | 0 | 0 | 143.8524 | 0 | 0 | 0 | 0 | 143.93 | 0 | 0 | 0 | 0 | 144.0465 | 0 | 0 | 0 | 0 | 144.1629 | 0 | 0 | 0 | 0 | 144.2794 | 0 | 0 | 0 | 0 | 144.4346 | 0 | 0 | 0 | 0 | 144.5511 | 0 | 0 | 0 | 0 | 144.6287 | 0 | 0 | 0 | 0 | 144.7452 | 0 | 0 | 0 | 0 | 144.8228 | 0 | 0 | 0 | 0 | 144.9392 | 0 | 0 | 0 | 0 | 145.0557 | 0 | 0 | 0 | 0 | 145.1333 | 0 | 0 | 0 | 0 | 145.2498 | 0 | 0 | 0 | 0 | 145.3662 | 0 | 0 | 0 | 0 | 145.405 | 0 | 0 | 0 | 0 | 145.5215 | 0 | 0 | 0 | 0 | 145.6379 | 0 | 0 | 0 | 0 | 145.7156 | 0 | 0 | 0 | 0 | 145.832 | 0 | 0 | 0 | 0 | 145.9096 | 0 | 0 | 0 | 0 | 145.9873 | 0 | 0 | 0 | 0
2017-06-05 19:00 | 130.541 | 0.38909 |  | 137.0765 | 0 | 0 | 0 | 0 | 140.9285 | 0 | 0 | 0 | 0 | 144.0801 | 0 | 0 | 0 | 0 | 144.1968 | 0 | 0 | 0 | 0 | 144.2746 | 0 | 0 | 0 | 0 | 144.3914 | 0 | 0 | 0 | 0 | 144.5081 | 0 | 0 | 0 | 0 | 144.6248 | 0 | 0 | 0 | 0 | 144.7804 | 0 | 0 | 0 | 0 | 144.8972 | 0 | 0 | 0 | 0 | 144.975 | 0 | 0 | 0 | 0 | 145.0917 | 0 | 0 | 0 | 0 | 145.1695 | 0 | 0 | 0 | 0 | 145.2863 | 0 | 0 | 0 | 0 | 145.403 | 0 | 0 | 0 | 0 | 145.4808 | 0 | 0 | 0 | 0 | 145.5975 | 0 | 0 | 0 | 0 | 145.7143 | 0 | 0 | 0 | 0 | 145.7532 | 0 | 0 | 0 | 0 | 145.8699 | 0 | 0 | 0 | 0 | 145.9866 | 0 | 0 | 0 | 0 | 146.0644 | 0 | 0 | 0 | 0 | 146.1812 | 0 | 0 | 0 | 0 | 146.259 | 0 | 0 | 0 | 0 | 146.3368 | 0 | 0 | 0 | 0
2017-06-05 20:00 | 124.9418 | 0.3724 |  | 131.197 | 0 | 0 | 0 | 0 | 134.8837 | 0 | 0 | 0 | 0 | 137.9002 | 0 | 0 | 0 | 0 | 138.0119 | 0 | 0 | 0 | 0 | 138.0864 | 0 | 0 | 0 | 0 | 138.1981 | 0 | 0 | 0 | 0 | 138.3098 | 0 | 0 | 0 | 0 | 138.4216 | 0 | 0 | 0 | 0 | 138.5705 | 0 | 0 | 0 | 0 | 138.6822 | 0 | 0 | 0 | 0 | 138.7567 | 0 | 0 | 0 | 0 | 138.8684 | 0 | 0 | 0 | 0 | 138.9429 | 0 | 0 | 0 | 0 | 139.0546 | 0 | 0 | 0 | 0 | 139.1664 | 0 | 0 | 0 | 0 | 139.2408 | 0 | 0 | 0 | 0 | 139.3526 | 0 | 0 | 0 | 0 | 139.4643 | 0 | 0 | 0 | 0 | 139.5015 | 0 | 0 | 0 | 0 | 139.6132 | 0 | 0 | 0 | 0 | 139.725 | 0 | 0 | 0 | 0 | 139.7994 | 0 | 0 | 0 | 0 | 139.9112 | 0 | 0 | 0 | 0 | 139.9856 | 0 | 0 | 0 | 0 | 140.0601 | 0 | 0 | 0 | 0
2017-06-05 21:00 | 134.3791 | 0.40053 |  | 141.1067 | 0 | 0 | 0 | 0 | 145.0719 | 0 | 0 | 0 | 0 | 148.3162 | 0 | 0 | 0 | 0 | 148.4364 | 0 | 0 | 0 | 0 | 148.5165 | 0 | 0 | 0 | 0 | 148.6367 | 0 | 0 | 0 | 0 | 148.7568 | 0 | 0 | 0 | 0 | 148.877 | 0 | 0 | 0 | 0 | 149.0372 | 0 | 0 | 0 | 0 | 149.1574 | 0 | 0 | 0 | 0 | 149.2375 | 0 | 0 | 0 | 0 | 149.3576 | 0 | 0 | 0 | 0 | 149.4377 | 0 | 0 | 0 | 0 | 149.5579 | 0 | 0 | 0 | 0 | 149.678 | 0 | 0 | 0 | 0 | 149.7581 | 0 | 0 | 0 | 0 | 149.8783 | 0 | 0 | 0 | 0 | 149.9985 | 0 | 0 | 0 | 0 | 150.0385 | 0 | 0 | 0 | 0 | 150.1587 | 0 | 0 | 0 | 0 | 150.2788 | 0 | 0 | 0 | 0 | 150.3589 | 0 | 0 | 0 | 0 | 150.4791 | 0 | 0 | 0 | 0 | 150.5592 | 0 | 0 | 0 | 0 | 150.6393 | 0 | 0 | 0 | 0
2017-06-05 22:00 | 134.0253 | 0.39948 |  | 140.7353 | 0 | 0 | 0 | 0 | 144.6901 | 0 | 0 | 0 | 0 | 147.9258 | 0 | 0 | 0 | 0 | 148.0457 | 0 | 0 | 0 | 0 | 148.1256 | 0 | 0 | 0 | 0 | 148.2454 | 0 | 0 | 0 | 0 | 148.3653 | 0 | 0 | 0 | 0 | 148.4851 | 0 | 0 | 0 | 0 | 148.6449 | 0 | 0 | 0 | 0 | 148.7647 | 0 | 0 | 0 | 0 | 148.8446 | 0 | 0 | 0 | 0 | 148.9645 | 0 | 0 | 0 | 0 | 149.0444 | 0 | 0 | 0 | 0 | 149.1642 | 0 | 0 | 0 | 0 | 149.284 | 0 | 0 | 0 | 0 | 149.3639 | 0 | 0 | 0 | 0 | 149.4838 | 0 | 0 | 0 | 0 | 149.6036 | 0 | 0 | 0 | 0 | 149.6436 | 0 | 0 | 0 | 0 | 149.7634 | 0 | 0 | 0 | 0 | 149.8833 | 0 | 0 | 0 | 0 | 149.9632 | 0 | 0 | 0 | 0 | 150.083 | 0 | 0 | 0 | 0 | 150.1629 | 0 | 0 | 0 | 0 | 150.2428 | 0 | 0 | 0 | 0
2017-06-05 23:00 | 134.3915 | 0.40057 |  | 141.1198 | 0 | 0 | 0 | 0 | 145.0854 | 0 | 0 | 0 | 0 | 148.33 | 0 | 0 | 0 | 0 | 148.4502 | 0 | 0 | 0 | 0 | 148.5303 | 0 | 0 | 0 | 0 | 148.6505 | 0 | 0 | 0 | 0 | 148.7706 | 0 | 0 | 0 | 0 | 148.8908 | 0 | 0 | 0 | 0 | 149.051 | 0 | 0 | 0 | 0 | 149.1712 | 0 | 0 | 0 | 0 | 149.2513 | 0 | 0 | 0 | 0 | 149.3715 | 0 | 0 | 0 | 0 | 149.4516 | 0 | 0 | 0 | 0 | 149.5718 | 0 | 0 | 0 | 0 | 149.6919 | 0 | 0 | 0 | 0 | 149.772 | 0 | 0 | 0 | 0 | 149.8922 | 0 | 0 | 0 | 0 | 150.0124 | 0 | 0 | 0 | 0 | 150.0524 | 0 | 0 | 0 | 0 | 150.1726 | 0 | 0 | 0 | 0 | 150.2928 | 0 | 0 | 0 | 0 | 150.3729 | 0 | 0 | 0 | 0 | 150.4931 | 0 | 0 | 0 | 0 | 150.5732 | 0 | 0 | 0 | 0 | 150.6533 | 0 | 0 | 0 | 0
2017-06-06 | 116.6964 | 0.34782 |  | 122.5387 | 0 | 0 | 0 | 0 | 125.9822 | 0 | 0 | 0 | 0 | 128.7996 | 0 | 0 | 0 | 0 | 128.9039 | 0 | 0 | 0 | 0 | 128.9735 | 0 | 0 | 0 | 0 | 129.0779 | 0 | 0 | 0 | 0 | 129.1822 | 0 | 0 | 0 | 0 | 129.2865 | 0 | 0 | 0 | 0 | 129.4257 | 0 | 0 | 0 | 0 | 129.53 | 0 | 0 | 0 | 0 | 129.5996 | 0 | 0 | 0 | 0 | 129.7039 | 0 | 0 | 0 | 0 | 129.7735 | 0 | 0 | 0 | 0 | 129.8779 | 0 | 0 | 0 | 0 | 129.9822 | 0 | 0 | 0 | 0 | 130.0518 | 0 | 0 | 0 | 0 | 130.1561 | 0 | 0 | 0 | 0 | 130.2605 | 0 | 0 | 0 | 0 | 130.2952 | 0 | 0 | 0 | 0 | 130.3996 | 0 | 0 | 0 | 0 | 130.5039 | 0 | 0 | 0 | 0 | 130.5735 | 0 | 0 | 0 | 0 | 130.6778 | 0 | 0 | 0 | 0 | 130.7474 | 0 | 0 | 0 | 0 | 130.817 | 0 | 0 | 0 | 0
2017-06-06 01:00 | 131.0206 | 0.39052 |  | 137.5801 | 0 | 0 | 0 | 0 | 141.4463 | 0 | 0 | 0 | 0 | 144.6095 | 0 | 0 | 0 | 0 | 144.7267 | 0 | 0 | 0 | 0 | 144.8048 | 0 | 0 | 0 | 0 | 144.9219 | 0 | 0 | 0 | 0 | 145.0391 | 0 | 0 | 0 | 0 | 145.1562 | 0 | 0 | 0 | 0 | 145.3124 | 0 | 0 | 0 | 0 | 145.4296 | 0 | 0 | 0 | 0 | 145.5077 | 0 | 0 | 0 | 0 | 145.6249 | 0 | 0 | 0 | 0 | 145.703 | 0 | 0 | 0 | 0 | 145.8201 | 0 | 0 | 0 | 0 | 145.9373 | 0 | 0 | 0 | 0 | 146.0154 | 0 | 0 | 0 | 0 | 146.1325 | 0 | 0 | 0 | 0 | 146.2497 | 0 | 0 | 0 | 0 | 146.2887 | 0 | 0 | 0 | 0 | 146.4059 | 0 | 0 | 0 | 0 | 146.523 | 0 | 0 | 0 | 0 | 146.6012 | 0 | 0 | 0 | 0 | 146.7183 | 0 | 0 | 0 | 0 | 146.7964 | 0 | 0 | 0 | 0 | 146.8745 | 0 | 0 | 0 | 0
2017-06-06 02:00 | 132.7125 | 0.39556 |  | 139.3568 | 0 | 0 | 0 | 0 | 143.2728 | 0 | 0 | 0 | 0 | 146.4769 | 0 | 0 | 0 | 0 | 146.5956 | 0 | 0 | 0 | 0 | 146.6747 | 0 | 0 | 0 | 0 | 146.7933 | 0 | 0 | 0 | 0 | 146.912 | 0 | 0 | 0 | 0 | 147.0307 | 0 | 0 | 0 | 0 | 147.1889 | 0 | 0 | 0 | 0 | 147.3076 | 0 | 0 | 0 | 0 | 147.3867 | 0 | 0 | 0 | 0 | 147.5053 | 0 | 0 | 0 | 0 | 147.5845 | 0 | 0 | 0 | 0 | 147.7031 | 0 | 0 | 0 | 0 | 147.8218 | 0 | 0 | 0 | 0 | 147.9009 | 0 | 0 | 0 | 0 | 148.0196 | 0 | 0 | 0 | 0 | 148.1382 | 0 | 0 | 0 | 0 | 148.1778 | 0 | 0 | 0 | 0 | 148.2965 | 0 | 0 | 0 | 0 | 148.4151 | 0 | 0 | 0 | 0 | 148.4943 | 0 | 0 | 0 | 0 | 148.6129 | 0 | 0 | 0 | 0 | 148.692 | 0 | 0 | 0 | 0 | 148.7711 | 0 | 0 | 0 | 0
2017-06-06 03:00 | 136.1505 | 0.40581 |  | 142.9669 | 0 | 0 | 0 | 0 | 146.9844 | 0 | 0 | 0 | 0 | 150.2714 | 0 | 0 | 0 | 0 | 150.3932 | 0 | 0 | 0 | 0 | 150.4743 | 0 | 0 | 0 | 0 | 150.5961 | 0 | 0 | 0 | 0 | 150.7178 | 0 | 0 | 0 | 0 | 150.8396 | 0 | 0 | 0 | 0 | 151.0019 | 0 | 0 | 0 | 0 | 151.1236 | 0 | 0 | 0 | 0 | 151.2048 | 0 | 0 | 0 | 0 | 151.3265 | 0 | 0 | 0 | 0 | 151.4077 | 0 | 0 | 0 | 0 | 151.5294 | 0 | 0 | 0 | 0 | 151.6512 | 0 | 0 | 0 | 0 | 151.7323 | 0 | 0 | 0 | 0 | 151.8541 | 0 | 0 | 0 | 0 | 151.9758 | 0 | 0 | 0 | 0 | 152.0164 | 0 | 0 | 0 | 0 | 152.1382 | 0 | 0 | 0 | 0 | 152.2599 | 0 | 0 | 0 | 0 | 152.3411 | 0 | 0 | 0 | 0 | 152.4628 | 0 | 0 | 0 | 0 | 152.544 | 0 | 0 | 0 | 0 | 152.6251 | 0 | 0 | 0 | 0
2017-06-06 04:00 | 135.711 | 0.4045 |  | 142.5053 | 0 | 0 | 0 | 0 | 146.5099 | 0 | 0 | 0 | 0 | 149.7863 | 0 | 0 | 0 | 0 | 149.9077 | 0 | 0 | 0 | 0 | 149.9886 | 0 | 0 | 0 | 0 | 150.1099 | 0 | 0 | 0 | 0 | 150.2313 | 0 | 0 | 0 | 0 | 150.3526 | 0 | 0 | 0 | 0 | 150.5144 | 0 | 0 | 0 | 0 | 150.6358 | 0 | 0 | 0 | 0 | 150.7167 | 0 | 0 | 0 | 0 | 150.838 | 0 | 0 | 0 | 0 | 150.9189 | 0 | 0 | 0 | 0 | 151.0403 | 0 | 0 | 0 | 0 | 151.1616 | 0 | 0 | 0 | 0 | 151.2425 | 0 | 0 | 0 | 0 | 151.3639 | 0 | 0 | 0 | 0 | 151.4852 | 0 | 0 | 0 | 0 | 151.5257 | 0 | 0 | 0 | 0 | 151.647 | 0 | 0 | 0 | 0 | 151.7684 | 0 | 0 | 0 | 0 | 151.8493 | 0 | 0 | 0 | 0 | 151.9706 | 0 | 0 | 0 | 0 | 152.0515 | 0 | 0 | 0 | 0 | 152.1324 | 0 | 0 | 0 | 0
2017-06-06 05:00 | 135.1256 | 0.40276 |  | 141.8907 | 0 | 0 | 0 | 0 | 145.8779 | 0 | 0 | 0 | 0 | 149.1403 | 0 | 0 | 0 | 0 | 149.2611 | 0 | 0 | 0 | 0 | 149.3416 | 0 | 0 | 0 | 0 | 149.4625 | 0 | 0 | 0 | 0 | 149.5833 | 0 | 0 | 0 | 0 | 149.7041 | 0 | 0 | 0 | 0 | 149.8652 | 0 | 0 | 0 | 0 | 149.9861 | 0 | 0 | 0 | 0 | 150.0666 | 0 | 0 | 0 | 0 | 150.1874 | 0 | 0 | 0 | 0 | 150.268 | 0 | 0 | 0 | 0 | 150.3888 | 0 | 0 | 0 | 0 | 150.5096 | 0 | 0 | 0 | 0 | 150.5902 | 0 | 0 | 0 | 0 | 150.711 | 0 | 0 | 0 | 0 | 150.8318 | 0 | 0 | 0 | 0 | 150.8721 | 0 | 0 | 0 | 0 | 150.9929 | 0 | 0 | 0 | 0 | 151.1138 | 0 | 0 | 0 | 0 | 151.1943 | 0 | 0 | 0 | 0 | 151.3151 | 0 | 0 | 0 | 0 | 151.3957 | 0 | 0 | 0 | 0 | 151.4762 | 0 | 0 | 0 | 0
2017-06-06 06:00 | 135.1375 | 0.40279 |  | 141.9032 | 0 | 0 | 0 | 0 | 145.8908 | 0 | 0 | 0 | 0 | 149.1534 | 0 | 0 | 0 | 0 | 149.2742 | 0 | 0 | 0 | 0 | 149.3548 | 0 | 0 | 0 | 0 | 149.4756 | 0 | 0 | 0 | 0 | 149.5965 | 0 | 0 | 0 | 0 | 149.7173 | 0 | 0 | 0 | 0 | 149.8784 | 0 | 0 | 0 | 0 | 149.9993 | 0 | 0 | 0 | 0 | 150.0798 | 0 | 0 | 0 | 0 | 150.2007 | 0 | 0 | 0 | 0 | 150.2812 | 0 | 0 | 0 | 0 | 150.4021 | 0 | 0 | 0 | 0 | 150.5229 | 0 | 0 | 0 | 0 | 150.6035 | 0 | 0 | 0 | 0 | 150.7243 | 0 | 0 | 0 | 0 | 150.8451 | 0 | 0 | 0 | 0 | 150.8854 | 0 | 0 | 0 | 0 | 151.0062 | 0 | 0 | 0 | 0 | 151.1271 | 0 | 0 | 0 | 0 | 151.2076 | 0 | 0 | 0 | 0 | 151.3285 | 0 | 0 | 0 | 0 | 151.409 | 0 | 0 | 0 | 0 | 151.4896 | 0 | 0 | 0 | 0
2017-06-06 07:00 | 124.0231 | 0.36966 |  | 130.2322 | 0 | 0 | 0 | 0 | 133.8919 | 0 | 0 | 0 | 0 | 136.8862 | 0 | 0 | 0 | 0 | 136.9971 | 0 | 0 | 0 | 0 | 137.071 | 0 | 0 | 0 | 0 | 137.1819 | 0 | 0 | 0 | 0 | 137.2928 | 0 | 0 | 0 | 0 | 137.4037 | 0 | 0 | 0 | 0 | 137.5516 | 0 | 0 | 0 | 0 | 137.6625 | 0 | 0 | 0 | 0 | 137.7364 | 0 | 0 | 0 | 0 | 137.8473 | 0 | 0 | 0 | 0 | 137.9212 | 0 | 0 | 0 | 0 | 138.0321 | 0 | 0 | 0 | 0 | 138.143 | 0 | 0 | 0 | 0 | 138.217 | 0 | 0 | 0 | 0 | 138.3279 | 0 | 0 | 0 | 0 | 138.4388 | 0 | 0 | 0 | 0 | 138.4757 | 0 | 0 | 0 | 0 | 138.5866 | 0 | 0 | 0 | 0 | 138.6975 | 0 | 0 | 0 | 0 | 138.7715 | 0 | 0 | 0 | 0 | 138.8824 | 0 | 0 | 0 | 0 | 138.9563 | 0 | 0 | 0 | 0 | 139.0302 | 0 | 0 | 0 | 0
2017-06-06 08:00 | 125.4323 | 0.37386 |  | 131.7121 | 0 | 0 | 0 | 0 | 135.4133 | 0 | 0 | 0 | 0 | 138.4416 | 0 | 0 | 0 | 0 | 138.5538 | 0 | 0 | 0 | 0 | 138.6285 | 0 | 0 | 0 | 0 | 138.7407 | 0 | 0 | 0 | 0 | 138.8528 | 0 | 0 | 0 | 0 | 138.965 | 0 | 0 | 0 | 0 | 139.1145 | 0 | 0 | 0 | 0 | 139.2267 | 0 | 0 | 0 | 0 | 139.3015 | 0 | 0 | 0 | 0 | 139.4136 | 0 | 0 | 0 | 0 | 139.4884 | 0 | 0 | 0 | 0 | 139.6006 | 0 | 0 | 0 | 0 | 139.7127 | 0 | 0 | 0 | 0 | 139.7875 | 0 | 0 | 0 | 0 | 139.8997 | 0 | 0 | 0 | 0 | 140.0118 | 0 | 0 | 0 | 0 | 140.0492 | 0 | 0 | 0 | 0 | 140.1614 | 0 | 0 | 0 | 0 | 140.2735 | 0 | 0 | 0 | 0 | 140.3483 | 0 | 0 | 0 | 0 | 140.4605 | 0 | 0 | 0 | 0 | 140.5352 | 0 | 0 | 0 | 0 | 140.61 | 0 | 0 | 0 | 0
2017-06-06 09:00 | 126.6973 | 0.37763 |  | 133.0403 | 0 | 0 | 0 | 0 | 136.7789 | 0 | 0 | 0 | 0 | 139.8377 | 0 | 0 | 0 | 0 | 139.951 | 0 | 0 | 0 | 0 | 140.0265 | 0 | 0 | 0 | 0 | 140.1398 | 0 | 0 | 0 | 0 | 140.2531 | 0 | 0 | 0 | 0 | 140.3664 | 0 | 0 | 0 | 0 | 140.5175 | 0 | 0 | 0 | 0 | 140.6308 | 0 | 0 | 0 | 0 | 140.7063 | 0 | 0 | 0 | 0 | 140.8196 | 0 | 0 | 0 | 0 | 140.8951 | 0 | 0 | 0 | 0 | 141.0084 | 0 | 0 | 0 | 0 | 141.1217 | 0 | 0 | 0 | 0 | 141.1972 | 0 | 0 | 0 | 0 | 141.3105 | 0 | 0 | 0 | 0 | 141.4238 | 0 | 0 | 0 | 0 | 141.4616 | 0 | 0 | 0 | 0 | 141.5748 | 0 | 0 | 0 | 0 | 141.6881 | 0 | 0 | 0 | 0 | 141.7637 | 0 | 0 | 0 | 0 | 141.8769 | 0 | 0 | 0 | 0 | 141.9525 | 0 | 0 | 0 | 0 | 142.028 | 0 | 0 | 0 | 0
2017-06-06 10:00 | 133.5206 | 0.39797 |  | 140.2052 | 0 | 0 | 0 | 0 | 144.1451 | 0 | 0 | 0 | 0 | 147.3687 | 0 | 0 | 0 | 0 | 147.4881 | 0 | 0 | 0 | 0 | 147.5677 | 0 | 0 | 0 | 0 | 147.6871 | 0 | 0 | 0 | 0 | 147.8065 | 0 | 0 | 0 | 0 | 147.9259 | 0 | 0 | 0 | 0 | 148.085 | 0 | 0 | 0 | 0 | 148.2044 | 0 | 0 | 0 | 0 | 148.284 | 0 | 0 | 0 | 0 | 148.4034 | 0 | 0 | 0 | 0 | 148.483 | 0 | 0 | 0 | 0 | 148.6024 | 0 | 0 | 0 | 0 | 148.7218 | 0 | 0 | 0 | 0 | 148.8014 | 0 | 0 | 0 | 0 | 148.9208 | 0 | 0 | 0 | 0 | 149.0402 | 0 | 0 | 0 | 0 | 149.08 | 0 | 0 | 0 | 0 | 149.1994 | 0 | 0 | 0 | 0 | 149.3188 | 0 | 0 | 0 | 0 | 149.3984 | 0 | 0 | 0 | 0 | 149.5177 | 0 | 0 | 0 | 0 | 149.5973 | 0 | 0 | 0 | 0 | 149.6769 | 0 | 0 | 0 | 0
2017-06-06 11:00 | 141.5725 | 0.42197 |  | 148.6603 | 0 | 0 | 0 | 0 | 152.8378 | 0 | 0 | 0 | 0 | 156.2557 | 0 | 0 | 0 | 0 | 156.3823 | 0 | 0 | 0 | 0 | 156.4667 | 0 | 0 | 0 | 0 | 156.5933 | 0 | 0 | 0 | 0 | 156.7199 | 0 | 0 | 0 | 0 | 156.8465 | 0 | 0 | 0 | 0 | 157.0153 | 0 | 0 | 0 | 0 | 157.1419 | 0 | 0 | 0 | 0 | 157.2263 | 0 | 0 | 0 | 0 | 157.3529 | 0 | 0 | 0 | 0 | 157.4373 | 0 | 0 | 0 | 0 | 157.5639 | 0 | 0 | 0 | 0 | 157.6904 | 0 | 0 | 0 | 0 | 157.7748 | 0 | 0 | 0 | 0 | 157.9014 | 0 | 0 | 0 | 0 | 158.028 | 0 | 0 | 0 | 0 | 158.0702 | 0 | 0 | 0 | 0 | 158.1968 | 0 | 0 | 0 | 0 | 158.3234 | 0 | 0 | 0 | 0 | 158.4078 | 0 | 0 | 0 | 0 | 158.5344 | 0 | 0 | 0 | 0 | 158.6188 | 0 | 0 | 0 | 0 | 158.7032 | 0 | 0 | 0 | 0
2017-06-06 12:00 | 151.1382 | 0.45048 |  | 158.7049 | 0 | 0 | 0 | 0 | 163.1647 | 0 | 0 | 0 | 0 | 166.8136 | 0 | 0 | 0 | 0 | 166.9487 | 0 | 0 | 0 | 0 | 167.0388 | 0 | 0 | 0 | 0 | 167.174 | 0 | 0 | 0 | 0 | 167.3091 | 0 | 0 | 0 | 0 | 167.4443 | 0 | 0 | 0 | 0 | 167.6244 | 0 | 0 | 0 | 0 | 167.7596 | 0 | 0 | 0 | 0 | 167.8497 | 0 | 0 | 0 | 0 | 167.9848 | 0 | 0 | 0 | 0 | 168.0749 | 0 | 0 | 0 | 0 | 168.2101 | 0 | 0 | 0 | 0 | 168.3452 | 0 | 0 | 0 | 0 | 168.4353 | 0 | 0 | 0 | 0 | 168.5705 | 0 | 0 | 0 | 0 | 168.7056 | 0 | 0 | 0 | 0 | 168.7507 | 0 | 0 | 0 | 0 | 168.8858 | 0 | 0 | 0 | 0 | 169.0209 | 0 | 0 | 0 | 0 | 169.111 | 0 | 0 | 0 | 0 | 169.2462 | 0 | 0 | 0 | 0 | 169.3363 | 0 | 0 | 0 | 0 | 169.4264 | 0 | 0 | 0 | 0
2017-06-06 13:00 | 149.5061 | 0.44562 |  | 156.9911 | 0 | 0 | 0 | 0 | 161.4027 | 0 | 0 | 0 | 0 | 165.0122 | 0 | 0 | 0 | 0 | 165.1459 | 0 | 0 | 0 | 0 | 165.235 | 0 | 0 | 0 | 0 | 165.3687 | 0 | 0 | 0 | 0 | 165.5024 | 0 | 0 | 0 | 0 | 165.6361 | 0 | 0 | 0 | 0 | 165.8143 | 0 | 0 | 0 | 0 | 165.948 | 0 | 0 | 0 | 0 | 166.0371 | 0 | 0 | 0 | 0 | 166.1708 | 0 | 0 | 0 | 0 | 166.2599 | 0 | 0 | 0 | 0 | 166.3936 | 0 | 0 | 0 | 0 | 166.5273 | 0 | 0 | 0 | 0 | 166.6164 | 0 | 0 | 0 | 0 | 166.7501 | 0 | 0 | 0 | 0 | 166.8838 | 0 | 0 | 0 | 0 | 166.9284 | 0 | 0 | 0 | 0 | 167.062 | 0 | 0 | 0 | 0 | 167.1957 | 0 | 0 | 0 | 0 | 167.2849 | 0 | 0 | 0 | 0 | 167.4185 | 0 | 0 | 0 | 0 | 167.5077 | 0 | 0 | 0 | 0 | 167.5968 | 0 | 0 | 0 | 0
2017-06-06 14:00 | 144.4431 | 0.43053 |  | 151.6746 | 0 | 0 | 0 | 0 | 155.9369 | 0 | 0 | 0 | 0 | 159.4241 | 0 | 0 | 0 | 0 | 159.5533 | 0 | 0 | 0 | 0 | 159.6394 | 0 | 0 | 0 | 0 | 159.7686 | 0 | 0 | 0 | 0 | 159.8977 | 0 | 0 | 0 | 0 | 160.0269 | 0 | 0 | 0 | 0 | 160.1991 | 0 | 0 | 0 | 0 | 160.3282 | 0 | 0 | 0 | 0 | 160.4143 | 0 | 0 | 0 | 0 | 160.5435 | 0 | 0 | 0 | 0 | 160.6296 | 0 | 0 | 0 | 0 | 160.7588 | 0 | 0 | 0 | 0 | 160.8879 | 0 | 0 | 0 | 0 | 160.974 | 0 | 0 | 0 | 0 | 161.1032 | 0 | 0 | 0 | 0 | 161.2323 | 0 | 0 | 0 | 0 | 161.2754 | 0 | 0 | 0 | 0 | 161.4046 | 0 | 0 | 0 | 0 | 161.5337 | 0 | 0 | 0 | 0 | 161.6198 | 0 | 0 | 0 | 0 | 161.749 | 0 | 0 | 0 | 0 | 161.8351 | 0 | 0 | 0 | 0 | 161.9212 | 0 | 0 | 0 | 0
2017-06-06 15:00 | 144.138 | 0.42962 |  | 151.3542 | 0 | 0 | 0 | 0 | 155.6074 | 0 | 0 | 0 | 0 | 159.0873 | 0 | 0 | 0 | 0 | 159.2162 | 0 | 0 | 0 | 0 | 159.3021 | 0 | 0 | 0 | 0 | 159.431 | 0 | 0 | 0 | 0 | 159.5599 | 0 | 0 | 0 | 0 | 159.6888 | 0 | 0 | 0 | 0 | 159.8606 | 0 | 0 | 0 | 0 | 159.9895 | 0 | 0 | 0 | 0 | 160.0754 | 0 | 0 | 0 | 0 | 160.2043 | 0 | 0 | 0 | 0 | 160.2902 | 0 | 0 | 0 | 0 | 160.4191 | 0 | 0 | 0 | 0 | 160.548 | 0 | 0 | 0 | 0 | 160.6339 | 0 | 0 | 0 | 0 | 160.7628 | 0 | 0 | 0 | 0 | 160.8917 | 0 | 0 | 0 | 0 | 160.9347 | 0 | 0 | 0 | 0 | 161.0635 | 0 | 0 | 0 | 0 | 161.1924 | 0 | 0 | 0 | 0 | 161.2784 | 0 | 0 | 0 | 0 | 161.4072 | 0 | 0 | 0 | 0 | 161.4932 | 0 | 0 | 0 | 0 | 161.5791 | 0 | 0 | 0 | 0
2017-06-06 16:00 | 153.7119 | 0.45815 |  | 161.4074 | 0 | 0 | 0 | 0 | 165.9432 | 0 | 0 | 0 | 0 | 169.6542 | 0 | 0 | 0 | 0 | 169.7916 | 0 | 0 | 0 | 0 | 169.8833 | 0 | 0 | 0 | 0 | 170.0207 | 0 | 0 | 0 | 0 | 170.1582 | 0 | 0 | 0 | 0 | 170.2956 | 0 | 0 | 0 | 0 | 170.4789 | 0 | 0 | 0 | 0 | 170.6163 | 0 | 0 | 0 | 0 | 170.708 | 0 | 0 | 0 | 0 | 170.8454 | 0 | 0 | 0 | 0 | 170.937 | 0 | 0 | 0 | 0 | 171.0745 | 0 | 0 | 0 | 0 | 171.2119 | 0 | 0 | 0 | 0 | 171.3036 | 0 | 0 | 0 | 0 | 171.441 | 0 | 0 | 0 | 0 | 171.5784 | 0 | 0 | 0 | 0 | 171.6243 | 0 | 0 | 0 | 0 | 171.7617 | 0 | 0 | 0 | 0 | 171.8992 | 0 | 0 | 0 | 0 | 171.9908 | 0 | 0 | 0 | 0 | 172.1282 | 0 | 0 | 0 | 0 | 172.2199 | 0 | 0 | 0 | 0 | 172.3115 | 0 | 0 | 0 | 0
2017-06-06 17:00 | 159.8927 | 0.47658 |  | 167.8977 | 0 | 0 | 0 | 0 | 172.6158 | 0 | 0 | 0 | 0 | 176.476 | 0 | 0 | 0 | 0 | 176.619 | 0 | 0 | 0 | 0 | 176.7143 | 0 | 0 | 0 | 0 | 176.8573 | 0 | 0 | 0 | 0 | 177.0003 | 0 | 0 | 0 | 0 | 177.1433 | 0 | 0 | 0 | 0 | 177.3339 | 0 | 0 | 0 | 0 | 177.4769 | 0 | 0 | 0 | 0 | 177.5722 | 0 | 0 | 0 | 0 | 177.7151 | 0 | 0 | 0 | 0 | 177.8105 | 0 | 0 | 0 | 0 | 177.9534 | 0 | 0 | 0 | 0 | 178.0964 | 0 | 0 | 0 | 0 | 178.1917 | 0 | 0 | 0 | 0 | 178.3347 | 0 | 0 | 0 | 0 | 178.4777 | 0 | 0 | 0 | 0 | 178.5253 | 0 | 0 | 0 | 0 | 178.6683 | 0 | 0 | 0 | 0 | 178.8113 | 0 | 0 | 0 | 0 | 178.9066 | 0 | 0 | 0 | 0 | 179.0496 | 0 | 0 | 0 | 0 | 179.1449 | 0 | 0 | 0 | 0 | 179.2402 | 0 | 0 | 0 | 0
2017-06-06 18:00 | 160.5521 | 0.47854 |  | 168.5901 | 0 | 0 | 0 | 0 | 173.3276 | 0 | 0 | 0 | 0 | 177.2038 | 0 | 0 | 0 | 0 | 177.3474 | 0 | 0 | 0 | 0 | 177.4431 | 0 | 0 | 0 | 0 | 177.5866 | 0 | 0 | 0 | 0 | 177.7302 | 0 | 0 | 0 | 0 | 177.8738 | 0 | 0 | 0 | 0 | 178.0652 | 0 | 0 | 0 | 0 | 178.2087 | 0 | 0 | 0 | 0 | 178.3045 | 0 | 0 | 0 | 0 | 178.448 | 0 | 0 | 0 | 0 | 178.5437 | 0 | 0 | 0 | 0 | 178.6873 | 0 | 0 | 0 | 0 | 178.8308 | 0 | 0 | 0 | 0 | 178.9266 | 0 | 0 | 0 | 0 | 179.0701 | 0 | 0 | 0 | 0 | 179.2137 | 0 | 0 | 0 | 0 | 179.2615 | 0 | 0 | 0 | 0 | 179.4051 | 0 | 0 | 0 | 0 | 179.5487 | 0 | 0 | 0 | 0 | 179.6444 | 0 | 0 | 0 | 0 | 179.7879 | 0 | 0 | 0 | 0 | 179.8836 | 0 | 0 | 0 | 0 | 179.9793 | 0 | 0 | 0 | 0
2017-06-06 19:00 | 169.5647 | 0.5054 |  | 178.0539 | 0 | 0 | 0 | 0 | 183.0574 | 0 | 0 | 0 | 0 | 187.1512 | 0 | 0 | 0 | 0 | 187.3028 | 0 | 0 | 0 | 0 | 187.4039 | 0 | 0 | 0 | 0 | 187.5555 | 0 | 0 | 0 | 0 | 187.7071 | 0 | 0 | 0 | 0 | 187.8587 | 0 | 0 | 0 | 0 | 188.0609 | 0 | 0 | 0 | 0 | 188.2125 | 0 | 0 | 0 | 0 | 188.3136 | 0 | 0 | 0 | 0 | 188.4652 | 0 | 0 | 0 | 0 | 188.5663 | 0 | 0 | 0 | 0 | 188.7179 | 0 | 0 | 0 | 0 | 188.8695 | 0 | 0 | 0 | 0 | 188.9706 | 0 | 0 | 0 | 0 | 189.1222 | 0 | 0 | 0 | 0 | 189.2739 | 0 | 0 | 0 | 0 | 189.3244 | 0 | 0 | 0 | 0 | 189.476 | 0 | 0 | 0 | 0 | 189.6276 | 0 | 0 | 0 | 0 | 189.7287 | 0 | 0 | 0 | 0 | 189.8803 | 0 | 0 | 0 | 0 | 189.9814 | 0 | 0 | 0 | 0 | 190.0825 | 0 | 0 | 0 | 0
2017-06-06 20:00 | 160.6012 | 0.47869 |  | 168.6417 | 0 | 0 | 0 | 0 | 173.3807 | 0 | 0 | 0 | 0 | 177.258 | 0 | 0 | 0 | 0 | 177.4017 | 0 | 0 | 0 | 0 | 177.4974 | 0 | 0 | 0 | 0 | 177.641 | 0 | 0 | 0 | 0 | 177.7846 | 0 | 0 | 0 | 0 | 177.9282 | 0 | 0 | 0 | 0 | 178.1197 | 0 | 0 | 0 | 0 | 178.2633 | 0 | 0 | 0 | 0 | 178.359 | 0 | 0 | 0 | 0 | 178.5026 | 0 | 0 | 0 | 0 | 178.5984 | 0 | 0 | 0 | 0 | 178.742 | 0 | 0 | 0 | 0 | 178.8856 | 0 | 0 | 0 | 0 | 178.9813 | 0 | 0 | 0 | 0 | 179.1249 | 0 | 0 | 0 | 0 | 179.2685 | 0 | 0 | 0 | 0 | 179.3164 | 0 | 0 | 0 | 0 | 179.46 | 0 | 0 | 0 | 0 | 179.6036 | 0 | 0 | 0 | 0 | 179.6994 | 0 | 0 | 0 | 0 | 179.843 | 0 | 0 | 0 | 0 | 179.9387 | 0 | 0 | 0 | 0 | 180.0344 | 0 | 0 | 0 | 0
2017-06-06 21:00 | 165.5236 | 0.49336 |  | 173.8105 | 0 | 0 | 0 | 0 | 178.6948 | 0 | 0 | 0 | 0 | 182.691 | 0 | 0 | 0 | 0 | 182.839 | 0 | 0 | 0 | 0 | 182.9377 | 0 | 0 | 0 | 0 | 183.0857 | 0 | 0 | 0 | 0 | 183.2337 | 0 | 0 | 0 | 0 | 183.3817 | 0 | 0 | 0 | 0 | 183.579 | 0 | 0 | 0 | 0 | 183.727 | 0 | 0 | 0 | 0 | 183.8257 | 0 | 0 | 0 | 0 | 183.9737 | 0 | 0 | 0 | 0 | 184.0724 | 0 | 0 | 0 | 0 | 184.2204 | 0 | 0 | 0 | 0 | 184.3684 | 0 | 0 | 0 | 0 | 184.4671 | 0 | 0 | 0 | 0 | 184.6151 | 0 | 0 | 0 | 0 | 184.7631 | 0 | 0 | 0 | 0 | 184.8124 | 0 | 0 | 0 | 0 | 184.9604 | 0 | 0 | 0 | 0 | 185.1084 | 0 | 0 | 0 | 0 | 185.2071 | 0 | 0 | 0 | 0 | 185.3551 | 0 | 0 | 0 | 0 | 185.4538 | 0 | 0 | 0 | 0 | 185.5525 | 0 | 0 | 0 | 0
2017-06-06 22:00 | 165.1684 | 0.4923 |  | 173.4375 | 0 | 0 | 0 | 0 | 178.3113 | 0 | 0 | 0 | 0 | 182.2989 | 0 | 0 | 0 | 0 | 182.4466 | 0 | 0 | 0 | 0 | 182.5451 | 0 | 0 | 0 | 0 | 182.6927 | 0 | 0 | 0 | 0 | 182.8404 | 0 | 0 | 0 | 0 | 182.9881 | 0 | 0 | 0 | 0 | 183.185 | 0 | 0 | 0 | 0 | 183.3327 | 0 | 0 | 0 | 0 | 183.4312 | 0 | 0 | 0 | 0 | 183.5789 | 0 | 0 | 0 | 0 | 183.6773 | 0 | 0 | 0 | 0 | 183.825 | 0 | 0 | 0 | 0 | 183.9727 | 0 | 0 | 0 | 0 | 184.0712 | 0 | 0 | 0 | 0 | 184.2189 | 0 | 0 | 0 | 0 | 184.3666 | 0 | 0 | 0 | 0 | 184.4158 | 0 | 0 | 0 | 0 | 184.5635 | 0 | 0 | 0 | 0 | 184.7112 | 0 | 0 | 0 | 0 | 184.8096 | 0 | 0 | 0 | 0 | 184.9573 | 0 | 0 | 0 | 0 | 185.0558 | 0 | 0 | 0 | 0 | 185.1542 | 0 | 0 | 0 | 0
2017-06-06 23:00 | 170.2981 | 0.50759 |  | 178.824 | 0 | 0 | 0 | 0 | 183.8492 | 0 | 0 | 0 | 0 | 187.9607 | 0 | 0 | 0 | 0 | 188.1129 | 0 | 0 | 0 | 0 | 188.2145 | 0 | 0 | 0 | 0 | 188.3667 | 0 | 0 | 0 | 0 | 188.519 | 0 | 0 | 0 | 0 | 188.6713 | 0 | 0 | 0 | 0 | 188.8743 | 0 | 0 | 0 | 0 | 189.0266 | 0 | 0 | 0 | 0 | 189.1281 | 0 | 0 | 0 | 0 | 189.2804 | 0 | 0 | 0 | 0 | 189.3819 | 0 | 0 | 0 | 0 | 189.5342 | 0 | 0 | 0 | 0 | 189.6865 | 0 | 0 | 0 | 0 | 189.788 | 0 | 0 | 0 | 0 | 189.9403 | 0 | 0 | 0 | 0 | 190.0925 | 0 | 0 | 0 | 0 | 190.1433 | 0 | 0 | 0 | 0 | 190.2956 | 0 | 0 | 0 | 0 | 190.4479 | 0 | 0 | 0 | 0 | 190.5494 | 0 | 0 | 0 | 0 | 190.7016 | 0 | 0 | 0 | 0 | 190.8032 | 0 | 0 | 0 | 0 | 190.9047 | 0 | 0 | 0 | 0
2017-06-07 | 165.5348 | 0.49339 |  | 173.8223 | 0 | 0 | 0 | 0 | 178.7069 | 0 | 0 | 0 | 0 | 182.7033 | 0 | 0 | 0 | 0 | 182.8514 | 0 | 0 | 0 | 0 | 182.95 | 0 | 0 | 0 | 0 | 183.0981 | 0 | 0 | 0 | 0 | 183.2461 | 0 | 0 | 0 | 0 | 183.3941 | 0 | 0 | 0 | 0 | 183.5915 | 0 | 0 | 0 | 0 | 183.7395 | 0 | 0 | 0 | 0 | 183.8382 | 0 | 0 | 0 | 0 | 183.9862 | 0 | 0 | 0 | 0 | 184.0848 | 0 | 0 | 0 | 0 | 184.2329 | 0 | 0 | 0 | 0 | 184.3809 | 0 | 0 | 0 | 0 | 184.4796 | 0 | 0 | 0 | 0 | 184.6276 | 0 | 0 | 0 | 0 | 184.7756 | 0 | 0 | 0 | 0 | 184.8249 | 0 | 0 | 0 | 0 | 184.973 | 0 | 0 | 0 | 0 | 185.121 | 0 | 0 | 0 | 0 | 185.2197 | 0 | 0 | 0 | 0 | 185.3677 | 0 | 0 | 0 | 0 | 185.4663 | 0 | 0 | 0 | 0 | 185.565 | 0 | 0 | 0 | 0
2017-06-07 01:00 | 158.6103 | 0.47275 |  | 166.5511 | 0 | 0 | 0 | 0 | 171.2313 | 0 | 0 | 0 | 0 | 175.0606 | 0 | 0 | 0 | 0 | 175.2025 | 0 | 0 | 0 | 0 | 175.297 | 0 | 0 | 0 | 0 | 175.4388 | 0 | 0 | 0 | 0 | 175.5807 | 0 | 0 | 0 | 0 | 175.7225 | 0 | 0 | 0 | 0 | 175.9116 | 0 | 0 | 0 | 0 | 176.0534 | 0 | 0 | 0 | 0 | 176.148 | 0 | 0 | 0 | 0 | 176.2898 | 0 | 0 | 0 | 0 | 176.3844 | 0 | 0 | 0 | 0 | 176.5262 | 0 | 0 | 0 | 0 | 176.668 | 0 | 0 | 0 | 0 | 176.7626 | 0 | 0 | 0 | 0 | 176.9044 | 0 | 0 | 0 | 0 | 177.0462 | 0 | 0 | 0 | 0 | 177.0935 | 0 | 0 | 0 | 0 | 177.2353 | 0 | 0 | 0 | 0 | 177.3771 | 0 | 0 | 0 | 0 | 177.4717 | 0 | 0 | 0 | 0 | 177.6135 | 0 | 0 | 0 | 0 | 177.7081 | 0 | 0 | 0 | 0 | 177.8026 | 0 | 0 | 0 | 0
2017-06-07 02:00 | 171.9101 | 0.51239 |  | 180.5168 | 0 | 0 | 0 | 0 | 185.5895 | 0 | 0 | 0 | 0 | 189.7399 | 0 | 0 | 0 | 0 | 189.8936 | 0 | 0 | 0 | 0 | 189.9961 | 0 | 0 | 0 | 0 | 190.1498 | 0 | 0 | 0 | 0 | 190.3035 | 0 | 0 | 0 | 0 | 190.4572 | 0 | 0 | 0 | 0 | 190.6622 | 0 | 0 | 0 | 0 | 190.8159 | 0 | 0 | 0 | 0 | 190.9184 | 0 | 0 | 0 | 0 | 191.0721 | 0 | 0 | 0 | 0 | 191.1746 | 0 | 0 | 0 | 0 | 191.3283 | 0 | 0 | 0 | 0 | 191.482 | 0 | 0 | 0 | 0 | 191.5845 | 0 | 0 | 0 | 0 | 191.7382 | 0 | 0 | 0 | 0 | 191.8919 | 0 | 0 | 0 | 0 | 191.9432 | 0 | 0 | 0 | 0 | 192.0969 | 0 | 0 | 0 | 0 | 192.2506 | 0 | 0 | 0 | 0 | 192.3531 | 0 | 0 | 0 | 0 | 192.5068 | 0 | 0 | 0 | 0 | 192.6093 | 0 | 0 | 0 | 0 | 192.7118 | 0 | 0 | 0 | 0
2017-06-07 03:00 | 173.8626 | 0.51821 |  | 182.567 | 0 | 0 | 0 | 0 | 187.6973 | 0 | 0 | 0 | 0 | 191.8949 | 0 | 0 | 0 | 0 | 192.0503 | 0 | 0 | 0 | 0 | 192.154 | 0 | 0 | 0 | 0 | 192.3094 | 0 | 0 | 0 | 0 | 192.4649 | 0 | 0 | 0 | 0 | 192.6204 | 0 | 0 | 0 | 0 | 192.8276 | 0 | 0 | 0 | 0 | 192.9831 | 0 | 0 | 0 | 0 | 193.0867 | 0 | 0 | 0 | 0 | 193.2422 | 0 | 0 | 0 | 0 | 193.3459 | 0 | 0 | 0 | 0 | 193.5013 | 0 | 0 | 0 | 0 | 193.6568 | 0 | 0 | 0 | 0 | 193.7604 | 0 | 0 | 0 | 0 | 193.9159 | 0 | 0 | 0 | 0 | 194.0714 | 0 | 0 | 0 | 0 | 194.1232 | 0 | 0 | 0 | 0 | 194.2786 | 0 | 0 | 0 | 0 | 194.4341 | 0 | 0 | 0 | 0 | 194.5378 | 0 | 0 | 0 | 0 | 194.6932 | 0 | 0 | 0 | 0 | 194.7969 | 0 | 0 | 0 | 0 | 194.9005 | 0 | 0 | 0 | 0
2017-06-07 04:00 | 173.8158 | 0.51808 |  | 182.5178 | 0 | 0 | 0 | 0 | 187.6468 | 0 | 0 | 0 | 0 | 191.8432 | 0 | 0 | 0 | 0 | 191.9986 | 0 | 0 | 0 | 0 | 192.1022 | 0 | 0 | 0 | 0 | 192.2576 | 0 | 0 | 0 | 0 | 192.4131 | 0 | 0 | 0 | 0 | 192.5685 | 0 | 0 | 0 | 0 | 192.7757 | 0 | 0 | 0 | 0 | 192.9311 | 0 | 0 | 0 | 0 | 193.0348 | 0 | 0 | 0 | 0 | 193.1902 | 0 | 0 | 0 | 0 | 193.2938 | 0 | 0 | 0 | 0 | 193.4492 | 0 | 0 | 0 | 0 | 193.6046 | 0 | 0 | 0 | 0 | 193.7083 | 0 | 0 | 0 | 0 | 193.8637 | 0 | 0 | 0 | 0 | 194.0191 | 0 | 0 | 0 | 0 | 194.0709 | 0 | 0 | 0 | 0 | 194.2263 | 0 | 0 | 0 | 0 | 194.3818 | 0 | 0 | 0 | 0 | 194.4854 | 0 | 0 | 0 | 0 | 194.6408 | 0 | 0 | 0 | 0 | 194.7444 | 0 | 0 | 0 | 0 | 194.848 | 0 | 0 | 0 | 0
2017-06-07 05:00 | 187.5903 | 0.55913 |  | 196.982 | 0 | 0 | 0 | 0 | 202.5174 | 0 | 0 | 0 | 0 | 207.0463 | 0 | 0 | 0 | 0 | 207.2141 | 0 | 0 | 0 | 0 | 207.3259 | 0 | 0 | 0 | 0 | 207.4936 | 0 | 0 | 0 | 0 | 207.6614 | 0 | 0 | 0 | 0 | 207.8291 | 0 | 0 | 0 | 0 | 208.0528 | 0 | 0 | 0 | 0 | 208.2205 | 0 | 0 | 0 | 0 | 208.3323 | 0 | 0 | 0 | 0 | 208.5001 | 0 | 0 | 0 | 0 | 208.6119 | 0 | 0 | 0 | 0 | 208.7796 | 0 | 0 | 0 | 0 | 208.9474 | 0 | 0 | 0 | 0 | 209.0592 | 0 | 0 | 0 | 0 | 209.2269 | 0 | 0 | 0 | 0 | 209.3947 | 0 | 0 | 0 | 0 | 209.4506 | 0 | 0 | 0 | 0 | 209.6183 | 0 | 0 | 0 | 0 | 209.7861 | 0 | 0 | 0 | 0 | 209.8979 | 0 | 0 | 0 | 0 | 210.0656 | 0 | 0 | 0 | 0 | 210.1775 | 0 | 0 | 0 | 0 | 210.2893 | 0 | 0 | 0 | 0
2017-06-07 06:00 | 178.6594 | 0.53251 |  | 187.6039 | 0 | 0 | 0 | 0 | 192.8758 | 0 | 0 | 0 | 0 | 197.1891 | 0 | 0 | 0 | 0 | 197.3489 | 0 | 0 | 0 | 0 | 197.4554 | 0 | 0 | 0 | 0 | 197.6151 | 0 | 0 | 0 | 0 | 197.7749 | 0 | 0 | 0 | 0 | 197.9346 | 0 | 0 | 0 | 0 | 198.1477 | 0 | 0 | 0 | 0 | 198.3074 | 0 | 0 | 0 | 0 | 198.4139 | 0 | 0 | 0 | 0 | 198.5737 | 0 | 0 | 0 | 0 | 198.6802 | 0 | 0 | 0 | 0 | 198.8399 | 0 | 0 | 0 | 0 | 198.9997 | 0 | 0 | 0 | 0 | 199.1062 | 0 | 0 | 0 | 0 | 199.2659 | 0 | 0 | 0 | 0 | 199.4257 | 0 | 0 | 0 | 0 | 199.4789 | 0 | 0 | 0 | 0 | 199.6387 | 0 | 0 | 0 | 0 | 199.7984 | 0 | 0 | 0 | 0 | 199.9049 | 0 | 0 | 0 | 0 | 200.0647 | 0 | 0 | 0 | 0 | 200.1712 | 0 | 0 | 0 | 0 | 200.2777 | 0 | 0 | 0 | 0
2017-06-07 07:00 | 178.691 | 0.53261 |  | 187.6372 | 0 | 0 | 0 | 0 | 192.91 | 0 | 0 | 0 | 0 | 197.2241 | 0 | 0 | 0 | 0 | 197.3839 | 0 | 0 | 0 | 0 | 197.4904 | 0 | 0 | 0 | 0 | 197.6502 | 0 | 0 | 0 | 0 | 197.8099 | 0 | 0 | 0 | 0 | 197.9697 | 0 | 0 | 0 | 0 | 198.1828 | 0 | 0 | 0 | 0 | 198.3426 | 0 | 0 | 0 | 0 | 198.4491 | 0 | 0 | 0 | 0 | 198.6089 | 0 | 0 | 0 | 0 | 198.7154 | 0 | 0 | 0 | 0 | 198.8752 | 0 | 0 | 0 | 0 | 199.0349 | 0 | 0 | 0 | 0 | 199.1415 | 0 | 0 | 0 | 0 | 199.3012 | 0 | 0 | 0 | 0 | 199.461 | 0 | 0 | 0 | 0 | 199.5143 | 0 | 0 | 0 | 0 | 199.6741 | 0 | 0 | 0 | 0 | 199.8338 | 0 | 0 | 0 | 0 | 199.9404 | 0 | 0 | 0 | 0 | 200.1002 | 0 | 0 | 0 | 0 | 200.2067 | 0 | 0 | 0 | 0 | 200.3132 | 0 | 0 | 0 | 0
2017-06-07 08:00 | 184.5431 | 0.55005 |  | 193.7822 | 0 | 0 | 0 | 0 | 199.2277 | 0 | 0 | 0 | 0 | 203.6831 | 0 | 0 | 0 | 0 | 203.8481 | 0 | 0 | 0 | 0 | 203.9581 | 0 | 0 | 0 | 0 | 204.1231 | 0 | 0 | 0 | 0 | 204.2882 | 0 | 0 | 0 | 0 | 204.4532 | 0 | 0 | 0 | 0 | 204.6732 | 0 | 0 | 0 | 0 | 204.8382 | 0 | 0 | 0 | 0 | 204.9482 | 0 | 0 | 0 | 0 | 205.1132 | 0 | 0 | 0 | 0 | 205.2232 | 0 | 0 | 0 | 0 | 205.3883 | 0 | 0 | 0 | 0 | 205.5533 | 0 | 0 | 0 | 0 | 205.6633 | 0 | 0 | 0 | 0 | 205.8283 | 0 | 0 | 0 | 0 | 205.9933 | 0 | 0 | 0 | 0 | 206.0483 | 0 | 0 | 0 | 0 | 206.2133 | 0 | 0 | 0 | 0 | 206.3784 | 0 | 0 | 0 | 0 | 206.4884 | 0 | 0 | 0 | 0 | 206.6534 | 0 | 0 | 0 | 0 | 206.7634 | 0 | 0 | 0 | 0 | 206.8734 | 0 | 0 | 0 | 0
2017-06-07 09:00 | 200.3514 | 0.59717 |  | 210.3819 | 0 | 0 | 0 | 0 | 216.2938 | 0 | 0 | 0 | 0 | 221.1309 | 0 | 0 | 0 | 0 | 221.31 | 0 | 0 | 0 | 0 | 221.4295 | 0 | 0 | 0 | 0 | 221.6086 | 0 | 0 | 0 | 0 | 221.7878 | 0 | 0 | 0 | 0 | 221.9669 | 0 | 0 | 0 | 0 | 222.2058 | 0 | 0 | 0 | 0 | 222.3849 | 0 | 0 | 0 | 0 | 222.5044 | 0 | 0 | 0 | 0 | 222.6835 | 0 | 0 | 0 | 0 | 222.803 | 0 | 0 | 0 | 0 | 222.9821 | 0 | 0 | 0 | 0 | 223.1613 | 0 | 0 | 0 | 0 | 223.2807 | 0 | 0 | 0 | 0 | 223.4598 | 0 | 0 | 0 | 0 | 223.639 | 0 | 0 | 0 | 0 | 223.6987 | 0 | 0 | 0 | 0 | 223.8779 | 0 | 0 | 0 | 0 | 224.057 | 0 | 0 | 0 | 0 | 224.1764 | 0 | 0 | 0 | 0 | 224.3556 | 0 | 0 | 0 | 0 | 224.475 | 0 | 0 | 0 | 0 | 224.5945 | 0 | 0 | 0 | 0
2017-06-07 10:00 | 204.5931 | 0.60981 |  | 214.836 | 0 | 0 | 0 | 0 | 220.8731 | 0 | 0 | 0 | 0 | 225.8126 | 0 | 0 | 0 | 0 | 225.9955 | 0 | 0 | 0 | 0 | 226.1175 | 0 | 0 | 0 | 0 | 226.3005 | 0 | 0 | 0 | 0 | 226.4834 | 0 | 0 | 0 | 0 | 226.6663 | 0 | 0 | 0 | 0 | 226.9103 | 0 | 0 | 0 | 0 | 227.0932 | 0 | 0 | 0 | 0 | 227.2152 | 0 | 0 | 0 | 0 | 227.3981 | 0 | 0 | 0 | 0 | 227.5201 | 0 | 0 | 0 | 0 | 227.703 | 0 | 0 | 0 | 0 | 227.886 | 0 | 0 | 0 | 0 | 228.0079 | 0 | 0 | 0 | 0 | 228.1909 | 0 | 0 | 0 | 0 | 228.3738 | 0 | 0 | 0 | 0 | 228.4348 | 0 | 0 | 0 | 0 | 228.6177 | 0 | 0 | 0 | 0 | 228.8007 | 0 | 0 | 0 | 0 | 228.9226 | 0 | 0 | 0 | 0 | 229.1056 | 0 | 0 | 0 | 0 | 229.2275 | 0 | 0 | 0 | 0 | 229.3495 | 0 | 0 | 0 | 0
2017-06-07 11:00 | 204.7387 | 0.61024 |  | 214.9889 | 0 | 0 | 0 | 0 | 221.0303 | 0 | 0 | 0 | 0 | 225.9733 | 0 | 0 | 0 | 0 | 226.1563 | 0 | 0 | 0 | 0 | 226.2784 | 0 | 0 | 0 | 0 | 226.4615 | 0 | 0 | 0 | 0 | 226.6445 | 0 | 0 | 0 | 0 | 226.8276 | 0 | 0 | 0 | 0 | 227.0717 | 0 | 0 | 0 | 0 | 227.2548 | 0 | 0 | 0 | 0 | 227.3768 | 0 | 0 | 0 | 0 | 227.5599 | 0 | 0 | 0 | 0 | 227.6819 | 0 | 0 | 0 | 0 | 227.865 | 0 | 0 | 0 | 0 | 228.0481 | 0 | 0 | 0 | 0 | 228.1701 | 0 | 0 | 0 | 0 | 228.3532 | 0 | 0 | 0 | 0 | 228.5363 | 0 | 0 | 0 | 0 | 228.5973 | 0 | 0 | 0 | 0 | 228.7804 | 0 | 0 | 0 | 0 | 228.9635 | 0 | 0 | 0 | 0 | 229.0855 | 0 | 0 | 0 | 0 | 229.2686 | 0 | 0 | 0 | 0 | 229.3906 | 0 | 0 | 0 | 0 | 229.5127 | 0 | 0 | 0 | 0
2017-06-07 12:00 | 206.3744 | 0.61512 |  | 216.7065 | 0 | 0 | 0 | 0 | 222.7962 | 0 | 0 | 0 | 0 | 227.7786 | 0 | 0 | 0 | 0 | 227.9632 | 0 | 0 | 0 | 0 | 228.0862 | 0 | 0 | 0 | 0 | 228.2707 | 0 | 0 | 0 | 0 | 228.4553 | 0 | 0 | 0 | 0 | 228.6398 | 0 | 0 | 0 | 0 | 228.8858 | 0 | 0 | 0 | 0 | 229.0704 | 0 | 0 | 0 | 0 | 229.1934 | 0 | 0 | 0 | 0 | 229.3779 | 0 | 0 | 0 | 0 | 229.501 | 0 | 0 | 0 | 0 | 229.6855 | 0.00033726 | 0 | 0 | 0.00067453 | 229.87 | 0.00073752 | 0 | 0 | 0.001475 | 229.9931 | 0.0010044 | 0 | 0 | 0.0020087 | 230.1776 | 0.0014046 | 0 | 0 | 0.0028092 | 230.3621 | 0.0018049 | 0 | 0 | 0.0036098 | 230.4236 | 0.0019383 | 0 | 0 | 0.0038766 | 230.6082 | 0.0023386 | 0 | 0 | 0.0046771 | 230.7927 | 0.0027388 | 0 | 0 | 0.0054776 | 230.9157 | 0.0030057 | 0 | 0 | 0.0060113 | 231.1003 | 0.0034059 | 0 | 0 | 0.0068118 | 231.2233 | 0.0036727 | 0 | 0 | 0.0073455 | 231.3463 | 0.0039396 | 0 | 0 | 0.0078792
2017-06-07 13:00 | 210.2336 | 0.62662 |  | 220.7589 | 0 | 0 | 0 | 0 | 226.9624 | 0 | 0 | 0 | 0 | 232.0381 | 0.00544 | 0 | 0 | 0.01088 | 232.2261 | 0.0058477 | 0 | 0 | 0.011695 | 232.3514 | 0.0061196 | 0 | 0 | 0.012239 | 232.5394 | 0.0065273 | 0 | 0 | 0.013055 | 232.7273 | 0.0069351 | 0 | 0 | 0.01387 | 232.9153 | 0.0073428 | 0 | 0 | 0.014686 | 233.166 | 0.0078865 | 0 | 0 | 0.015773 | 233.354 | 0.0082942 | 0 | 0 | 0.016588 | 233.4793 | 0.008566 | 0 | 0 | 0.017132 | 233.6673 | 0.0089738 | 0 | 0 | 0.017948 | 233.7926 | 0.0092456 | 0 | 0 | 0.018491 | 233.9806 | 0.0096533 | 0 | 0 | 0.019307 | 234.1686 | 0.010061 | 0 | 0 | 0.020122 | 234.2939 | 0.010333 | 0 | 0 | 0.020666 | 234.4819 | 0.010741 | 0 | 0 | 0.021481 | 234.6699 | 0.011148 | 0 | 0 | 0.022297 | 234.7325 | 0.011284 | 0 | 0 | 0.022569 | 234.9205 | 0.011692 | 0 | 0 | 0.023384 | 235.1085 | 0.0121 | 0 | 0 | 0.0242 | 235.2338 | 0.012372 | 0 | 0 | 0.024743 | 235.4218 | 0.012779 | 0 | 0 | 0.025559 | 235.5471 | 0.013051 | 0 | 0 | 0.026102 | 235.6725 | 0.013323 | 0 | 0 | 0.026646
2017-06-07 14:00 | 207.7108 | 0.6191 |  | 218.1098 | 0 | 0 | 0 | 0 | 224.2389 | 0 | 0 | 0 | 0 | 229.2536 | 0 | 0 | 0 | 0 | 229.4394 | 0 | 0 | 0 | 0 | 229.5632 | 7.1975e-05 | 0 | 0 | 0.00014395 | 229.7489 | 0.00047482 | 0 | 0 | 0.00094965 | 229.9346 | 0.00087767 | 0 | 0 | 0.0017553 | 230.1204 | 0.0012805 | 0 | 0 | 0.002561 | 230.368 | 0.0018177 | 0 | 0 | 0.0036353 | 230.5537 | 0.0022205 | 0 | 0 | 0.004441 | 230.6776 | 0.0024891 | 0 | 0 | 0.0049781 | 230.8633 | 0.0028919 | 0 | 0 | 0.0057838 | 230.9871 | 0.0031605 | 0 | 0 | 0.006321 | 231.1728 | 0.0035633 | 0 | 0 | 0.0071267 | 231.3586 | 0.0039662 | 0 | 0 | 0.0079324 | 231.4824 | 0.0042348 | 0 | 0 | 0.0084695 | 231.6681 | 0.0046376 | 0 | 0 | 0.0092752 | 231.8539 | 0.0050405 | 0 | 0 | 0.010081 | 231.9158 | 0.0051747 | 0 | 0 | 0.010349 | 232.1015 | 0.0055776 | 0 | 0 | 0.011155 | 232.2872 | 0.0059804 | 0 | 0 | 0.011961 | 232.4111 | 0.006249 | 0 | 0 | 0.012498 | 232.5968 | 0.0066519 | 0 | 0 | 0.013304 | 232.7206 | 0.0069204 | 0 | 0 | 0.013841 | 232.8444 | 0.007189 | 0 | 0 | 0.014378
2017-06-07 15:00 | 204.8499 | 0.61058 |  | 215.1056 | 0 | 0 | 0 | 0 | 221.1503 | 0 | 0 | 0 | 0 | 226.096 | 0 | 0 | 0 | 0 | 226.2792 | 0 | 0 | 0 | 0 | 226.4013 | 0 | 0 | 0 | 0 | 226.5844 | 0 | 0 | 0 | 0 | 226.7676 | 0 | 0 | 0 | 0 | 226.9508 | 0 | 0 | 0 | 0 | 227.195 | 0 | 0 | 0 | 0 | 227.3782 | 0 | 0 | 0 | 0 | 227.5003 | 0 | 0 | 0 | 0 | 227.6835 | 0 | 0 | 0 | 0 | 227.8056 | 0 | 0 | 0 | 0 | 227.9888 | 0 | 0 | 0 | 0 | 228.1719 | 0 | 0 | 0 | 0 | 228.2941 | 0 | 0 | 0 | 0 | 228.4772 | 0 | 0 | 0 | 0 | 228.6604 | 0 | 0 | 0 | 0 | 228.7215 | 0 | 0 | 0 | 0 | 228.9046 | 0 | 0 | 0 | 0 | 229.0878 | 0 | 0 | 0 | 0 | 229.2099 | 0 | 0 | 0 | 0 | 229.3931 | 0 | 0 | 0 | 0 | 229.5152 | 0 | 0 | 0 | 0 | 229.6373 | 0.00023278 | 0 | 0 | 0.00046556
2017-06-07 16:00 | 204.019 | 0.6081 |  | 214.2331 | 0 | 0 | 0 | 0 | 220.2533 | 0 | 0 | 0 | 0 | 225.1789 | 0 | 0 | 0 | 0 | 225.3613 | 0 | 0 | 0 | 0 | 225.4829 | 0 | 0 | 0 | 0 | 225.6654 | 0 | 0 | 0 | 0 | 225.8478 | 0 | 0 | 0 | 0 | 226.0302 | 0 | 0 | 0 | 0 | 226.2735 | 0 | 0 | 0 | 0 | 226.4559 | 0 | 0 | 0 | 0 | 226.5775 | 0 | 0 | 0 | 0 | 226.7599 | 0 | 0 | 0 | 0 | 226.8816 | 0 | 0 | 0 | 0 | 227.064 | 0 | 0 | 0 | 0 | 227.2464 | 0 | 0 | 0 | 0 | 227.368 | 0 | 0 | 0 | 0 | 227.5505 | 0 | 0 | 0 | 0 | 227.7329 | 0 | 0 | 0 | 0 | 227.7937 | 0 | 0 | 0 | 0 | 227.9761 | 0 | 0 | 0 | 0 | 228.1586 | 0 | 0 | 0 | 0 | 228.2802 | 0 | 0 | 0 | 0 | 228.4626 | 0 | 0 | 0 | 0 | 228.5842 | 0 | 0 | 0 | 0 | 228.7059 | 0 | 0 | 0 | 0
2017-06-07 17:00 | 204.5921 | 0.60981 |  | 214.8349 | 0 | 0 | 0 | 0 | 220.872 | 0 | 0 | 0 | 0 | 225.8115 | 0 | 0 | 0 | 0 | 225.9944 | 0 | 0 | 0 | 0 | 226.1164 | 0 | 0 | 0 | 0 | 226.2993 | 0 | 0 | 0 | 0 | 226.4823 | 0 | 0 | 0 | 0 | 226.6652 | 0 | 0 | 0 | 0 | 226.9091 | 0 | 0 | 0 | 0 | 227.0921 | 0 | 0 | 0 | 0 | 227.214 | 0 | 0 | 0 | 0 | 227.397 | 0 | 0 | 0 | 0 | 227.5189 | 0 | 0 | 0 | 0 | 227.7019 | 0 | 0 | 0 | 0 | 227.8848 | 0 | 0 | 0 | 0 | 228.0068 | 0 | 0 | 0 | 0 | 228.1897 | 0 | 0 | 0 | 0 | 228.3727 | 0 | 0 | 0 | 0 | 228.4336 | 0 | 0 | 0 | 0 | 228.6166 | 0 | 0 | 0 | 0 | 228.7995 | 0 | 0 | 0 | 0 | 228.9215 | 0 | 0 | 0 | 0 | 229.1044 | 0 | 0 | 0 | 0 | 229.2264 | 0 | 0 | 0 | 0 | 229.3484 | 0 | 0 | 0 | 0
2017-06-07 18:00 | 203.6834 | 0.6071 |  | 213.8807 | 0 | 0 | 0 | 0 | 219.891 | 0 | 0 | 0 | 0 | 224.8085 | 0 | 0 | 0 | 0 | 224.9906 | 0 | 0 | 0 | 0 | 225.1121 | 0 | 0 | 0 | 0 | 225.2942 | 0 | 0 | 0 | 0 | 225.4763 | 0 | 0 | 0 | 0 | 225.6585 | 0 | 0 | 0 | 0 | 225.9013 | 0 | 0 | 0 | 0 | 226.0834 | 0 | 0 | 0 | 0 | 226.2048 | 0 | 0 | 0 | 0 | 226.387 | 0 | 0 | 0 | 0 | 226.5084 | 0 | 0 | 0 | 0 | 226.6905 | 0 | 0 | 0 | 0 | 226.8726 | 0 | 0 | 0 | 0 | 226.9941 | 0 | 0 | 0 | 0 | 227.1762 | 0 | 0 | 0 | 0 | 227.3583 | 0 | 0 | 0 | 0 | 227.419 | 0 | 0 | 0 | 0 | 227.6012 | 0 | 0 | 0 | 0 | 227.7833 | 0 | 0 | 0 | 0 | 227.9047 | 0 | 0 | 0 | 0 | 228.0868 | 0 | 0 | 0 | 0 | 228.2083 | 0 | 0 | 0 | 0 | 228.3297 | 0 | 0 | 0 | 0
2017-06-07 19:00 | 201.7919 | 0.60146 |  | 211.8946 | 0 | 0 | 0 | 0 | 217.849 | 0 | 0 | 0 | 0 | 222.7209 | 0 | 0 | 0 | 0 | 222.9013 | 0 | 0 | 0 | 0 | 223.0216 | 0 | 0 | 0 | 0 | 223.202 | 0 | 0 | 0 | 0 | 223.3825 | 0 | 0 | 0 | 0 | 223.5629 | 0 | 0 | 0 | 0 | 223.8035 | 0 | 0 | 0 | 0 | 223.9839 | 0 | 0 | 0 | 0 | 224.1042 | 0 | 0 | 0 | 0 | 224.2847 | 0 | 0 | 0 | 0 | 224.4049 | 0 | 0 | 0 | 0 | 224.5854 | 0 | 0 | 0 | 0 | 224.7658 | 0 | 0 | 0 | 0 | 224.8861 | 0 | 0 | 0 | 0 | 225.0666 | 0 | 0 | 0 | 0 | 225.247 | 0 | 0 | 0 | 0 | 225.3071 | 0 | 0 | 0 | 0 | 225.4876 | 0 | 0 | 0 | 0 | 225.668 | 0 | 0 | 0 | 0 | 225.7883 | 0 | 0 | 0 | 0 | 225.9687 | 0 | 0 | 0 | 0 | 226.089 | 0 | 0 | 0 | 0 | 226.2093 | 0 | 0 | 0 | 0
2017-06-07 20:00 | 189.6023 | 0.56513 |  | 199.0947 | 0 | 0 | 0 | 0 | 204.6895 | 0 | 0 | 0 | 0 | 209.267 | 0 | 0 | 0 | 0 | 209.4366 | 0 | 0 | 0 | 0 | 209.5496 | 0 | 0 | 0 | 0 | 209.7191 | 0 | 0 | 0 | 0 | 209.8887 | 0 | 0 | 0 | 0 | 210.0582 | 0 | 0 | 0 | 0 | 210.2843 | 0 | 0 | 0 | 0 | 210.4538 | 0 | 0 | 0 | 0 | 210.5668 | 0 | 0 | 0 | 0 | 210.7364 | 0 | 0 | 0 | 0 | 210.8494 | 0 | 0 | 0 | 0 | 211.0189 | 0 | 0 | 0 | 0 | 211.1885 | 0 | 0 | 0 | 0 | 211.3015 | 0 | 0 | 0 | 0 | 211.471 | 0 | 0 | 0 | 0 | 211.6406 | 0 | 0 | 0 | 0 | 211.6971 | 0 | 0 | 0 | 0 | 211.8666 | 0 | 0 | 0 | 0 | 212.0362 | 0 | 0 | 0 | 0 | 212.1492 | 0 | 0 | 0 | 0 | 212.3187 | 0 | 0 | 0 | 0 | 212.4318 | 0 | 0 | 0 | 0 | 212.5448 | 0 | 0 | 0 | 0
2017-06-07 21:00 | 191.5007 | 0.57079 |  | 201.0881 | 0 | 0 | 0 | 0 | 206.7389 | 0 | 0 | 0 | 0 | 211.3623 | 0 | 0 | 0 | 0 | 211.5335 | 0 | 0 | 0 | 0 | 211.6477 | 0 | 0 | 0 | 0 | 211.8189 | 0 | 0 | 0 | 0 | 211.9902 | 0 | 0 | 0 | 0 | 212.1614 | 0 | 0 | 0 | 0 | 212.3897 | 0 | 0 | 0 | 0 | 212.561 | 0 | 0 | 0 | 0 | 212.6751 | 0 | 0 | 0 | 0 | 212.8463 | 0 | 0 | 0 | 0 | 212.9605 | 0 | 0 | 0 | 0 | 213.1317 | 0 | 0 | 0 | 0 | 213.303 | 0 | 0 | 0 | 0 | 213.4171 | 0 | 0 | 0 | 0 | 213.5884 | 0 | 0 | 0 | 0 | 213.7596 | 0 | 0 | 0 | 0 | 213.8167 | 0 | 0 | 0 | 0 | 213.9879 | 0 | 0 | 0 | 0 | 214.1592 | 0 | 0 | 0 | 0 | 214.2733 | 0 | 0 | 0 | 0 | 214.4446 | 0 | 0 | 0 | 0 | 214.5587 | 0 | 0 | 0 | 0 | 214.6729 | 0 | 0 | 0 | 0
2017-06-07 22:00 | 188.7643 | 0.56263 |  | 198.2147 | 0 | 0 | 0 | 0 | 203.7848 | 0 | 0 | 0 | 0 | 208.3421 | 0 | 0 | 0 | 0 | 208.5109 | 0 | 0 | 0 | 0 | 208.6234 | 0 | 0 | 0 | 0 | 208.7922 | 0 | 0 | 0 | 0 | 208.961 | 0 | 0 | 0 | 0 | 209.1298 | 0 | 0 | 0 | 0 | 209.3548 | 0 | 0 | 0 | 0 | 209.5236 | 0 | 0 | 0 | 0 | 209.6361 | 0 | 0 | 0 | 0 | 209.8049 | 0 | 0 | 0 | 0 | 209.9174 | 0 | 0 | 0 | 0 | 210.0862 | 0 | 0 | 0 | 0 | 210.255 | 0 | 0 | 0 | 0 | 210.3675 | 0 | 0 | 0 | 0 | 210.5363 | 0 | 0 | 0 | 0 | 210.7051 | 0 | 0 | 0 | 0 | 210.7614 | 0 | 0 | 0 | 0 | 210.9302 | 0 | 0 | 0 | 0 | 211.099 | 0 | 0 | 0 | 0 | 211.2115 | 0 | 0 | 0 | 0 | 211.3803 | 0 | 0 | 0 | 0 | 211.4928 | 0 | 0 | 0 | 0 | 211.6053 | 0 | 0 | 0 | 0
2017-06-07 23:00 | 191.6234 | 0.57115 |  | 201.217 | 0 | 0 | 0 | 0 | 206.8714 | 0 | 0 | 0 | 0 | 211.4977 | 0 | 0 | 0 | 0 | 211.6691 | 0 | 0 | 0 | 0 | 211.7833 | 0 | 0 | 0 | 0 | 211.9547 | 0 | 0 | 0 | 0 | 212.126 | 0 | 0 | 0 | 0 | 212.2974 | 0 | 0 | 0 | 0 | 212.5258 | 0 | 0 | 0 | 0 | 212.6972 | 0 | 0 | 0 | 0 | 212.8114 | 0 | 0 | 0 | 0 | 212.9827 | 0 | 0 | 0 | 0 | 213.097 | 0 | 0 | 0 | 0 | 213.2683 | 0 | 0 | 0 | 0 | 213.4397 | 0 | 0 | 0 | 0 | 213.5539 | 0 | 0 | 0 | 0 | 213.7252 | 0 | 0 | 0 | 0 | 213.8966 | 0 | 0 | 0 | 0 | 213.9537 | 0 | 0 | 0 | 0 | 214.125 | 0 | 0 | 0 | 0 | 214.2964 | 0 | 0 | 0 | 0 | 214.4106 | 0 | 0 | 0 | 0 | 214.582 | 0 | 0 | 0 | 0 | 214.6962 | 0 | 0 | 0 | 0 | 214.8104 | 0 | 0 | 0 | 0
2017-06-08 | 195.1638 | 0.5817 |  | 204.9346 | 0 | 0 | 0 | 0 | 210.6935 | 0 | 0 | 0 | 0 | 215.4053 | 0 | 0 | 0 | 0 | 215.5798 | 0 | 0 | 0 | 0 | 215.6962 | 0 | 0 | 0 | 0 | 215.8707 | 0 | 0 | 0 | 0 | 216.0452 | 0 | 0 | 0 | 0 | 216.2197 | 0 | 0 | 0 | 0 | 216.4524 | 0 | 0 | 0 | 0 | 216.6269 | 0 | 0 | 0 | 0 | 216.7432 | 0 | 0 | 0 | 0 | 216.9178 | 0 | 0 | 0 | 0 | 217.0341 | 0 | 0 | 0 | 0 | 217.2086 | 0 | 0 | 0 | 0 | 217.3831 | 0 | 0 | 0 | 0 | 217.4995 | 0 | 0 | 0 | 0 | 217.674 | 0 | 0 | 0 | 0 | 217.8485 | 0 | 0 | 0 | 0 | 217.9067 | 0 | 0 | 0 | 0 | 218.0812 | 0 | 0 | 0 | 0 | 218.2557 | 0 | 0 | 0 | 0 | 218.372 | 0 | 0 | 0 | 0 | 218.5465 | 0 | 0 | 0 | 0 | 218.6629 | 0 | 0 | 0 | 0 | 218.7792 | 0 | 0 | 0 | 0
2017-06-08 01:00 | 199.1326 | 0.59353 |  | 209.1021 | 0 | 0 | 0 | 0 | 214.9781 | 0 | 0 | 0 | 0 | 219.7857 | 0 | 0 | 0 | 0 | 219.9638 | 0 | 0 | 0 | 0 | 220.0825 | 0 | 0 | 0 | 0 | 220.2605 | 0 | 0 | 0 | 0 | 220.4386 | 0 | 0 | 0 | 0 | 220.6167 | 0 | 0 | 0 | 0 | 220.8541 | 0 | 0 | 0 | 0 | 221.0321 | 0 | 0 | 0 | 0 | 221.1508 | 0 | 0 | 0 | 0 | 221.3289 | 0 | 0 | 0 | 0 | 221.4476 | 0 | 0 | 0 | 0 | 221.6257 | 0 | 0 | 0 | 0 | 221.8037 | 0 | 0 | 0 | 0 | 221.9224 | 0 | 0 | 0 | 0 | 222.1005 | 0 | 0 | 0 | 0 | 222.2786 | 0 | 0 | 0 | 0 | 222.3379 | 0 | 0 | 0 | 0 | 222.516 | 0 | 0 | 0 | 0 | 222.694 | 0 | 0 | 0 | 0 | 222.8127 | 0 | 0 | 0 | 0 | 222.9908 | 0 | 0 | 0 | 0 | 223.1095 | 0 | 0 | 0 | 0 | 223.2282 | 0 | 0 | 0 | 0
2017-06-08 02:00 | 203.6637 | 0.60704 |  | 213.86 | 0 | 0 | 0 | 0 | 219.8697 | 0 | 0 | 0 | 0 | 224.7868 | 0 | 0 | 0 | 0 | 224.9689 | 0 | 0 | 0 | 0 | 225.0903 | 0 | 0 | 0 | 0 | 225.2724 | 0 | 0 | 0 | 0 | 225.4545 | 0 | 0 | 0 | 0 | 225.6366 | 0 | 0 | 0 | 0 | 225.8794 | 0 | 0 | 0 | 0 | 226.0615 | 0 | 0 | 0 | 0 | 226.1829 | 0 | 0 | 0 | 0 | 226.3651 | 0 | 0 | 0 | 0 | 226.4865 | 0 | 0 | 0 | 0 | 226.6686 | 0 | 0 | 0 | 0 | 226.8507 | 0 | 0 | 0 | 0 | 226.9721 | 0 | 0 | 0 | 0 | 227.1542 | 0 | 0 | 0 | 0 | 227.3363 | 0 | 0 | 0 | 0 | 227.397 | 0 | 0 | 0 | 0 | 227.5791 | 0 | 0 | 0 | 0 | 227.7612 | 0 | 0 | 0 | 0 | 227.8827 | 0 | 0 | 0 | 0 | 228.0648 | 0 | 0 | 0 | 0 | 228.1862 | 0 | 0 | 0 | 0 | 228.3076 | 0 | 0 | 0 | 0
2017-06-08 03:00 | 197.7295 | 0.58935 |  | 207.6288 | 0 | 0 | 0 | 0 | 213.4634 | 0 | 0 | 0 | 0 | 218.2371 | 0 | 0 | 0 | 0 | 218.4139 | 0 | 0 | 0 | 0 | 218.5318 | 0 | 0 | 0 | 0 | 218.7086 | 0 | 0 | 0 | 0 | 218.8854 | 0 | 0 | 0 | 0 | 219.0622 | 0 | 0 | 0 | 0 | 219.298 | 0 | 0 | 0 | 0 | 219.4748 | 0 | 0 | 0 | 0 | 219.5926 | 0 | 0 | 0 | 0 | 219.7694 | 0 | 0 | 0 | 0 | 219.8873 | 0 | 0 | 0 | 0 | 220.0641 | 0 | 0 | 0 | 0 | 220.2409 | 0 | 0 | 0 | 0 | 220.3588 | 0 | 0 | 0 | 0 | 220.5356 | 0 | 0 | 0 | 0 | 220.7124 | 0 | 0 | 0 | 0 | 220.7713 | 0 | 0 | 0 | 0 | 220.9481 | 0 | 0 | 0 | 0 | 221.125 | 0 | 0 | 0 | 0 | 221.2428 | 0 | 0 | 0 | 0 | 221.4196 | 0 | 0 | 0 | 0 | 221.5375 | 0 | 0 | 0 | 0 | 221.6554 | 0 | 0 | 0 | 0
2017-06-08 04:00 | 198.8747 | 0.59277 |  | 208.8313 | 0 | 0 | 0 | 0 | 214.6997 | 0 | 0 | 0 | 0 | 219.5011 | 0 | 0 | 0 | 0 | 219.6789 | 0 | 0 | 0 | 0 | 219.7975 | 0 | 0 | 0 | 0 | 219.9753 | 0 | 0 | 0 | 0 | 220.1531 | 0 | 0 | 0 | 0 | 220.331 | 0 | 0 | 0 | 0 | 220.5681 | 0 | 0 | 0 | 0 | 220.7459 | 0 | 0 | 0 | 0 | 220.8644 | 0 | 0 | 0 | 0 | 221.0423 | 0 | 0 | 0 | 0 | 221.1608 | 0 | 0 | 0 | 0 | 221.3387 | 0 | 0 | 0 | 0 | 221.5165 | 0 | 0 | 0 | 0 | 221.635 | 0 | 0 | 0 | 0 | 221.8129 | 0 | 0 | 0 | 0 | 221.9907 | 0 | 0 | 0 | 0 | 222.05 | 0 | 0 | 0 | 0 | 222.2278 | 0 | 0 | 0 | 0 | 222.4056 | 0 | 0 | 0 | 0 | 222.5242 | 0 | 0 | 0 | 0 | 222.702 | 0 | 0 | 0 | 0 | 222.8206 | 0 | 0 | 0 | 0 | 222.9391 | 0 | 0 | 0 | 0
2017-06-08 05:00 | 199.9756 | 0.59605 |  | 209.9874 | 0 | 0 | 0 | 0 | 215.8882 | 0 | 0 | 0 | 0 | 220.7162 | 0 | 0 | 0 | 0 | 220.895 | 0 | 0 | 0 | 0 | 221.0142 | 0 | 0 | 0 | 0 | 221.193 | 0 | 0 | 0 | 0 | 221.3719 | 0 | 0 | 0 | 0 | 221.5507 | 0 | 0 | 0 | 0 | 221.7891 | 0 | 0 | 0 | 0 | 221.9679 | 0 | 0 | 0 | 0 | 222.0871 | 0 | 0 | 0 | 0 | 222.2659 | 0 | 0 | 0 | 0 | 222.3851 | 0 | 0 | 0 | 0 | 222.564 | 0 | 0 | 0 | 0 | 222.7428 | 0 | 0 | 0 | 0 | 222.862 | 0 | 0 | 0 | 0 | 223.0408 | 0 | 0 | 0 | 0 | 223.2196 | 0 | 0 | 0 | 0 | 223.2792 | 0 | 0 | 0 | 0 | 223.458 | 0 | 0 | 0 | 0 | 223.6368 | 0 | 0 | 0 | 0 | 223.756 | 0 | 0 | 0 | 0 | 223.9349 | 0 | 0 | 0 | 0 | 224.0541 | 0 | 0 | 0 | 0 | 224.1733 | 0 | 0 | 0 | 0
2017-06-08 06:00 | 199.4894 | 0.5946 |  | 209.4768 | 0 | 0 | 0 | 0 | 215.3633 | 0 | 0 | 0 | 0 | 220.1796 | 0 | 0 | 0 | 0 | 220.358 | 0 | 0 | 0 | 0 | 220.4769 | 0 | 0 | 0 | 0 | 220.6553 | 0 | 0 | 0 | 0 | 220.8336 | 0 | 0 | 0 | 0 | 221.012 | 0 | 0 | 0 | 0 | 221.2499 | 0 | 0 | 0 | 0 | 221.4282 | 0 | 0 | 0 | 0 | 221.5472 | 0 | 0 | 0 | 0 | 221.7255 | 0 | 0 | 0 | 0 | 221.8445 | 0 | 0 | 0 | 0 | 222.0228 | 0 | 0 | 0 | 0 | 222.2012 | 0 | 0 | 0 | 0 | 222.3201 | 0 | 0 | 0 | 0 | 222.4985 | 0 | 0 | 0 | 0 | 222.6769 | 0 | 0 | 0 | 0 | 222.7363 | 0 | 0 | 0 | 0 | 222.9147 | 0 | 0 | 0 | 0 | 223.0931 | 0 | 0 | 0 | 0 | 223.212 | 0 | 0 | 0 | 0 | 223.3904 | 0 | 0 | 0 | 0 | 223.5093 | 0 | 0 | 0 | 0 | 223.6282 | 0 | 0 | 0 | 0
2017-06-08 07:00 | 191.6046 | 0.5711 |  | 201.1973 | 0 | 0 | 0 | 0 | 206.8511 | 0 | 0 | 0 | 0 | 211.477 | 0 | 0 | 0 | 0 | 211.6483 | 0 | 0 | 0 | 0 | 211.7626 | 0 | 0 | 0 | 0 | 211.9339 | 0 | 0 | 0 | 0 | 212.1052 | 0 | 0 | 0 | 0 | 212.2765 | 0 | 0 | 0 | 0 | 212.505 | 0 | 0 | 0 | 0 | 212.6763 | 0 | 0 | 0 | 0 | 212.7905 | 0 | 0 | 0 | 0 | 212.9619 | 0 | 0 | 0 | 0 | 213.0761 | 0 | 0 | 0 | 0 | 213.2474 | 0 | 0 | 0 | 0 | 213.4187 | 0 | 0 | 0 | 0 | 213.5329 | 0 | 0 | 0 | 0 | 213.7043 | 0 | 0 | 0 | 0 | 213.8756 | 0 | 0 | 0 | 0 | 213.9327 | 0 | 0 | 0 | 0 | 214.104 | 0 | 0 | 0 | 0 | 214.2754 | 0 | 0 | 0 | 0 | 214.3896 | 0 | 0 | 0 | 0 | 214.5609 | 0 | 0 | 0 | 0 | 214.6751 | 0 | 0 | 0 | 0 | 214.7894 | 0 | 0 | 0 | 0
2017-06-08 08:00 | 183.3205 | 0.5464 |  | 192.4984 | 0 | 0 | 0 | 0 | 197.9078 | 0 | 0 | 0 | 0 | 202.3337 | 0 | 0 | 0 | 0 | 202.4976 | 0 | 0 | 0 | 0 | 202.6069 | 0 | 0 | 0 | 0 | 202.7708 | 0 | 0 | 0 | 0 | 202.9347 | 0 | 0 | 0 | 0 | 203.0987 | 0 | 0 | 0 | 0 | 203.3172 | 0 | 0 | 0 | 0 | 203.4811 | 0 | 0 | 0 | 0 | 203.5904 | 0 | 0 | 0 | 0 | 203.7543 | 0 | 0 | 0 | 0 | 203.8636 | 0 | 0 | 0 | 0 | 204.0275 | 0 | 0 | 0 | 0 | 204.1915 | 0 | 0 | 0 | 0 | 204.3007 | 0 | 0 | 0 | 0 | 204.4647 | 0 | 0 | 0 | 0 | 204.6286 | 0 | 0 | 0 | 0 | 204.6832 | 0 | 0 | 0 | 0 | 204.8471 | 0 | 0 | 0 | 0 | 205.0111 | 0 | 0 | 0 | 0 | 205.1203 | 0 | 0 | 0 | 0 | 205.2843 | 0 | 0 | 0 | 0 | 205.3936 | 0 | 0 | 0 | 0 | 205.5028 | 0 | 0 | 0 | 0
2017-06-08 09:00 | 192.5502 | 0.57391 |  | 202.1902 | 0 | 0 | 0 | 0 | 207.872 | 0 | 0 | 0 | 0 | 212.5207 | 0 | 0 | 0 | 0 | 212.6928 | 0 | 0 | 0 | 0 | 212.8076 | 0 | 0 | 0 | 0 | 212.9798 | 0 | 0 | 0 | 0 | 213.152 | 0 | 0 | 0 | 0 | 213.3241 | 0 | 0 | 0 | 0 | 213.5537 | 0 | 0 | 0 | 0 | 213.7259 | 0 | 0 | 0 | 0 | 213.8407 | 0 | 0 | 0 | 0 | 214.0128 | 0 | 0 | 0 | 0 | 214.1276 | 0 | 0 | 0 | 0 | 214.2998 | 0 | 0 | 0 | 0 | 214.472 | 0 | 0 | 0 | 0 | 214.5868 | 0 | 0 | 0 | 0 | 214.7589 | 0 | 0 | 0 | 0 | 214.9311 | 0 | 0 | 0 | 0 | 214.9885 | 0 | 0 | 0 | 0 | 215.1607 | 0 | 0 | 0 | 0 | 215.3328 | 0 | 0 | 0 | 0 | 215.4476 | 0 | 0 | 0 | 0 | 215.6198 | 0 | 0 | 0 | 0 | 215.7346 | 0 | 0 | 0 | 0 | 215.8494 | 0 | 0 | 0 | 0
2017-06-08 10:00 | 180.778 | 0.53883 |  | 189.8286 | 0 | 0 | 0 | 0 | 195.163 | 0 | 0 | 0 | 0 | 199.5275 | 0 | 0 | 0 | 0 | 199.6891 | 0 | 0 | 0 | 0 | 199.7969 | 0 | 0 | 0 | 0 | 199.9586 | 0 | 0 | 0 | 0 | 200.1202 | 0 | 0 | 0 | 0 | 200.2818 | 0 | 0 | 0 | 0 | 200.4974 | 0 | 0 | 0 | 0 | 200.659 | 0 | 0 | 0 | 0 | 200.7668 | 0 | 0 | 0 | 0 | 200.9284 | 0 | 0 | 0 | 0 | 201.0362 | 0 | 0 | 0 | 0 | 201.1979 | 0 | 0 | 0 | 0 | 201.3595 | 0 | 0 | 0 | 0 | 201.4673 | 0 | 0 | 0 | 0 | 201.6289 | 0 | 0 | 0 | 0 | 201.7906 | 0 | 0 | 0 | 0 | 201.8444 | 0 | 0 | 0 | 0 | 202.0061 | 0 | 0 | 0 | 0 | 202.1677 | 0 | 0 | 0 | 0 | 202.2755 | 0 | 0 | 0 | 0 | 202.4372 | 0 | 0 | 0 | 0 | 202.5449 | 0 | 0 | 0 | 0 | 202.6527 | 0 | 0 | 0 | 0
2017-06-08 11:00 | 183.3432 | 0.54647 |  | 192.5222 | 0 | 0 | 0 | 0 | 197.9323 | 0 | 0 | 0 | 0 | 202.3587 | 0 | 0 | 0 | 0 | 202.5226 | 0 | 0 | 0 | 0 | 202.6319 | 0 | 0 | 0 | 0 | 202.7959 | 0 | 0 | 0 | 0 | 202.9598 | 0 | 0 | 0 | 0 | 203.1237 | 0 | 0 | 0 | 0 | 203.3423 | 0 | 0 | 0 | 0 | 203.5063 | 0 | 0 | 0 | 0 | 203.6156 | 0 | 0 | 0 | 0 | 203.7795 | 0 | 0 | 0 | 0 | 203.8888 | 0 | 0 | 0 | 0 | 204.0527 | 0 | 0 | 0 | 0 | 204.2167 | 0 | 0 | 0 | 0 | 204.326 | 0 | 0 | 0 | 0 | 204.4899 | 0 | 0 | 0 | 0 | 204.6539 | 0 | 0 | 0 | 0 | 204.7085 | 0 | 0 | 0 | 0 | 204.8725 | 0 | 0 | 0 | 0 | 205.0364 | 0 | 0 | 0 | 0 | 205.1457 | 0 | 0 | 0 | 0 | 205.3096 | 0 | 0 | 0 | 0 | 205.4189 | 0 | 0 | 0 | 0 | 205.5282 | 0 | 0 | 0 | 0
2017-06-08 12:00 | 182.7543 | 0.54472 |  | 191.9038 | 0 | 0 | 0 | 0 | 197.2965 | 0 | 0 | 0 | 0 | 201.7087 | 0 | 0 | 0 | 0 | 201.8721 | 0 | 0 | 0 | 0 | 201.9811 | 0 | 0 | 0 | 0 | 202.1445 | 0 | 0 | 0 | 0 | 202.3079 | 0 | 0 | 0 | 0 | 202.4713 | 0 | 0 | 0 | 0 | 202.6892 | 0 | 0 | 0 | 0 | 202.8526 | 0 | 0 | 0 | 0 | 202.9616 | 0 | 0 | 0 | 0 | 203.125 | 0 | 0 | 0 | 0 | 203.2339 | 0 | 0 | 0 | 0 | 203.3973 | 0 | 0 | 0 | 0 | 203.5608 | 0 | 0 | 0 | 0 | 203.6697 | 0 | 0 | 0 | 0 | 203.8331 | 0 | 0 | 0 | 0 | 203.9965 | 0 | 0 | 0 | 0 | 204.051 | 0 | 0 | 0 | 0 | 204.2144 | 0 | 0 | 0 | 0 | 204.3778 | 0 | 0 | 0 | 0 | 204.4868 | 0 | 0 | 0 | 0 | 204.6502 | 0 | 0 | 0 | 0 | 204.7591 | 0 | 0 | 0 | 0 | 204.8681 | 0 | 0 | 0 | 0
2017-06-08 13:00 | 186.2003 | 0.55499 |  | 195.5224 | 0 | 0 | 0 | 0 | 201.0168 | 0 | 0 | 0 | 0 | 205.5122 | 0 | 0 | 0 | 0 | 205.6787 | 0 | 0 | 0 | 0 | 205.7897 | 0 | 0 | 0 | 0 | 205.9562 | 0 | 0 | 0 | 0 | 206.1226 | 0 | 0 | 0 | 0 | 206.2891 | 0 | 0 | 0 | 0 | 206.5111 | 0 | 0 | 0 | 0 | 206.6776 | 0 | 0 | 0 | 0 | 206.7886 | 0 | 0 | 0 | 0 | 206.9551 | 0 | 0 | 0 | 0 | 207.0661 | 0 | 0 | 0 | 0 | 207.2326 | 0 | 0 | 0 | 0 | 207.3991 | 0 | 0 | 0 | 0 | 207.5101 | 0 | 0 | 0 | 0 | 207.6766 | 0 | 0 | 0 | 0 | 207.8431 | 0 | 0 | 0 | 0 | 207.8986 | 0 | 0 | 0 | 0 | 208.0651 | 0 | 0 | 0 | 0 | 208.2316 | 0 | 0 | 0 | 0 | 208.3426 | 0 | 0 | 0 | 0 | 208.5091 | 0 | 0 | 0 | 0 | 208.6201 | 0 | 0 | 0 | 0 | 208.7311 | 0 | 0 | 0 | 0
2017-06-08 14:00 | 190.0816 | 0.56656 |  | 199.598 | 0 | 0 | 0 | 0 | 205.2069 | 0 | 0 | 0 | 0 | 209.796 | 0 | 0 | 0 | 0 | 209.9659 | 0 | 0 | 0 | 0 | 210.0793 | 0 | 0 | 0 | 0 | 210.2492 | 0 | 0 | 0 | 0 | 210.4192 | 0 | 0 | 0 | 0 | 210.5892 | 0 | 0 | 0 | 0 | 210.8158 | 0 | 0 | 0 | 0 | 210.9857 | 0 | 0 | 0 | 0 | 211.0991 | 0 | 0 | 0 | 0 | 211.269 | 0 | 0 | 0 | 0 | 211.3823 | 0 | 0 | 0 | 0 | 211.5523 | 0 | 0 | 0 | 0 | 211.7223 | 0 | 0 | 0 | 0 | 211.8356 | 0 | 0 | 0 | 0 | 212.0055 | 0 | 0 | 0 | 0 | 212.1755 | 0 | 0 | 0 | 0 | 212.2322 | 0 | 0 | 0 | 0 | 212.4021 | 0 | 0 | 0 | 0 | 212.5721 | 0 | 0 | 0 | 0 | 212.6854 | 0 | 0 | 0 | 0 | 212.8554 | 0 | 0 | 0 | 0 | 212.9687 | 0 | 0 | 0 | 0 | 213.082 | 0 | 0 | 0 | 0
2017-06-08 15:00 | 181.2285 | 0.54017 |  | 190.3016 | 0 | 0 | 0 | 0 | 195.6493 | 0 | 0 | 0 | 0 | 200.0247 | 0 | 0 | 0 | 0 | 200.1867 | 0 | 0 | 0 | 0 | 200.2948 | 0 | 0 | 0 | 0 | 200.4568 | 0 | 0 | 0 | 0 | 200.6189 | 0 | 0 | 0 | 0 | 200.7809 | 0 | 0 | 0 | 0 | 200.997 | 0 | 0 | 0 | 0 | 201.159 | 0 | 0 | 0 | 0 | 201.2671 | 0 | 0 | 0 | 0 | 201.4291 | 0 | 0 | 0 | 0 | 201.5372 | 0 | 0 | 0 | 0 | 201.6992 | 0 | 0 | 0 | 0 | 201.8613 | 0 | 0 | 0 | 0 | 201.9693 | 0 | 0 | 0 | 0 | 202.1313 | 0 | 0 | 0 | 0 | 202.2934 | 0 | 0 | 0 | 0 | 202.3474 | 0 | 0 | 0 | 0 | 202.5095 | 0 | 0 | 0 | 0 | 202.6715 | 0 | 0 | 0 | 0 | 202.7795 | 0 | 0 | 0 | 0 | 202.9416 | 0 | 0 | 0 | 0 | 203.0496 | 0 | 0 | 0 | 0 | 203.1577 | 0 | 0 | 0 | 0
2017-06-08 16:00 | 188.9841 | 0.56329 |  | 198.4455 | 0 | 0 | 0 | 0 | 204.0221 | 0 | 0 | 0 | 0 | 208.5847 | 0 | 0 | 0 | 0 | 208.7537 | 0 | 0 | 0 | 0 | 208.8663 | 0 | 0 | 0 | 0 | 209.0353 | 0 | 0 | 0 | 0 | 209.2043 | 0 | 0 | 0 | 0 | 209.3733 | 0 | 0 | 0 | 0 | 209.5986 | 0 | 0 | 0 | 0 | 209.7676 | 0 | 0 | 0 | 0 | 209.8802 | 0 | 0 | 0 | 0 | 210.0492 | 0 | 0 | 0 | 0 | 210.1619 | 0 | 0 | 0 | 0 | 210.3309 | 0 | 0 | 0 | 0 | 210.4999 | 0 | 0 | 0 | 0 | 210.6125 | 0 | 0 | 0 | 0 | 210.7815 | 0 | 0 | 0 | 0 | 210.9505 | 0 | 0 | 0 | 0 | 211.0068 | 0 | 0 | 0 | 0 | 211.1758 | 0 | 0 | 0 | 0 | 211.3448 | 0 | 0 | 0 | 0 | 211.4574 | 0 | 0 | 0 | 0 | 211.6264 | 0 | 0 | 0 | 0 | 211.7391 | 0 | 0 | 0 | 0 | 211.8517 | 0 | 0 | 0 | 0
2017-06-08 17:00 | 190.0096 | 0.56634 |  | 199.5224 | 0 | 0 | 0 | 0 | 205.1292 | 0 | 0 | 0 | 0 | 209.7166 | 0 | 0 | 0 | 0 | 209.8865 | 0 | 0 | 0 | 0 | 209.9998 | 0 | 0 | 0 | 0 | 210.1697 | 0 | 0 | 0 | 0 | 210.3396 | 0 | 0 | 0 | 0 | 210.5095 | 0 | 0 | 0 | 0 | 210.736 | 0 | 0 | 0 | 0 | 210.9059 | 0 | 0 | 0 | 0 | 211.0192 | 0 | 0 | 0 | 0 | 211.1891 | 0 | 0 | 0 | 0 | 211.3023 | 0 | 0 | 0 | 0 | 211.4722 | 0 | 0 | 0 | 0 | 211.6421 | 0 | 0 | 0 | 0 | 211.7554 | 0 | 0 | 0 | 0 | 211.9253 | 0 | 0 | 0 | 0 | 212.0952 | 0 | 0 | 0 | 0 | 212.1519 | 0 | 0 | 0 | 0 | 212.3218 | 0 | 0 | 0 | 0 | 212.4917 | 0 | 0 | 0 | 0 | 212.6049 | 0 | 0 | 0 | 0 | 212.7748 | 0 | 0 | 0 | 0 | 212.8881 | 0 | 0 | 0 | 0 | 213.0014 | 0 | 0 | 0 | 0
2017-06-08 18:00 | 188.2727 | 0.56117 |  | 197.6985 | 0 | 0 | 0 | 0 | 203.254 | 0 | 0 | 0 | 0 | 207.7995 | 0 | 0 | 0 | 0 | 207.9678 | 0 | 0 | 0 | 0 | 208.08 | 0 | 0 | 0 | 0 | 208.2484 | 0 | 0 | 0 | 0 | 208.4167 | 0 | 0 | 0 | 0 | 208.5851 | 0 | 0 | 0 | 0 | 208.8095 | 0 | 0 | 0 | 0 | 208.9779 | 0 | 0 | 0 | 0 | 209.0901 | 0 | 0 | 0 | 0 | 209.2585 | 0 | 0 | 0 | 0 | 209.3707 | 0 | 0 | 0 | 0 | 209.5391 | 0 | 0 | 0 | 0 | 209.7074 | 0 | 0 | 0 | 0 | 209.8196 | 0 | 0 | 0 | 0 | 209.988 | 0 | 0 | 0 | 0 | 210.1563 | 0 | 0 | 0 | 0 | 210.2125 | 0 | 0 | 0 | 0 | 210.3808 | 0 | 0 | 0 | 0 | 210.5492 | 0 | 0 | 0 | 0 | 210.6614 | 0 | 0 | 0 | 0 | 210.8297 | 0 | 0 | 0 | 0 | 210.942 | 0 | 0 | 0 | 0 | 211.0542 | 0 | 0 | 0 | 0
2017-06-08 19:00 | 196.1648 | 0.58469 |  | 205.9858 | 0 | 0 | 0 | 0 | 211.7742 | 0 | 0 | 0 | 0 | 216.5102 | 0 | 0 | 0 | 0 | 216.6856 | 0 | 0 | 0 | 0 | 216.8025 | 0 | 0 | 0 | 0 | 216.9779 | 0 | 0 | 0 | 0 | 217.1533 | 0 | 0 | 0 | 0 | 217.3287 | 0 | 0 | 0 | 0 | 217.5626 | 0 | 0 | 0 | 0 | 217.738 | 0 | 0 | 0 | 0 | 217.855 | 0 | 0 | 0 | 0 | 218.0304 | 0 | 0 | 0 | 0 | 218.1473 | 0 | 0 | 0 | 0 | 218.3227 | 0 | 0 | 0 | 0 | 218.4981 | 0 | 0 | 0 | 0 | 218.615 | 0 | 0 | 0 | 0 | 218.7905 | 0 | 0 | 0 | 0 | 218.9659 | 0 | 0 | 0 | 0 | 219.0243 | 0 | 0 | 0 | 0 | 219.1997 | 0 | 0 | 0 | 0 | 219.3751 | 0 | 0 | 0 | 0 | 219.4921 | 0 | 0 | 0 | 0 | 219.6675 | 0 | 0 | 0 | 0 | 219.7844 | 0 | 0 | 0 | 0 | 219.9014 | 0 | 0 | 0 | 0
2017-06-08 20:00 | 183.7184 | 0.54759 |  | 192.9162 | 0 | 0 | 0 | 0 | 198.3373 | 0 | 0 | 0 | 0 | 202.7728 | 0 | 0 | 0 | 0 | 202.9371 | 0 | 0 | 0 | 0 | 203.0466 | 0 | 0 | 0 | 0 | 203.2109 | 0 | 0 | 0 | 0 | 203.3752 | 0 | 0 | 0 | 0 | 203.5395 | 0 | 0 | 0 | 0 | 203.7585 | 0 | 0 | 0 | 0 | 203.9228 | 0 | 0 | 0 | 0 | 204.0323 | 0 | 0 | 0 | 0 | 204.1966 | 0 | 0 | 0 | 0 | 204.3061 | 0 | 0 | 0 | 0 | 204.4704 | 0 | 0 | 0 | 0 | 204.6346 | 0 | 0 | 0 | 0 | 204.7442 | 0 | 0 | 0 | 0 | 204.9084 | 0 | 0 | 0 | 0 | 205.0727 | 0 | 0 | 0 | 0 | 205.1275 | 0 | 0 | 0 | 0 | 205.2917 | 0 | 0 | 0 | 0 | 205.456 | 0 | 0 | 0 | 0 | 205.5655 | 0 | 0 | 0 | 0 | 205.7298 | 0 | 0 | 0 | 0 | 205.8393 | 0 | 0 | 0 | 0 | 205.9489 | 0 | 0 | 0 | 0
2017-06-08 21:00 | 190.8143 | 0.56874 |  | 200.3673 | 0 | 0 | 0 | 0 | 205.9979 | 0 | 0 | 0 | 0 | 210.6047 | 0 | 0 | 0 | 0 | 210.7753 | 0 | 0 | 0 | 0 | 210.889 | 0 | 0 | 0 | 0 | 211.0597 | 0 | 0 | 0 | 0 | 211.2303 | 0 | 0 | 0 | 0 | 211.4009 | 0 | 0 | 0 | 0 | 211.6284 | 0 | 0 | 0 | 0 | 211.799 | 0 | 0 | 0 | 0 | 211.9128 | 0 | 0 | 0 | 0 | 212.0834 | 0 | 0 | 0 | 0 | 212.1971 | 0 | 0 | 0 | 0 | 212.3678 | 0 | 0 | 0 | 0 | 212.5384 | 0 | 0 | 0 | 0 | 212.6521 | 0 | 0 | 0 | 0 | 212.8228 | 0 | 0 | 0 | 0 | 212.9934 | 0 | 0 | 0 | 0 | 213.0503 | 0 | 0 | 0 | 0 | 213.2209 | 0 | 0 | 0 | 0 | 213.3915 | 0 | 0 | 0 | 0 | 213.5052 | 0 | 0 | 0 | 0 | 213.6759 | 0 | 0 | 0 | 0 | 213.7896 | 0 | 0 | 0 | 0 | 213.9034 | 0 | 0 | 0 | 0
2017-06-08 22:00 | 191.1259 | 0.56967 |  | 200.6945 | 0 | 0 | 0 | 0 | 206.3343 | 0 | 0 | 0 | 0 | 210.9486 | 0 | 0 | 0 | 0 | 211.1195 | 0 | 0 | 0 | 0 | 211.2334 | 0 | 0 | 0 | 0 | 211.4043 | 0 | 0 | 0 | 0 | 211.5752 | 0 | 0 | 0 | 0 | 211.7461 | 0 | 0 | 0 | 0 | 211.974 | 0 | 0 | 0 | 0 | 212.1449 | 0 | 0 | 0 | 0 | 212.2588 | 0 | 0 | 0 | 0 | 212.4297 | 0 | 0 | 0 | 0 | 212.5437 | 0 | 0 | 0 | 0 | 212.7146 | 0 | 0 | 0 | 0 | 212.8855 | 0 | 0 | 0 | 0 | 212.9994 | 0 | 0 | 0 | 0 | 213.1703 | 0 | 0 | 0 | 0 | 213.3412 | 0 | 0 | 0 | 0 | 213.3982 | 0 | 0 | 0 | 0 | 213.5691 | 0 | 0 | 0 | 0 | 213.74 | 0 | 0 | 0 | 0 | 213.8539 | 0 | 0 | 0 | 0 | 214.0248 | 0 | 0 | 0 | 0 | 214.1387 | 0 | 0 | 0 | 0 | 214.2527 | 0 | 0 | 0 | 0
2017-06-08 23:00 | 188.6907 | 0.56241 |  | 198.1374 | 0 | 0 | 0 | 0 | 203.7053 | 0 | 0 | 0 | 0 | 208.2608 | 0 | 0 | 0 | 0 | 208.4296 | 0 | 0 | 0 | 0 | 208.542 | 0 | 0 | 0 | 0 | 208.7108 | 0 | 0 | 0 | 0 | 208.8795 | 0 | 0 | 0 | 0 | 209.0482 | 0 | 0 | 0 | 0 | 209.2732 | 0 | 0 | 0 | 0 | 209.4419 | 0 | 0 | 0 | 0 | 209.5544 | 0 | 0 | 0 | 0 | 209.7231 | 0 | 0 | 0 | 0 | 209.8356 | 0 | 0 | 0 | 0 | 210.0043 | 0 | 0 | 0 | 0 | 210.173 | 0 | 0 | 0 | 0 | 210.2855 | 0 | 0 | 0 | 0 | 210.4542 | 0 | 0 | 0 | 0 | 210.623 | 0 | 0 | 0 | 0 | 210.6792 | 0 | 0 | 0 | 0 | 210.8479 | 0 | 0 | 0 | 0 | 211.0167 | 0 | 0 | 0 | 0 | 211.1291 | 0 | 0 | 0 | 0 | 211.2979 | 0 | 0 | 0 | 0 | 211.4103 | 0 | 0 | 0 | 0 | 211.5228 | 0 | 0 | 0 | 0
2017-06-09 | 198.4349 | 0.59145 |  | 208.3695 | 0 | 0 | 0 | 0 | 214.2249 | 0 | 0 | 0 | 0 | 219.0157 | 0 | 0 | 0 | 0 | 219.1931 | 0 | 0 | 0 | 0 | 219.3114 | 0 | 0 | 0 | 0 | 219.4889 | 0 | 0 | 0 | 0 | 219.6663 | 0 | 0 | 0 | 0 | 219.8437 | 0 | 0 | 0 | 0 | 220.0803 | 0 | 0 | 0 | 0 | 220.2578 | 0 | 0 | 0 | 0 | 220.376 | 0 | 0 | 0 | 0 | 220.5535 | 0 | 0 | 0 | 0 | 220.6718 | 0 | 0 | 0 | 0 | 220.8492 | 0 | 0 | 0 | 0 | 221.0266 | 0 | 0 | 0 | 0 | 221.1449 | 0 | 0 | 0 | 0 | 221.3224 | 0 | 0 | 0 | 0 | 221.4998 | 0 | 0 | 0 | 0 | 221.559 | 0 | 0 | 0 | 0 | 221.7364 | 0 | 0 | 0 | 0 | 221.9138 | 0 | 0 | 0 | 0 | 222.0321 | 0 | 0 | 0 | 0 | 222.2096 | 0 | 0 | 0 | 0 | 222.3278 | 0 | 0 | 0 | 0 | 222.4461 | 0 | 0 | 0 | 0
2017-06-09 01:00 | 199.7068 | 0.59525 |  | 209.7051 | 0 | 0 | 0 | 0 | 215.598 | 0 | 0 | 0 | 0 | 220.4195 | 0 | 0 | 0 | 0 | 220.5981 | 0 | 0 | 0 | 0 | 220.7171 | 0 | 0 | 0 | 0 | 220.8957 | 0 | 0 | 0 | 0 | 221.0743 | 0 | 0 | 0 | 0 | 221.2529 | 0 | 0 | 0 | 0 | 221.491 | 0 | 0 | 0 | 0 | 221.6695 | 0 | 0 | 0 | 0 | 221.7886 | 0 | 0 | 0 | 0 | 221.9671 | 0 | 0 | 0 | 0 | 222.0862 | 0 | 0 | 0 | 0 | 222.2648 | 0 | 0 | 0 | 0 | 222.4433 | 0 | 0 | 0 | 0 | 222.5624 | 0 | 0 | 0 | 0 | 222.741 | 0 | 0 | 0 | 0 | 222.9195 | 0 | 0 | 0 | 0 | 222.9791 | 0 | 0 | 0 | 0 | 223.1576 | 0 | 0 | 0 | 0 | 223.3362 | 0 | 0 | 0 | 0 | 223.4553 | 0 | 0 | 0 | 0 | 223.6338 | 0 | 0 | 0 | 0 | 223.7529 | 0 | 0 | 0 | 0 | 223.8719 | 0 | 0 | 0 | 0
2017-06-09 02:00 | 201.4062 | 0.60031 |  | 211.4895 | 0 | 0 | 0 | 0 | 217.4326 | 0 | 0 | 0 | 0 | 222.2951 | 0 | 0 | 0 | 0 | 222.4752 | 0 | 0 | 0 | 0 | 222.5953 | 0 | 0 | 0 | 0 | 222.7754 | 0 | 0 | 0 | 0 | 222.9555 | 0 | 0 | 0 | 0 | 223.1355 | 0 | 0 | 0 | 0 | 223.3757 | 0 | 0 | 0 | 0 | 223.5558 | 0 | 0 | 0 | 0 | 223.6758 | 0 | 0 | 0 | 0 | 223.8559 | 0 | 0 | 0 | 0 | 223.976 | 0 | 0 | 0 | 0 | 224.1561 | 0 | 0 | 0 | 0 | 224.3362 | 0 | 0 | 0 | 0 | 224.4562 | 0 | 0 | 0 | 0 | 224.6363 | 0 | 0 | 0 | 0 | 224.8164 | 0 | 0 | 0 | 0 | 224.8765 | 0 | 0 | 0 | 0 | 225.0565 | 0 | 0 | 0 | 0 | 225.2366 | 0 | 0 | 0 | 0 | 225.3567 | 0 | 0 | 0 | 0 | 225.5368 | 0 | 0 | 0 | 0 | 225.6569 | 0 | 0 | 0 | 0 | 225.7769 | 0 | 0 | 0 | 0
2017-06-09 03:00 | 210.2333 | 0.62662 |  | 220.7586 | 0 | 0 | 0 | 0 | 226.9622 | 0 | 0 | 0 | 0 | 232.0378 | 0.0054394 | 0 | 0 | 0.010879 | 232.2258 | 0.0058471 | 0 | 0 | 0.011694 | 232.3511 | 0.006119 | 0 | 0 | 0.012238 | 232.5391 | 0.0065267 | 0 | 0 | 0.013053 | 232.7271 | 0.0069345 | 0 | 0 | 0.013869 | 232.9151 | 0.0073422 | 0 | 0 | 0.014684 | 233.1657 | 0.0078859 | 0 | 0 | 0.015772 | 233.3537 | 0.0082936 | 0 | 0 | 0.016587 | 233.479 | 0.0085654 | 0 | 0 | 0.017131 | 233.667 | 0.0089732 | 0 | 0 | 0.017946 | 233.7923 | 0.009245 | 0 | 0 | 0.01849 | 233.9803 | 0.0096527 | 0 | 0 | 0.019305 | 234.1683 | 0.01006 | 0 | 0 | 0.020121 | 234.2936 | 0.010332 | 0 | 0 | 0.020665 | 234.4816 | 0.01074 | 0 | 0 | 0.02148 | 234.6696 | 0.011148 | 0 | 0 | 0.022296 | 234.7323 | 0.011284 | 0 | 0 | 0.022567 | 234.9202 | 0.011691 | 0 | 0 | 0.023383 | 235.1082 | 0.012099 | 0 | 0 | 0.024198 | 235.2336 | 0.012371 | 0 | 0 | 0.024742 | 235.4215 | 0.012779 | 0 | 0 | 0.025558 | 235.5469 | 0.013051 | 0 | 0 | 0.026101 | 235.6722 | 0.013322 | 0 | 0 | 0.026645
2017-06-09 04:00 | 214.7252 | 0.64001 |  | 225.4753 | 0 | 0 | 0 | 0 | 231.8114 | 0.0049484 | 0 | 0 | 0.0098969 | 236.9955 | 0.016193 | 0 | 0 | 0.032385 | 237.1875 | 0.016609 | 0 | 0 | 0.033218 | 237.3155 | 0.016887 | 0 | 0 | 0.033774 | 237.5075 | 0.017303 | 0 | 0 | 0.034607 | 237.6995 | 0.01772 | 0 | 0 | 0.035439 | 237.8915 | 0.018136 | 0 | 0 | 0.036272 | 238.1475 | 0.018691 | 0 | 0 | 0.037383 | 238.3395 | 0.019108 | 0 | 0 | 0.038216 | 238.4675 | 0.019386 | 0 | 0 | 0.038771 | 238.6595 | 0.019802 | 0 | 0 | 0.039604 | 238.7875 | 0.02008 | 0 | 0 | 0.040159 | 238.9795 | 0.020496 | 0 | 0 | 0.040992 | 239.1716 | 0.020913 | 0 | 0 | 0.041825 | 239.2996 | 0.02119 | 0 | 0 | 0.04238 | 239.4916 | 0.021607 | 0 | 0 | 0.043213 | 239.6836 | 0.022023 | 0 | 0 | 0.044046 | 239.7476 | 0.022162 | 0 | 0 | 0.044324 | 239.9396 | 0.022578 | 0 | 0 | 0.045157 | 240.1316 | 0.022995 | 0 | 0 | 0.04599 | 240.2596 | 0.023272 | 0 | 0 | 0.046545 | 240.4516 | 0.023689 | 0 | 0 | 0.047378 | 240.5796 | 0.023967 | 0 | 0 | 0.047933 | 240.7076 | 0.024244 | 0 | 0 | 0.048488
2017-06-09 05:00 | 221.8304 | 0.66119 |  | 232.9362 | 0.0073881 | 0 | 0 | 0.014776 | 239.482 | 0.021586 | 0 | 0 | 0.043172 | 244.8376 | 0.033202 | 0 | 0 | 0.066404 | 245.036 | 0.033632 | 0 | 0 | 0.067265 | 245.1682 | 0.033919 | 0 | 0 | 0.067839 | 245.3666 | 0.034349 | 0 | 0 | 0.068699 | 245.5649 | 0.03478 | 0 | 0 | 0.069559 | 245.7633 | 0.03521 | 0 | 0 | 0.07042 | 246.0277 | 0.035784 | 0 | 0 | 0.071567 | 246.2261 | 0.036214 | 0 | 0 | 0.072428 | 246.3583 | 0.036501 | 0 | 0 | 0.073001 | 246.5567 | 0.036931 | 0 | 0 | 0.073862 | 246.6889 | 0.037218 | 0 | 0 | 0.074435 | 246.8873 | 0.037648 | 0 | 0 | 0.075296 | 247.0856 | 0.038078 | 0 | 0 | 0.076156 | 247.2179 | 0.038365 | 0 | 0 | 0.07673 | 247.4162 | 0.038795 | 0 | 0 | 0.07759 | 247.6146 | 0.039225 | 0 | 0 | 0.078451 | 247.6807 | 0.039369 | 0 | 0 | 0.078738 | 247.8791 | 0.039799 | 0 | 0 | 0.079598 | 248.0774 | 0.040229 | 0 | 0 | 0.080459 | 248.2097 | 0.040516 | 0 | 0 | 0.081032 | 248.408 | 0.040946 | 0 | 0 | 0.081893 | 248.5403 | 0.041233 | 0 | 0 | 0.082466 | 248.6725 | 0.04152 | 0 | 0 | 0.08304
2017-06-09 06:00 | 220.9584 | 0.65859 |  | 232.0206 | 0.0054021 | 0 | 0 | 0.010804 | 238.5406 | 0.019544 | 0 | 0 | 0.039088 | 243.8752 | 0.031115 | 0 | 0 | 0.062229 | 244.0727 | 0.031543 | 0 | 0 | 0.063086 | 244.2045 | 0.031829 | 0 | 0 | 0.063658 | 244.402 | 0.032257 | 0 | 0 | 0.064515 | 244.5996 | 0.032686 | 0 | 0 | 0.065372 | 244.7972 | 0.033115 | 0 | 0 | 0.066229 | 245.0606 | 0.033686 | 0 | 0 | 0.067372 | 245.2582 | 0.034114 | 0 | 0 | 0.068229 | 245.3899 | 0.0344 | 0 | 0 | 0.0688 | 245.5875 | 0.034829 | 0 | 0 | 0.069657 | 245.7192 | 0.035114 | 0 | 0 | 0.070229 | 245.9168 | 0.035543 | 0 | 0 | 0.071086 | 246.1144 | 0.035971 | 0 | 0 | 0.071943 | 246.2461 | 0.036257 | 0 | 0 | 0.072514 | 246.4437 | 0.036686 | 0 | 0 | 0.073371 | 246.6412 | 0.037114 | 0 | 0 | 0.074229 | 246.7071 | 0.037257 | 0 | 0 | 0.074514 | 246.9047 | 0.037686 | 0 | 0 | 0.075371 | 247.1022 | 0.038114 | 0 | 0 | 0.076228 | 247.234 | 0.0384 | 0 | 0 | 0.0768 | 247.4315 | 0.038828 | 0 | 0 | 0.077657 | 247.5633 | 0.039114 | 0 | 0 | 0.078228 | 247.695 | 0.0394 | 0 | 0 | 0.0788
2017-06-09 07:00 | 222.524 | 0.66325 |  | 233.6646 | 0.008968 | 0 | 0 | 0.017936 | 240.2309 | 0.02321 | 0 | 0 | 0.04642 | 245.6032 | 0.034863 | 0 | 0 | 0.069726 | 245.8022 | 0.035294 | 0 | 0 | 0.070589 | 245.9348 | 0.035582 | 0 | 0 | 0.071164 | 246.1338 | 0.036014 | 0 | 0 | 0.072027 | 246.3328 | 0.036445 | 0 | 0 | 0.072891 | 246.5318 | 0.036877 | 0 | 0 | 0.073754 | 246.7971 | 0.037452 | 0 | 0 | 0.074905 | 246.9961 | 0.037884 | 0 | 0 | 0.075768 | 247.1287 | 0.038172 | 0 | 0 | 0.076343 | 247.3277 | 0.038603 | 0 | 0 | 0.077206 | 247.4603 | 0.038891 | 0 | 0 | 0.077782 | 247.6593 | 0.039322 | 0 | 0 | 0.078645 | 247.8583 | 0.039754 | 0 | 0 | 0.079508 | 247.9909 | 0.040042 | 0 | 0 | 0.080084 | 248.1899 | 0.040473 | 0 | 0 | 0.080947 | 248.3889 | 0.040905 | 0 | 0 | 0.08181 | 248.4552 | 0.041049 | 0 | 0 | 0.082098 | 248.6542 | 0.04148 | 0 | 0 | 0.082961 | 248.8532 | 0.041912 | 0 | 0 | 0.083824 | 248.9858 | 0.0422 | 0 | 0 | 0.084399 | 249.1848 | 0.042631 | 0 | 0 | 0.085263 | 249.3174 | 0.042919 | 0 | 0 | 0.085838 | 249.4501 | 0.043207 | 0 | 0 | 0.086413
2017-06-09 08:00 | 226.5923 | 0.67538 |  | 237.9365 | 0.018234 | 0 | 0 | 0.036468 | 244.6228 | 0.032736 | 0 | 0 | 0.065473 | 250.0934 | 0.044602 | 0 | 0 | 0.089204 | 250.296 | 0.045041 | 0 | 0 | 0.090083 | 250.4311 | 0.045334 | 0 | 0 | 0.090669 | 250.6337 | 0.045774 | 0 | 0 | 0.091548 | 250.8363 | 0.046213 | 0 | 0 | 0.092427 | 251.0389 | 0.046653 | 0 | 0 | 0.093306 | 251.3091 | 0.047239 | 0 | 0 | 0.094478 | 251.5117 | 0.047678 | 0 | 0 | 0.095357 | 251.6468 | 0.047971 | 0 | 0 | 0.095943 | 251.8494 | 0.048411 | 0 | 0 | 0.096821 | 251.9845 | 0.048704 | 0 | 0 | 0.097407 | 252.1871 | 0.049143 | 0 | 0 | 0.098286 | 252.3897 | 0.049583 | 0 | 0 | 0.099165 | 252.5248 | 0.049876 | 0 | 0 | 0.099751 | 252.7274 | 0.050315 | 0 | 0 | 0.10063 | 252.93 | 0.050755 | 0 | 0 | 0.10151 | 252.9975 | 0.050901 | 0 | 0 | 0.1018 | 253.2001 | 0.051341 | 0 | 0 | 0.10268 | 253.4028 | 0.05178 | 0 | 0 | 0.10356 | 253.5378 | 0.052073 | 0 | 0 | 0.10415 | 253.7404 | 0.052512 | 0 | 0 | 0.10502 | 253.8755 | 0.052805 | 0 | 0 | 0.10561 | 254.0106 | 0.053098 | 0 | 0 | 0.1062
2017-06-09 09:00 | 230.7032 | 0.68763 |  | 242.2533 | 0.027597 | 0 | 0 | 0.055194 | 249.0609 | 0.042362 | 0 | 0 | 0.084725 | 254.6307 | 0.054443 | 0 | 0 | 0.10889 | 254.837 | 0.054891 | 0 | 0 | 0.10978 | 254.9745 | 0.055189 | 0 | 0 | 0.11038 | 255.1808 | 0.055637 | 0 | 0 | 0.11127 | 255.3871 | 0.056084 | 0 | 0 | 0.11217 | 255.5934 | 0.056531 | 0 | 0 | 0.11306 | 255.8684 | 0.057128 | 0 | 0 | 0.11426 | 256.0747 | 0.057576 | 0 | 0 | 0.11515 | 256.2123 | 0.057874 | 0 | 0 | 0.11575 | 256.4186 | 0.058321 | 0 | 0 | 0.11664 | 256.5561 | 0.05862 | 0 | 0 | 0.11724 | 256.7624 | 0.059067 | 0 | 0 | 0.11813 | 256.9687 | 0.059514 | 0 | 0 | 0.11903 | 257.1062 | 0.059813 | 0 | 0 | 0.11963 | 257.3125 | 0.06026 | 0 | 0 | 0.12052 | 257.5188 | 0.060708 | 0 | 0 | 0.12142 | 257.5875 | 0.060857 | 0 | 0 | 0.12171 | 257.7938 | 0.061304 | 0 | 0 | 0.12261 | 258.0001 | 0.061752 | 0 | 0 | 0.1235 | 258.1376 | 0.06205 | 0 | 0 | 0.1241 | 258.3439 | 0.062497 | 0 | 0 | 0.12499 | 258.4815 | 0.062796 | 0 | 0 | 0.12559 | 258.619 | 0.063094 | 0 | 0 | 0.12619
2017-06-09 10:00 | 214.486 | 0.6393 |  | 225.2242 | 0 | 0 | 0 | 0 | 231.5532 | 0.0043883 | 0 | 0 | 0.0087766 | 236.7315 | 0.01562 | 0 | 0 | 0.03124 | 236.9233 | 0.016036 | 0 | 0 | 0.032072 | 237.0511 | 0.016313 | 0 | 0 | 0.032627 | 237.2429 | 0.016729 | 0 | 0 | 0.033459 | 237.4347 | 0.017145 | 0 | 0 | 0.034291 | 237.6265 | 0.017561 | 0 | 0 | 0.035123 | 237.8822 | 0.018116 | 0 | 0 | 0.036232 | 238.074 | 0.018532 | 0 | 0 | 0.037064 | 238.2019 | 0.018809 | 0 | 0 | 0.037619 | 238.3937 | 0.019225 | 0 | 0 | 0.038451 | 238.5215 | 0.019503 | 0 | 0 | 0.039005 | 238.7133 | 0.019919 | 0 | 0 | 0.039837 | 238.9051 | 0.020335 | 0 | 0 | 0.040669 | 239.033 | 0.020612 | 0 | 0 | 0.041224 | 239.2247 | 0.021028 | 0 | 0 | 0.042056 | 239.4165 | 0.021444 | 0 | 0 | 0.042888 | 239.4805 | 0.021583 | 0 | 0 | 0.043165 | 239.6723 | 0.021999 | 0 | 0 | 0.043997 | 239.864 | 0.022415 | 0 | 0 | 0.044829 | 239.9919 | 0.022692 | 0 | 0 | 0.045384 | 240.1837 | 0.023108 | 0 | 0 | 0.046216 | 240.3115 | 0.023385 | 0 | 0 | 0.04677 | 240.4394 | 0.023663 | 0 | 0 | 0.047325
2017-06-09 11:00 | 212.6158 | 0.63372 |  | 223.2604 | 0 | 0 | 0 | 0 | 229.5342 | 9.1116e-06 | 0 | 0 | 1.8223e-05 | 234.6674 | 0.011143 | 0 | 0 | 0.022286 | 234.8575 | 0.011555 | 0 | 0 | 0.023111 | 234.9842 | 0.01183 | 0 | 0 | 0.02366 | 235.1743 | 0.012243 | 0 | 0 | 0.024485 | 235.3644 | 0.012655 | 0 | 0 | 0.02531 | 235.5546 | 0.013067 | 0 | 0 | 0.026135 | 235.8081 | 0.013617 | 0 | 0 | 0.027234 | 235.9982 | 0.014029 | 0 | 0 | 0.028059 | 236.1249 | 0.014304 | 0 | 0 | 0.028609 | 236.315 | 0.014717 | 0 | 0 | 0.029433 | 236.4418 | 0.014992 | 0 | 0 | 0.029983 | 236.6319 | 0.015404 | 0 | 0 | 0.030808 | 236.822 | 0.015816 | 0 | 0 | 0.031633 | 236.9488 | 0.016091 | 0 | 0 | 0.032183 | 237.1389 | 0.016504 | 0 | 0 | 0.033007 | 237.329 | 0.016916 | 0 | 0 | 0.033832 | 237.3924 | 0.017053 | 0 | 0 | 0.034107 | 237.5825 | 0.017466 | 0 | 0 | 0.034932 | 237.7726 | 0.017878 | 0 | 0 | 0.035756 | 237.8993 | 0.018153 | 0 | 0 | 0.036306 | 238.0895 | 0.018565 | 0 | 0 | 0.037131 | 238.2162 | 0.01884 | 0 | 0 | 0.037681 | 238.3429 | 0.019115 | 0 | 0 | 0.038231
2017-06-09 12:00 | 213.7053 | 0.63697 |  | 224.4044 | 0 | 0 | 0 | 0 | 230.7104 | 0.0025603 | 0 | 0 | 0.0051206 | 235.8699 | 0.013751 | 0 | 0 | 0.027502 | 236.061 | 0.014166 | 0 | 0 | 0.028331 | 236.1884 | 0.014442 | 0 | 0 | 0.028884 | 236.3794 | 0.014856 | 0 | 0 | 0.029713 | 236.5705 | 0.015271 | 0 | 0 | 0.030542 | 236.7616 | 0.015685 | 0 | 0 | 0.031371 | 237.0164 | 0.016238 | 0 | 0 | 0.032476 | 237.2075 | 0.016653 | 0 | 0 | 0.033305 | 237.3349 | 0.016929 | 0 | 0 | 0.033858 | 237.526 | 0.017343 | 0 | 0 | 0.034687 | 237.6534 | 0.01762 | 0 | 0 | 0.035239 | 237.8445 | 0.018034 | 0 | 0 | 0.036068 | 238.0356 | 0.018449 | 0 | 0 | 0.036897 | 238.163 | 0.018725 | 0 | 0 | 0.03745 | 238.3541 | 0.019139 | 0 | 0 | 0.038279 | 238.5451 | 0.019554 | 0 | 0 | 0.039108 | 238.6088 | 0.019692 | 0 | 0 | 0.039384 | 238.7999 | 0.020106 | 0 | 0 | 0.040213 | 238.991 | 0.020521 | 0 | 0 | 0.041042 | 239.1184 | 0.020797 | 0 | 0 | 0.041595 | 239.3095 | 0.021212 | 0 | 0 | 0.042424 | 239.4369 | 0.021488 | 0 | 0 | 0.042976 | 239.5643 | 0.021764 | 0 | 0 | 0.043529
2017-06-09 13:00 | 207.2627 | 0.61777 |  | 217.6393 | 0 | 0 | 0 | 0 | 223.7552 | 0 | 0 | 0 | 0 | 228.7591 | 0 | 0 | 0 | 0 | 228.9444 | 0 | 0 | 0 | 0 | 229.068 | 0 | 0 | 0 | 0 | 229.2533 | 0 | 0 | 0 | 0 | 229.4386 | 0 | 0 | 0 | 0 | 229.624 | 0.00020378 | 0 | 0 | 0.00040756 | 229.8711 | 0.00073975 | 0 | 0 | 0.0014795 | 230.0564 | 0.0011417 | 0 | 0 | 0.0022835 | 230.1799 | 0.0014097 | 0 | 0 | 0.0028194 | 230.3653 | 0.0018117 | 0 | 0 | 0.0036234 | 230.4888 | 0.0020797 | 0 | 0 | 0.0041594 | 230.6742 | 0.0024817 | 0 | 0 | 0.0049633 | 230.8595 | 0.0028837 | 0 | 0 | 0.0057673 | 230.983 | 0.0031516 | 0 | 0 | 0.0063033 | 231.1684 | 0.0035536 | 0 | 0 | 0.0071072 | 231.3537 | 0.0039556 | 0 | 0 | 0.0079112 | 231.4155 | 0.0040896 | 0 | 0 | 0.0081792 | 231.6008 | 0.0044916 | 0 | 0 | 0.0089832 | 231.7861 | 0.0048936 | 0 | 0 | 0.0097871 | 231.9097 | 0.0051615 | 0 | 0 | 0.010323 | 232.095 | 0.0055635 | 0 | 0 | 0.011127 | 232.2186 | 0.0058315 | 0 | 0 | 0.011663 | 232.3421 | 0.0060995 | 0 | 0 | 0.012199
2017-06-09 14:00 | 208.4626 | 0.62134 |  | 218.8992 | 0 | 0 | 0 | 0 | 225.0505 | 0 | 0 | 0 | 0 | 230.0834 | 0.0012003 | 0 | 0 | 0.0024006 | 230.2698 | 0.0016046 | 0 | 0 | 0.0032092 | 230.3941 | 0.0018741 | 0 | 0 | 0.0037483 | 230.5805 | 0.0022784 | 0 | 0 | 0.0045569 | 230.7669 | 0.0026828 | 0 | 0 | 0.0053655 | 230.9533 | 0.0030871 | 0 | 0 | 0.0061741 | 231.2018 | 0.0036261 | 0 | 0 | 0.0072523 | 231.3882 | 0.0040304 | 0 | 0 | 0.0080609 | 231.5125 | 0.0043 | 0 | 0 | 0.0086 | 231.6989 | 0.0047043 | 0 | 0 | 0.0094086 | 231.8231 | 0.0049738 | 0 | 0 | 0.0099477 | 232.0095 | 0.0053781 | 0 | 0 | 0.010756 | 232.196 | 0.0057824 | 0 | 0 | 0.011565 | 232.3202 | 0.006052 | 0 | 0 | 0.012104 | 232.5066 | 0.0064563 | 0 | 0 | 0.012913 | 232.693 | 0.0068606 | 0 | 0 | 0.013721 | 232.7552 | 0.0069954 | 0 | 0 | 0.013991 | 232.9416 | 0.0073997 | 0 | 0 | 0.014799 | 233.128 | 0.007804 | 0 | 0 | 0.015608 | 233.2522 | 0.0080735 | 0 | 0 | 0.016147 | 233.4386 | 0.0084778 | 0 | 0 | 0.016956 | 233.5629 | 0.0087474 | 0 | 0 | 0.017495 | 233.6872 | 0.0090169 | 0 | 0 | 0.018034
2017-06-09 15:00 | 206.0577 | 0.61418 |  | 216.374 | 0 | 0 | 0 | 0 | 222.4543 | 0 | 0 | 0 | 0 | 227.4291 | 0 | 0 | 0 | 0 | 227.6134 | 0 | 0 | 0 | 0 | 227.7362 | 0 | 0 | 0 | 0 | 227.9204 | 0 | 0 | 0 | 0 | 228.1047 | 0 | 0 | 0 | 0 | 228.289 | 0 | 0 | 0 | 0 | 228.5346 | 0 | 0 | 0 | 0 | 228.7189 | 0 | 0 | 0 | 0 | 228.8417 | 0 | 0 | 0 | 0 | 229.026 | 0 | 0 | 0 | 0 | 229.1488 | 0 | 0 | 0 | 0 | 229.333 | 0 | 0 | 0 | 0 | 229.5173 | 0 | 0 | 0 | 0 | 229.6401 | 0.00023889 | 0 | 0 | 0.00047778 | 229.8244 | 0.00063853 | 0 | 0 | 0.0012771 | 230.0086 | 0.0010382 | 0 | 0 | 0.0020764 | 230.0701 | 0.0011714 | 0 | 0 | 0.0023428 | 230.2543 | 0.001571 | 0 | 0 | 0.0031421 | 230.4386 | 0.0019707 | 0 | 0 | 0.0039414 | 230.5614 | 0.0022371 | 0 | 0 | 0.0044742 | 230.7457 | 0.0026368 | 0 | 0 | 0.0052735 | 230.8685 | 0.0029032 | 0 | 0 | 0.0058064 | 230.9913 | 0.0031696 | 0 | 0 | 0.0063392
2017-06-09 16:00 | 207.3259 | 0.61796 |  | 217.7056 | 0 | 0 | 0 | 0 | 223.8234 | 0 | 0 | 0 | 0 | 228.8288 | 0 | 0 | 0 | 0 | 229.0142 | 0 | 0 | 0 | 0 | 229.1378 | 0 | 0 | 0 | 0 | 229.3232 | 0 | 0 | 0 | 0 | 229.5086 | 0 | 0 | 0 | 0 | 229.694 | 0.00035567 | 0 | 0 | 0.00071134 | 229.9412 | 0.00089181 | 0 | 0 | 0.0017836 | 230.1265 | 0.0012939 | 0 | 0 | 0.0025878 | 230.2501 | 0.001562 | 0 | 0 | 0.003124 | 230.4355 | 0.0019641 | 0 | 0 | 0.0039282 | 230.5591 | 0.0022322 | 0 | 0 | 0.0044643 | 230.7445 | 0.0026343 | 0 | 0 | 0.0052685 | 230.9299 | 0.0030364 | 0 | 0 | 0.0060727 | 231.0535 | 0.0033044 | 0 | 0 | 0.0066089 | 231.2389 | 0.0037065 | 0 | 0 | 0.0074131 | 231.4243 | 0.0041086 | 0 | 0 | 0.0082173 | 231.4861 | 0.0042427 | 0 | 0 | 0.0084853 | 231.6714 | 0.0046448 | 0 | 0 | 0.0092896 | 231.8568 | 0.0050469 | 0 | 0 | 0.010094 | 231.9804 | 0.0053149 | 0 | 0 | 0.01063 | 232.1658 | 0.0057171 | 0 | 0 | 0.011434 | 232.2894 | 0.0059851 | 0 | 0 | 0.01197 | 232.413 | 0.0062532 | 0 | 0 | 0.012506
2017-06-09 17:00 | 211.1189 | 0.62926 |  | 221.6886 | 0 | 0 | 0 | 0 | 227.9182 | 0 | 0 | 0 | 0 | 233.0152 | 0.0075595 | 0 | 0 | 0.015119 | 233.204 | 0.007969 | 0 | 0 | 0.015938 | 233.3299 | 0.0082419 | 0 | 0 | 0.016484 | 233.5187 | 0.0086514 | 0 | 0 | 0.017303 | 233.7074 | 0.0090609 | 0 | 0 | 0.018122 | 233.8962 | 0.0094703 | 0 | 0 | 0.018941 | 234.1479 | 0.010016 | 0 | 0 | 0.020033 | 234.3367 | 0.010426 | 0 | 0 | 0.020851 | 234.4625 | 0.010699 | 0 | 0 | 0.021397 | 234.6513 | 0.011108 | 0 | 0 | 0.022216 | 234.7772 | 0.011381 | 0 | 0 | 0.022762 | 234.966 | 0.011791 | 0 | 0 | 0.023581 | 235.1547 | 0.0122 | 0 | 0 | 0.0244 | 235.2806 | 0.012473 | 0 | 0 | 0.024946 | 235.4694 | 0.012882 | 0 | 0 | 0.025765 | 235.6581 | 0.013292 | 0 | 0 | 0.026584 | 235.7211 | 0.013428 | 0 | 0 | 0.026857 | 235.9098 | 0.013838 | 0 | 0 | 0.027676 | 236.0986 | 0.014247 | 0 | 0 | 0.028495 | 236.2245 | 0.01452 | 0 | 0 | 0.029041 | 236.4133 | 0.01493 | 0 | 0 | 0.02986 | 236.5391 | 0.015203 | 0 | 0 | 0.030406 | 236.665 | 0.015476 | 0 | 0 | 0.030951
2017-06-09 18:00 | 216.8296 | 0.64628 |  | 227.6851 | 0 | 0 | 0 | 0 | 234.0833 | 0.009876 | 0 | 0 | 0.019752 | 239.3181 | 0.02123 | 0 | 0 | 0.042461 | 239.512 | 0.021651 | 0 | 0 | 0.043302 | 239.6413 | 0.021931 | 0 | 0 | 0.043863 | 239.8352 | 0.022352 | 0 | 0 | 0.044704 | 240.0291 | 0.022772 | 0 | 0 | 0.045545 | 240.2229 | 0.023193 | 0 | 0 | 0.046386 | 240.4815 | 0.023754 | 0 | 0 | 0.047507 | 240.6753 | 0.024174 | 0 | 0 | 0.048348 | 240.8046 | 0.024455 | 0 | 0 | 0.048909 | 240.9985 | 0.024875 | 0 | 0 | 0.04975 | 241.1277 | 0.025155 | 0 | 0 | 0.050311 | 241.3216 | 0.025576 | 0 | 0 | 0.051152 | 241.5155 | 0.025997 | 0 | 0 | 0.051993 | 241.6448 | 0.026277 | 0 | 0 | 0.052554 | 241.8386 | 0.026697 | 0 | 0 | 0.053395 | 242.0325 | 0.027118 | 0 | 0 | 0.054236 | 242.0972 | 0.027258 | 0 | 0 | 0.054516 | 242.291 | 0.027679 | 0 | 0 | 0.055357 | 242.4849 | 0.028099 | 0 | 0 | 0.056198 | 242.6142 | 0.02838 | 0 | 0 | 0.056759 | 242.8081 | 0.0288 | 0 | 0 | 0.0576 | 242.9373 | 0.02908 | 0 | 0 | 0.058161 | 243.0666 | 0.029361 | 0 | 0 | 0.058722
2017-06-09 19:00 | 213.4607 | 0.63624 |  | 224.1475 | 0 | 0 | 0 | 0 | 230.4463 | 0.0019875 | 0 | 0 | 0.0039749 | 235.5998 | 0.013166 | 0 | 0 | 0.026331 | 235.7907 | 0.01358 | 0 | 0 | 0.027159 | 235.918 | 0.013856 | 0 | 0 | 0.027711 | 236.1088 | 0.01427 | 0 | 0 | 0.028539 | 236.2997 | 0.014684 | 0 | 0 | 0.029367 | 236.4906 | 0.015098 | 0 | 0 | 0.030195 | 236.7451 | 0.01565 | 0 | 0 | 0.031299 | 236.936 | 0.016064 | 0 | 0 | 0.032127 | 237.0632 | 0.01634 | 0 | 0 | 0.032679 | 237.2541 | 0.016754 | 0 | 0 | 0.033507 | 237.3813 | 0.01703 | 0 | 0 | 0.034059 | 237.5722 | 0.017444 | 0 | 0 | 0.034887 | 237.7631 | 0.017858 | 0 | 0 | 0.035715 | 237.8903 | 0.018134 | 0 | 0 | 0.036267 | 238.0812 | 0.018548 | 0 | 0 | 0.037095 | 238.2721 | 0.018962 | 0 | 0 | 0.037923 | 238.3357 | 0.0191 | 0 | 0 | 0.038199 | 238.5266 | 0.019514 | 0 | 0 | 0.039027 | 238.7174 | 0.019928 | 0 | 0 | 0.039855 | 238.8447 | 0.020204 | 0 | 0 | 0.040407 | 239.0355 | 0.020618 | 0 | 0 | 0.041235 | 239.1628 | 0.020894 | 0 | 0 | 0.041787 | 239.29 | 0.02117 | 0 | 0 | 0.042339
2017-06-09 20:00 | 203.92 | 0.6078 |  | 214.1292 | 0 | 0 | 0 | 0 | 220.1465 | 0 | 0 | 0 | 0 | 225.0697 | 0 | 0 | 0 | 0 | 225.252 | 0 | 0 | 0 | 0 | 225.3736 | 0 | 0 | 0 | 0 | 225.5559 | 0 | 0 | 0 | 0 | 225.7383 | 0 | 0 | 0 | 0 | 225.9206 | 0 | 0 | 0 | 0 | 226.1637 | 0 | 0 | 0 | 0 | 226.3461 | 0 | 0 | 0 | 0 | 226.4676 | 0 | 0 | 0 | 0 | 226.65 | 0 | 0 | 0 | 0 | 226.7715 | 0 | 0 | 0 | 0 | 226.9539 | 0 | 0 | 0 | 0 | 227.1362 | 0 | 0 | 0 | 0 | 227.2578 | 0 | 0 | 0 | 0 | 227.4401 | 0 | 0 | 0 | 0 | 227.6225 | 0 | 0 | 0 | 0 | 227.6832 | 0 | 0 | 0 | 0 | 227.8656 | 0 | 0 | 0 | 0 | 228.0479 | 0 | 0 | 0 | 0 | 228.1695 | 0 | 0 | 0 | 0 | 228.3518 | 0 | 0 | 0 | 0 | 228.4734 | 0 | 0 | 0 | 0 | 228.5949 | 0 | 0 | 0 | 0
2017-06-09 21:00 | 210.9062 | 0.62863 |  | 221.4652 | 0 | 0 | 0 | 0 | 227.6886 | 0 | 0 | 0 | 0 | 232.7805 | 0.0070503 | 0 | 0 | 0.014101 | 232.969 | 0.0074593 | 0 | 0 | 0.014919 | 233.0948 | 0.007732 | 0 | 0 | 0.015464 | 233.2834 | 0.008141 | 0 | 0 | 0.016282 | 233.472 | 0.0085501 | 0 | 0 | 0.0171 | 233.6605 | 0.0089591 | 0 | 0 | 0.017918 | 233.912 | 0.0095045 | 0 | 0 | 0.019009 | 234.1006 | 0.0099136 | 0 | 0 | 0.019827 | 234.2263 | 0.010186 | 0 | 0 | 0.020373 | 234.4149 | 0.010595 | 0 | 0 | 0.021191 | 234.5406 | 0.010868 | 0 | 0 | 0.021736 | 234.7292 | 0.011277 | 0 | 0 | 0.022554 | 234.9178 | 0.011686 | 0 | 0 | 0.023372 | 235.0435 | 0.011959 | 0 | 0 | 0.023918 | 235.2321 | 0.012368 | 0 | 0 | 0.024736 | 235.4207 | 0.012777 | 0 | 0 | 0.025554 | 235.4836 | 0.012913 | 0 | 0 | 0.025827 | 235.6721 | 0.013322 | 0 | 0 | 0.026645 | 235.8607 | 0.013731 | 0 | 0 | 0.027463 | 235.9865 | 0.014004 | 0 | 0 | 0.028008 | 236.175 | 0.014413 | 0 | 0 | 0.028826 | 236.3008 | 0.014686 | 0 | 0 | 0.029372 | 236.4265 | 0.014959 | 0 | 0 | 0.029917
2017-06-09 22:00 | 207.9472 | 0.61981 |  | 218.358 | 0 | 0 | 0 | 0 | 224.4941 | 0 | 0 | 0 | 0 | 229.5145 | 0 | 0 | 0 | 0 | 229.7005 | 0.00036975 | 0 | 0 | 0.00073949 | 229.8244 | 0.00063862 | 0 | 0 | 0.0012772 | 230.0104 | 0.0010419 | 0 | 0 | 0.0020839 | 230.1963 | 0.0014452 | 0 | 0 | 0.0028905 | 230.3823 | 0.0018485 | 0 | 0 | 0.0036971 | 230.6302 | 0.0023863 | 0 | 0 | 0.0047726 | 230.8161 | 0.0027896 | 0 | 0 | 0.0055792 | 230.9401 | 0.0030585 | 0 | 0 | 0.0061169 | 231.126 | 0.0034618 | 0 | 0 | 0.0069236 | 231.25 | 0.0037306 | 0 | 0 | 0.0074613 | 231.4359 | 0.004134 | 0 | 0 | 0.0082679 | 231.6219 | 0.0045373 | 0 | 0 | 0.0090745 | 231.7458 | 0.0048061 | 0 | 0 | 0.0096123 | 231.9318 | 0.0052094 | 0 | 0 | 0.010419 | 232.1177 | 0.0056128 | 0 | 0 | 0.011226 | 232.1797 | 0.0057472 | 0 | 0 | 0.011494 | 232.3656 | 0.0061505 | 0 | 0 | 0.012301 | 232.5516 | 0.0065538 | 0 | 0 | 0.013108 | 232.6755 | 0.0068227 | 0 | 0 | 0.013645 | 232.8615 | 0.007226 | 0 | 0 | 0.014452 | 232.9854 | 0.0074949 | 0 | 0 | 0.01499 | 233.1094 | 0.0077637 | 0 | 0 | 0.015527
2017-06-09 23:00 | 212.8689 | 0.63448 |  | 223.5261 | 0 | 0 | 0 | 0 | 229.8075 | 0.00060179 | 0 | 0 | 0.0012036 | 234.9467 | 0.011749 | 0 | 0 | 0.023498 | 235.1371 | 0.012162 | 0 | 0 | 0.024323 | 235.2639 | 0.012437 | 0 | 0 | 0.024874 | 235.4543 | 0.01285 | 0 | 0 | 0.0257 | 235.6446 | 0.013263 | 0 | 0 | 0.026525 | 235.835 | 0.013675 | 0 | 0 | 0.027351 | 236.0888 | 0.014226 | 0 | 0 | 0.028452 | 236.2791 | 0.014639 | 0 | 0 | 0.029278 | 236.406 | 0.014914 | 0 | 0 | 0.029828 | 236.5964 | 0.015327 | 0 | 0 | 0.030654 | 236.7232 | 0.015602 | 0 | 0 | 0.031204 | 236.9136 | 0.016015 | 0 | 0 | 0.03203 | 237.1039 | 0.016428 | 0 | 0 | 0.032856 | 237.2308 | 0.016703 | 0 | 0 | 0.033406 | 237.4212 | 0.017116 | 0 | 0 | 0.034232 | 237.6115 | 0.017529 | 0 | 0 | 0.035058 | 237.675 | 0.017666 | 0 | 0 | 0.035333 | 237.8653 | 0.018079 | 0 | 0 | 0.036159 | 238.0556 | 0.018492 | 0 | 0 | 0.036984 | 238.1825 | 0.018767 | 0 | 0 | 0.037535 | 238.3729 | 0.01918 | 0 | 0 | 0.03836 | 238.4998 | 0.019455 | 0 | 0 | 0.038911 | 238.6267 | 0.019731 | 0 | 0 | 0.039461
2017-06-10 | 198.8521 | 0.5927 |  | 208.8076 | 0 | 0 | 0 | 0 | 214.6753 | 0 | 0 | 0 | 0 | 219.4762 | 0 | 0 | 0 | 0 | 219.654 | 0 | 0 | 0 | 0 | 219.7725 | 0 | 0 | 0 | 0 | 219.9503 | 0 | 0 | 0 | 0 | 220.1281 | 0 | 0 | 0 | 0 | 220.3059 | 0 | 0 | 0 | 0 | 220.543 | 0 | 0 | 0 | 0 | 220.7208 | 0 | 0 | 0 | 0 | 220.8394 | 0 | 0 | 0 | 0 | 221.0172 | 0 | 0 | 0 | 0 | 221.1357 | 0 | 0 | 0 | 0 | 221.3135 | 0 | 0 | 0 | 0 | 221.4913 | 0 | 0 | 0 | 0 | 221.6099 | 0 | 0 | 0 | 0 | 221.7877 | 0 | 0 | 0 | 0 | 221.9655 | 0 | 0 | 0 | 0 | 222.0248 | 0 | 0 | 0 | 0 | 222.2026 | 0 | 0 | 0 | 0 | 222.3804 | 0 | 0 | 0 | 0 | 222.4989 | 0 | 0 | 0 | 0 | 222.6767 | 0 | 0 | 0 | 0 | 222.7953 | 0 | 0 | 0 | 0 | 222.9138 | 0 | 0 | 0 | 0
2017-06-10 01:00 | 203.5274 | 0.60663 |  | 213.7169 | 0 | 0 | 0 | 0 | 219.7226 | 0 | 0 | 0 | 0 | 224.6363 | 0 | 0 | 0 | 0 | 224.8183 | 0 | 0 | 0 | 0 | 224.9396 | 0 | 0 | 0 | 0 | 225.1216 | 0 | 0 | 0 | 0 | 225.3036 | 0 | 0 | 0 | 0 | 225.4856 | 0 | 0 | 0 | 0 | 225.7282 | 0 | 0 | 0 | 0 | 225.9102 | 0 | 0 | 0 | 0 | 226.0315 | 0 | 0 | 0 | 0 | 226.2135 | 0 | 0 | 0 | 0 | 226.3349 | 0 | 0 | 0 | 0 | 226.5169 | 0 | 0 | 0 | 0 | 226.6988 | 0 | 0 | 0 | 0 | 226.8202 | 0 | 0 | 0 | 0 | 227.0022 | 0 | 0 | 0 | 0 | 227.1842 | 0 | 0 | 0 | 0 | 227.2448 | 0 | 0 | 0 | 0 | 227.4268 | 0 | 0 | 0 | 0 | 227.6088 | 0 | 0 | 0 | 0 | 227.7301 | 0 | 0 | 0 | 0 | 227.9121 | 0 | 0 | 0 | 0 | 228.0334 | 0 | 0 | 0 | 0 | 228.1548 | 0 | 0 | 0 | 0
2017-06-10 02:00 | 216.1944 | 0.64439 |  | 227.0181 | 0 | 0 | 0 | 0 | 233.3975 | 0.0083886 | 0 | 0 | 0.016777 | 238.6171 | 0.01971 | 0 | 0 | 0.03942 | 238.8104 | 0.020129 | 0 | 0 | 0.040258 | 238.9393 | 0.020409 | 0 | 0 | 0.040817 | 239.1326 | 0.020828 | 0 | 0 | 0.041656 | 239.3259 | 0.021247 | 0 | 0 | 0.042495 | 239.5192 | 0.021667 | 0 | 0 | 0.043333 | 239.777 | 0.022226 | 0 | 0 | 0.044451 | 239.9703 | 0.022645 | 0 | 0 | 0.04529 | 240.0992 | 0.022924 | 0 | 0 | 0.045849 | 240.2925 | 0.023344 | 0 | 0 | 0.046688 | 240.4213 | 0.023623 | 0 | 0 | 0.047247 | 240.6147 | 0.024043 | 0 | 0 | 0.048085 | 240.808 | 0.024462 | 0 | 0 | 0.048924 | 240.9369 | 0.024741 | 0 | 0 | 0.049483 | 241.1302 | 0.025161 | 0 | 0 | 0.050322 | 241.3235 | 0.02558 | 0 | 0 | 0.05116 | 241.3879 | 0.02572 | 0 | 0 | 0.05144 | 241.5812 | 0.026139 | 0 | 0 | 0.052278 | 241.7746 | 0.026558 | 0 | 0 | 0.053117 | 241.9034 | 0.026838 | 0 | 0 | 0.053676 | 242.0968 | 0.027257 | 0 | 0 | 0.054515 | 242.2256 | 0.027537 | 0 | 0 | 0.055074 | 242.3545 | 0.027816 | 0 | 0 | 0.055633
2017-06-10 03:00 | 217.7071 | 0.6489 |  | 228.6066 | 0 | 0 | 0 | 0 | 235.0307 | 0.011931 | 0 | 0 | 0.023862 | 240.2868 | 0.023331 | 0 | 0 | 0.046663 | 240.4814 | 0.023754 | 0 | 0 | 0.047507 | 240.6112 | 0.024035 | 0 | 0 | 0.04807 | 240.8059 | 0.024457 | 0 | 0 | 0.048915 | 241.0005 | 0.02488 | 0 | 0 | 0.049759 | 241.1952 | 0.025302 | 0 | 0 | 0.050604 | 241.4548 | 0.025865 | 0 | 0 | 0.05173 | 241.6494 | 0.026287 | 0 | 0 | 0.052574 | 241.7792 | 0.026569 | 0 | 0 | 0.053137 | 241.9739 | 0.026991 | 0 | 0 | 0.053982 | 242.1037 | 0.027272 | 0 | 0 | 0.054545 | 242.2983 | 0.027695 | 0 | 0 | 0.055389 | 242.493 | 0.028117 | 0 | 0 | 0.056234 | 242.6228 | 0.028398 | 0 | 0 | 0.056796 | 242.8175 | 0.02882 | 0 | 0 | 0.057641 | 243.0121 | 0.029243 | 0 | 0 | 0.058485 | 243.077 | 0.029383 | 0 | 0 | 0.058767 | 243.2717 | 0.029806 | 0 | 0 | 0.059611 | 243.4664 | 0.030228 | 0 | 0 | 0.060456 | 243.5961 | 0.030509 | 0 | 0 | 0.061019 | 243.7908 | 0.030932 | 0 | 0 | 0.061863 | 243.9206 | 0.031213 | 0 | 0 | 0.062426 | 244.0504 | 0.031495 | 0 | 0 | 0.062989
2017-06-10 04:00 | 230.574 | 0.68725 |  | 242.1176 | 0.027303 | 0 | 0 | 0.054605 | 248.9214 | 0.04206 | 0 | 0 | 0.08412 | 254.4881 | 0.054134 | 0 | 0 | 0.10827 | 254.6943 | 0.054581 | 0 | 0 | 0.10916 | 254.8317 | 0.054879 | 0 | 0 | 0.10976 | 255.0379 | 0.055327 | 0 | 0 | 0.11065 | 255.2441 | 0.055774 | 0 | 0 | 0.11155 | 255.4502 | 0.056221 | 0 | 0 | 0.11244 | 255.7251 | 0.056817 | 0 | 0 | 0.11363 | 255.9313 | 0.057264 | 0 | 0 | 0.11453 | 256.0688 | 0.057563 | 0 | 0 | 0.11513 | 256.2749 | 0.05801 | 0 | 0 | 0.11602 | 256.4124 | 0.058308 | 0 | 0 | 0.11662 | 256.6186 | 0.058755 | 0 | 0 | 0.11751 | 256.8247 | 0.059202 | 0 | 0 | 0.1184 | 256.9622 | 0.0595 | 0 | 0 | 0.119 | 257.1684 | 0.059948 | 0 | 0 | 0.1199 | 257.3745 | 0.060395 | 0 | 0 | 0.12079 | 257.4433 | 0.060544 | 0 | 0 | 0.12109 | 257.6494 | 0.060991 | 0 | 0 | 0.12198 | 257.8556 | 0.061438 | 0 | 0 | 0.12288 | 257.9931 | 0.061736 | 0 | 0 | 0.12347 | 258.1992 | 0.062184 | 0 | 0 | 0.12437 | 258.3367 | 0.062482 | 0 | 0 | 0.12496 | 258.4741 | 0.06278 | 0 | 0 | 0.12556
2017-06-10 05:00 | 233.5358 | 0.69608 |  | 245.2277 | 0.034048 | 0 | 0 | 0.068096 | 252.1188 | 0.048995 | 0 | 0 | 0.09799 | 257.757 | 0.061224 | 0 | 0 | 0.12245 | 257.9658 | 0.061677 | 0 | 0 | 0.12335 | 258.1051 | 0.061979 | 0 | 0 | 0.12396 | 258.3139 | 0.062432 | 0 | 0 | 0.12486 | 258.5227 | 0.062885 | 0 | 0 | 0.12577 | 258.7315 | 0.063338 | 0 | 0 | 0.12668 | 259.01 | 0.063942 | 0 | 0 | 0.12788 | 259.2188 | 0.064395 | 0 | 0 | 0.12879 | 259.358 | 0.064697 | 0 | 0 | 0.12939 | 259.5668 | 0.06515 | 0 | 0 | 0.1303 | 259.706 | 0.065452 | 0 | 0 | 0.1309 | 259.9149 | 0.065905 | 0 | 0 | 0.13181 | 260.1237 | 0.066358 | 0 | 0 | 0.13272 | 260.2629 | 0.06666 | 0 | 0 | 0.13332 | 260.4717 | 0.067113 | 0 | 0 | 0.13423 | 260.6805 | 0.067566 | 0 | 0 | 0.13513 | 260.7502 | 0.067717 | 0 | 0 | 0.13543 | 260.959 | 0.068169 | 0 | 0 | 0.13634 | 261.1678 | 0.068622 | 0 | 0 | 0.13724 | 261.307 | 0.068924 | 0 | 0 | 0.13785 | 261.5158 | 0.069377 | 0 | 0 | 0.13875 | 261.6551 | 0.069679 | 0 | 0 | 0.13936 | 261.7943 | 0.069981 | 0 | 0 | 0.13996
2017-06-10 06:00 | 230.2395 | 0.68625 |  | 241.7664 | 0.026541 | 0 | 0 | 0.053081 | 248.5602 | 0.041277 | 0 | 0 | 0.082553 | 254.1189 | 0.053333 | 0 | 0 | 0.10667 | 254.3248 | 0.05378 | 0 | 0 | 0.10756 | 254.462 | 0.054078 | 0 | 0 | 0.10816 | 254.6679 | 0.054524 | 0 | 0 | 0.10905 | 254.8738 | 0.054971 | 0 | 0 | 0.10994 | 255.0796 | 0.055417 | 0 | 0 | 0.11083 | 255.3541 | 0.056013 | 0 | 0 | 0.11203 | 255.56 | 0.056459 | 0 | 0 | 0.11292 | 255.6973 | 0.056757 | 0 | 0 | 0.11351 | 255.9031 | 0.057203 | 0 | 0 | 0.11441 | 256.0404 | 0.057501 | 0 | 0 | 0.115 | 256.2463 | 0.057948 | 0 | 0 | 0.1159 | 256.4521 | 0.058394 | 0 | 0 | 0.11679 | 256.5894 | 0.058692 | 0 | 0 | 0.11738 | 256.7953 | 0.059138 | 0 | 0 | 0.11828 | 257.0011 | 0.059585 | 0 | 0 | 0.11917 | 257.0698 | 0.059734 | 0 | 0 | 0.11947 | 257.2756 | 0.06018 | 0 | 0 | 0.12036 | 257.4815 | 0.060627 | 0 | 0 | 0.12125 | 257.6188 | 0.060925 | 0 | 0 | 0.12185 | 257.8246 | 0.061371 | 0 | 0 | 0.12274 | 257.9619 | 0.061669 | 0 | 0 | 0.12334 | 258.0991 | 0.061966 | 0 | 0 | 0.12393
2017-06-10 07:00 | 231.9098 | 0.69123 |  | 243.5203 | 0.030345 | 0 | 0 | 0.06069 | 250.3635 | 0.045188 | 0 | 0 | 0.090376 | 255.9625 | 0.057332 | 0 | 0 | 0.11466 | 256.1698 | 0.057782 | 0 | 0 | 0.11556 | 256.3081 | 0.058082 | 0 | 0 | 0.11616 | 256.5155 | 0.058531 | 0 | 0 | 0.11706 | 256.7228 | 0.058981 | 0 | 0 | 0.11796 | 256.9302 | 0.059431 | 0 | 0 | 0.11886 | 257.2067 | 0.060031 | 0 | 0 | 0.12006 | 257.4141 | 0.060481 | 0 | 0 | 0.12096 | 257.5523 | 0.06078 | 0 | 0 | 0.12156 | 257.7597 | 0.06123 | 0 | 0 | 0.12246 | 257.8979 | 0.06153 | 0 | 0 | 0.12306 | 258.1053 | 0.06198 | 0 | 0 | 0.12396 | 258.3127 | 0.06243 | 0 | 0 | 0.12486 | 258.4509 | 0.062729 | 0 | 0 | 0.12546 | 258.6583 | 0.063179 | 0 | 0 | 0.12636 | 258.8656 | 0.063629 | 0 | 0 | 0.12726 | 258.9348 | 0.063779 | 0 | 0 | 0.12756 | 259.1421 | 0.064229 | 0 | 0 | 0.12846 | 259.3495 | 0.064678 | 0 | 0 | 0.12936 | 259.4877 | 0.064978 | 0 | 0 | 0.12996 | 259.6951 | 0.065428 | 0 | 0 | 0.13086 | 259.8334 | 0.065728 | 0 | 0 | 0.13146 | 259.9716 | 0.066028 | 0 | 0 | 0.13206
2017-06-10 08:00 | 228.3344 | 0.68057 |  | 239.7658 | 0.022202 | 0 | 0 | 0.044403 | 246.5035 | 0.036816 | 0 | 0 | 0.073631 | 252.0162 | 0.048772 | 0 | 0 | 0.097545 | 252.2203 | 0.049215 | 0 | 0 | 0.098431 | 252.3564 | 0.049511 | 0 | 0 | 0.099021 | 252.5606 | 0.049953 | 0 | 0 | 0.099907 | 252.7648 | 0.050396 | 0 | 0 | 0.10079 | 252.969 | 0.050839 | 0 | 0 | 0.10168 | 253.2412 | 0.05143 | 0 | 0 | 0.10286 | 253.4454 | 0.051872 | 0 | 0 | 0.10374 | 253.5815 | 0.052168 | 0 | 0 | 0.10434 | 253.7856 | 0.052611 | 0 | 0 | 0.10522 | 253.9218 | 0.052906 | 0 | 0 | 0.10581 | 254.1259 | 0.053349 | 0 | 0 | 0.1067 | 254.3301 | 0.053791 | 0 | 0 | 0.10758 | 254.4662 | 0.054087 | 0 | 0 | 0.10817 | 254.6704 | 0.05453 | 0 | 0 | 0.10906 | 254.8746 | 0.054972 | 0 | 0 | 0.10994 | 254.9426 | 0.05512 | 0 | 0 | 0.11024 | 255.1468 | 0.055563 | 0 | 0 | 0.11113 | 255.351 | 0.056006 | 0 | 0 | 0.11201 | 255.4871 | 0.056301 | 0 | 0 | 0.1126 | 255.6913 | 0.056744 | 0 | 0 | 0.11349 | 255.8274 | 0.057039 | 0 | 0 | 0.11408 | 255.9635 | 0.057334 | 0 | 0 | 0.11467
2017-06-10 09:00 | 227.088 | 0.67686 |  | 238.4571 | 0.019363 | 0 | 0 | 0.038726 | 245.158 | 0.033897 | 0 | 0 | 0.067794 | 250.6406 | 0.045789 | 0 | 0 | 0.091578 | 250.8436 | 0.046229 | 0 | 0 | 0.092459 | 250.979 | 0.046523 | 0 | 0 | 0.093046 | 251.1821 | 0.046963 | 0 | 0 | 0.093927 | 251.3851 | 0.047404 | 0 | 0 | 0.094808 | 251.5882 | 0.047844 | 0 | 0 | 0.095688 | 251.8589 | 0.048431 | 0 | 0 | 0.096863 | 252.062 | 0.048872 | 0 | 0 | 0.097744 | 252.1973 | 0.049165 | 0 | 0 | 0.098331 | 252.4004 | 0.049606 | 0 | 0 | 0.099212 | 252.5358 | 0.0499 | 0 | 0 | 0.099799 | 252.7388 | 0.05034 | 0 | 0 | 0.10068 | 252.9419 | 0.05078 | 0 | 0 | 0.10156 | 253.0773 | 0.051074 | 0 | 0 | 0.10215 | 253.2803 | 0.051514 | 0 | 0 | 0.10303 | 253.4834 | 0.051955 | 0 | 0 | 0.10391 | 253.5511 | 0.052102 | 0 | 0 | 0.1042 | 253.7541 | 0.052542 | 0 | 0 | 0.10508 | 253.9572 | 0.052983 | 0 | 0 | 0.10597 | 254.0926 | 0.053276 | 0 | 0 | 0.10655 | 254.2956 | 0.053717 | 0 | 0 | 0.10743 | 254.431 | 0.05401 | 0 | 0 | 0.10802 | 254.5664 | 0.054304 | 0 | 0 | 0.10861
2017-06-10 10:00 | 223.4233 | 0.66594 |  | 234.6089 | 0.011016 | 0 | 0 | 0.022032 | 241.2017 | 0.025316 | 0 | 0 | 0.050632 | 246.5958 | 0.037016 | 0 | 0 | 0.074031 | 246.7956 | 0.037449 | 0 | 0 | 0.074898 | 246.9287 | 0.037738 | 0 | 0 | 0.075476 | 247.1285 | 0.038171 | 0 | 0 | 0.076342 | 247.3283 | 0.038605 | 0 | 0 | 0.077209 | 247.5281 | 0.039038 | 0 | 0 | 0.078076 | 247.7945 | 0.039616 | 0 | 0 | 0.079231 | 247.9942 | 0.040049 | 0 | 0 | 0.080098 | 248.1274 | 0.040338 | 0 | 0 | 0.080676 | 248.3272 | 0.040771 | 0 | 0 | 0.081542 | 248.4604 | 0.04106 | 0 | 0 | 0.08212 | 248.6602 | 0.041493 | 0 | 0 | 0.082987 | 248.86 | 0.041927 | 0 | 0 | 0.083853 | 248.9931 | 0.042216 | 0 | 0 | 0.084431 | 249.1929 | 0.042649 | 0 | 0 | 0.085298 | 249.3927 | 0.043082 | 0 | 0 | 0.086164 | 249.4593 | 0.043227 | 0 | 0 | 0.086453 | 249.6591 | 0.04366 | 0 | 0 | 0.08732 | 249.8589 | 0.044093 | 0 | 0 | 0.088187 | 249.992 | 0.044382 | 0 | 0 | 0.088764 | 250.1918 | 0.044815 | 0 | 0 | 0.089631 | 250.325 | 0.045104 | 0 | 0 | 0.090209 | 250.4582 | 0.045393 | 0 | 0 | 0.090787
2017-06-10 11:00 | 210.9675 | 0.62881 |  | 221.5296 | 0 | 0 | 0 | 0 | 227.7548 | 0 | 0 | 0 | 0 | 232.8482 | 0.0071971 | 0 | 0 | 0.014394 | 233.0368 | 0.0076062 | 0 | 0 | 0.015212 | 233.1626 | 0.007879 | 0 | 0 | 0.015758 | 233.3512 | 0.0082882 | 0 | 0 | 0.016576 | 233.5398 | 0.0086973 | 0 | 0 | 0.017395 | 233.7285 | 0.0091065 | 0 | 0 | 0.018213 | 233.98 | 0.0096521 | 0 | 0 | 0.019304 | 234.1687 | 0.010061 | 0 | 0 | 0.020122 | 234.2944 | 0.010334 | 0 | 0 | 0.020668 | 234.4831 | 0.010743 | 0 | 0 | 0.021486 | 234.6088 | 0.011016 | 0 | 0 | 0.022032 | 234.7975 | 0.011425 | 0 | 0 | 0.02285 | 234.9861 | 0.011834 | 0 | 0 | 0.023669 | 235.1119 | 0.012107 | 0 | 0 | 0.024214 | 235.3005 | 0.012516 | 0 | 0 | 0.025032 | 235.4892 | 0.012925 | 0 | 0 | 0.025851 | 235.552 | 0.013062 | 0 | 0 | 0.026124 | 235.7407 | 0.013471 | 0 | 0 | 0.026942 | 235.9293 | 0.01388 | 0 | 0 | 0.02776 | 236.0551 | 0.014153 | 0 | 0 | 0.028306 | 236.2437 | 0.014562 | 0 | 0 | 0.029124 | 236.3695 | 0.014835 | 0 | 0 | 0.02967 | 236.4952 | 0.015108 | 0 | 0 | 0.030215
2017-06-10 12:00 | 214.0202 | 0.63791 |  | 224.7351 | 0 | 0 | 0 | 0 | 231.0504 | 0.0032977 | 0 | 0 | 0.0065954 | 236.2174 | 0.014505 | 0 | 0 | 0.02901 | 236.4088 | 0.01492 | 0 | 0 | 0.02984 | 236.5364 | 0.015197 | 0 | 0 | 0.030394 | 236.7278 | 0.015612 | 0 | 0 | 0.031224 | 236.9191 | 0.016027 | 0 | 0 | 0.032054 | 237.1105 | 0.016442 | 0 | 0 | 0.032884 | 237.3657 | 0.016996 | 0 | 0 | 0.033991 | 237.557 | 0.017411 | 0 | 0 | 0.034821 | 237.6846 | 0.017687 | 0 | 0 | 0.035375 | 237.876 | 0.018102 | 0 | 0 | 0.036205 | 238.0036 | 0.018379 | 0 | 0 | 0.036758 | 238.195 | 0.018794 | 0 | 0 | 0.037589 | 238.3863 | 0.019209 | 0 | 0 | 0.038419 | 238.5139 | 0.019486 | 0 | 0 | 0.038972 | 238.7053 | 0.019901 | 0 | 0 | 0.039802 | 238.8967 | 0.020316 | 0 | 0 | 0.040633 | 238.9604 | 0.020455 | 0 | 0 | 0.040909 | 239.1518 | 0.02087 | 0 | 0 | 0.041739 | 239.3432 | 0.021285 | 0 | 0 | 0.04257 | 239.4708 | 0.021562 | 0 | 0 | 0.043123 | 239.6621 | 0.021977 | 0 | 0 | 0.043953 | 239.7897 | 0.022253 | 0 | 0 | 0.044507 | 239.9173 | 0.02253 | 0 | 0 | 0.04506
2017-06-10 13:00 | 210.0123 | 0.62596 |  | 220.5265 | 0 | 0 | 0 | 0 | 226.7235 | 0 | 0 | 0 | 0 | 231.7938 | 0.0049102 | 0 | 0 | 0.0098204 | 231.9816 | 0.0053175 | 0 | 0 | 0.010635 | 232.1068 | 0.0055891 | 0 | 0 | 0.011178 | 232.2946 | 0.0059964 | 0 | 0 | 0.011993 | 232.4824 | 0.0064037 | 0 | 0 | 0.012807 | 232.6702 | 0.006811 | 0 | 0 | 0.013622 | 232.9205 | 0.0073541 | 0 | 0 | 0.014708 | 233.1083 | 0.0077614 | 0 | 0 | 0.015523 | 233.2335 | 0.0080329 | 0 | 0 | 0.016066 | 233.4213 | 0.0084402 | 0 | 0 | 0.01688 | 233.5465 | 0.0087118 | 0 | 0 | 0.017424 | 233.7343 | 0.0091191 | 0 | 0 | 0.018238 | 233.9221 | 0.0095264 | 0 | 0 | 0.019053 | 234.0473 | 0.009798 | 0 | 0 | 0.019596 | 234.2351 | 0.010205 | 0 | 0 | 0.020411 | 234.4228 | 0.010613 | 0 | 0 | 0.021225 | 234.4854 | 0.010748 | 0 | 0 | 0.021497 | 234.6732 | 0.011156 | 0 | 0 | 0.022311 | 234.861 | 0.011563 | 0 | 0 | 0.023126 | 234.9862 | 0.011835 | 0 | 0 | 0.023669 | 235.174 | 0.012242 | 0 | 0 | 0.024484 | 235.2992 | 0.012513 | 0 | 0 | 0.025027 | 235.4244 | 0.012785 | 0 | 0 | 0.02557
2017-06-10 14:00 | 219.0298 | 0.65284 |  | 229.9954 | 0.0010095 | 0 | 0 | 0.0020191 | 236.4585 | 0.015028 | 0 | 0 | 0.030056 | 241.7466 | 0.026498 | 0 | 0 | 0.052995 | 241.9424 | 0.026923 | 0 | 0 | 0.053845 | 242.073 | 0.027206 | 0 | 0 | 0.054411 | 242.2688 | 0.027631 | 0 | 0 | 0.055261 | 242.4647 | 0.028055 | 0 | 0 | 0.056111 | 242.6605 | 0.02848 | 0 | 0 | 0.05696 | 242.9217 | 0.029047 | 0 | 0 | 0.058093 | 243.1175 | 0.029471 | 0 | 0 | 0.058943 | 243.2481 | 0.029755 | 0 | 0 | 0.059509 | 243.4439 | 0.030179 | 0 | 0 | 0.060359 | 243.5745 | 0.030463 | 0 | 0 | 0.060925 | 243.7704 | 0.030887 | 0 | 0 | 0.061775 | 243.9662 | 0.031312 | 0 | 0 | 0.062624 | 244.0968 | 0.031595 | 0 | 0 | 0.063191 | 244.2926 | 0.03202 | 0 | 0 | 0.06404 | 244.4885 | 0.032445 | 0 | 0 | 0.06489 | 244.5538 | 0.032587 | 0 | 0 | 0.065173 | 244.7496 | 0.033011 | 0 | 0 | 0.066023 | 244.9455 | 0.033436 | 0 | 0 | 0.066872 | 245.076 | 0.033719 | 0 | 0 | 0.067439 | 245.2719 | 0.034144 | 0 | 0 | 0.068288 | 245.4025 | 0.034427 | 0 | 0 | 0.068855 | 245.533 | 0.034711 | 0 | 0 | 0.069421
2017-06-10 15:00 | 202.9804 | 0.605 |  | 213.1426 | 0 | 0 | 0 | 0 | 219.1321 | 0 | 0 | 0 | 0 | 224.0326 | 0 | 0 | 0 | 0 | 224.2141 | 0 | 0 | 0 | 0 | 224.3351 | 0 | 0 | 0 | 0 | 224.5166 | 0 | 0 | 0 | 0 | 224.6981 | 0 | 0 | 0 | 0 | 224.8796 | 0 | 0 | 0 | 0 | 225.1216 | 0 | 0 | 0 | 0 | 225.3031 | 0 | 0 | 0 | 0 | 225.4241 | 0 | 0 | 0 | 0 | 225.6056 | 0 | 0 | 0 | 0 | 225.7266 | 0 | 0 | 0 | 0 | 225.9081 | 0 | 0 | 0 | 0 | 226.0896 | 0 | 0 | 0 | 0 | 226.2106 | 0 | 0 | 0 | 0 | 226.3921 | 0 | 0 | 0 | 0 | 226.5736 | 0 | 0 | 0 | 0 | 226.6341 | 0 | 0 | 0 | 0 | 226.8156 | 0 | 0 | 0 | 0 | 226.9971 | 0 | 0 | 0 | 0 | 227.1181 | 0 | 0 | 0 | 0 | 227.2996 | 0 | 0 | 0 | 0 | 227.4206 | 0 | 0 | 0 | 0 | 227.5416 | 0 | 0 | 0 | 0
2017-06-10 16:00 | 198.8079 | 0.59257 |  | 208.7612 | 0 | 0 | 0 | 0 | 214.6276 | 0 | 0 | 0 | 0 | 219.4274 | 0 | 0 | 0 | 0 | 219.6052 | 0 | 0 | 0 | 0 | 219.7237 | 0 | 0 | 0 | 0 | 219.9014 | 0 | 0 | 0 | 0 | 220.0792 | 0 | 0 | 0 | 0 | 220.257 | 0 | 0 | 0 | 0 | 220.494 | 0 | 0 | 0 | 0 | 220.6718 | 0 | 0 | 0 | 0 | 220.7903 | 0 | 0 | 0 | 0 | 220.9681 | 0 | 0 | 0 | 0 | 221.0866 | 0 | 0 | 0 | 0 | 221.2643 | 0 | 0 | 0 | 0 | 221.4421 | 0 | 0 | 0 | 0 | 221.5606 | 0 | 0 | 0 | 0 | 221.7384 | 0 | 0 | 0 | 0 | 221.9162 | 0 | 0 | 0 | 0 | 221.9754 | 0 | 0 | 0 | 0 | 222.1532 | 0 | 0 | 0 | 0 | 222.331 | 0 | 0 | 0 | 0 | 222.4495 | 0 | 0 | 0 | 0 | 222.6272 | 0 | 0 | 0 | 0 | 222.7458 | 0 | 0 | 0 | 0 | 222.8643 | 0 | 0 | 0 | 0
2017-06-10 17:00 | 197.008 | 0.5872 |  | 206.8711 | 0 | 0 | 0 | 0 | 212.6844 | 0 | 0 | 0 | 0 | 217.4408 | 0 | 0 | 0 | 0 | 217.6169 | 0 | 0 | 0 | 0 | 217.7344 | 0 | 0 | 0 | 0 | 217.9105 | 0 | 0 | 0 | 0 | 218.0867 | 0 | 0 | 0 | 0 | 218.2629 | 0 | 0 | 0 | 0 | 218.4977 | 0 | 0 | 0 | 0 | 218.6739 | 0 | 0 | 0 | 0 | 218.7913 | 0 | 0 | 0 | 0 | 218.9675 | 0 | 0 | 0 | 0 | 219.0849 | 0 | 0 | 0 | 0 | 219.2611 | 0 | 0 | 0 | 0 | 219.4373 | 0 | 0 | 0 | 0 | 219.5547 | 0 | 0 | 0 | 0 | 219.7309 | 0 | 0 | 0 | 0 | 219.907 | 0 | 0 | 0 | 0 | 219.9657 | 0 | 0 | 0 | 0 | 220.1419 | 0 | 0 | 0 | 0 | 220.3181 | 0 | 0 | 0 | 0 | 220.4355 | 0 | 0 | 0 | 0 | 220.6117 | 0 | 0 | 0 | 0 | 220.7291 | 0 | 0 | 0 | 0 | 220.8465 | 0 | 0 | 0 | 0
2017-06-10 18:00 | 193.307 | 0.57617 |  | 202.9848 | 0 | 0 | 0 | 0 | 208.6889 | 0 | 0 | 0 | 0 | 213.3559 | 0 | 0 | 0 | 0 | 213.5287 | 0 | 0 | 0 | 0 | 213.644 | 0 | 0 | 0 | 0 | 213.8168 | 0 | 0 | 0 | 0 | 213.9897 | 0 | 0 | 0 | 0 | 214.1625 | 0 | 0 | 0 | 0 | 214.393 | 0 | 0 | 0 | 0 | 214.5659 | 0 | 0 | 0 | 0 | 214.6811 | 0 | 0 | 0 | 0 | 214.8539 | 0 | 0 | 0 | 0 | 214.9692 | 0 | 0 | 0 | 0 | 215.142 | 0 | 0 | 0 | 0 | 215.3149 | 0 | 0 | 0 | 0 | 215.4301 | 0 | 0 | 0 | 0 | 215.603 | 0 | 0 | 0 | 0 | 215.7758 | 0 | 0 | 0 | 0 | 215.8334 | 0 | 0 | 0 | 0 | 216.0063 | 0 | 0 | 0 | 0 | 216.1791 | 0 | 0 | 0 | 0 | 216.2944 | 0 | 0 | 0 | 0 | 216.4672 | 0 | 0 | 0 | 0 | 216.5825 | 0 | 0 | 0 | 0 | 216.6977 | 0 | 0 | 0 | 0
2017-06-10 19:00 | 190.3021 | 0.56721 |  | 199.8295 | 0 | 0 | 0 | 0 | 205.445 | 0 | 0 | 0 | 0 | 210.0394 | 0 | 0 | 0 | 0 | 210.2096 | 0 | 0 | 0 | 0 | 210.323 | 0 | 0 | 0 | 0 | 210.4932 | 0 | 0 | 0 | 0 | 210.6633 | 0 | 0 | 0 | 0 | 210.8335 | 0 | 0 | 0 | 0 | 211.0604 | 0 | 0 | 0 | 0 | 211.2306 | 0 | 0 | 0 | 0 | 211.344 | 0 | 0 | 0 | 0 | 211.5142 | 0 | 0 | 0 | 0 | 211.6276 | 0 | 0 | 0 | 0 | 211.7978 | 0 | 0 | 0 | 0 | 211.9679 | 0 | 0 | 0 | 0 | 212.0814 | 0 | 0 | 0 | 0 | 212.2515 | 0 | 0 | 0 | 0 | 212.4217 | 0 | 0 | 0 | 0 | 212.4784 | 0 | 0 | 0 | 0 | 212.6486 | 0 | 0 | 0 | 0 | 212.8188 | 0 | 0 | 0 | 0 | 212.9322 | 0 | 0 | 0 | 0 | 213.1024 | 0 | 0 | 0 | 0 | 213.2158 | 0 | 0 | 0 | 0 | 213.3292 | 0 | 0 | 0 | 0
2017-06-10 20:00 | 170.0781 | 0.50693 |  | 178.593 | 0 | 0 | 0 | 0 | 183.6117 | 0 | 0 | 0 | 0 | 187.7178 | 0 | 0 | 0 | 0 | 187.8699 | 0 | 0 | 0 | 0 | 187.9713 | 0 | 0 | 0 | 0 | 188.1234 | 0 | 0 | 0 | 0 | 188.2755 | 0 | 0 | 0 | 0 | 188.4275 | 0 | 0 | 0 | 0 | 188.6303 | 0 | 0 | 0 | 0 | 188.7824 | 0 | 0 | 0 | 0 | 188.8838 | 0 | 0 | 0 | 0 | 189.0359 | 0 | 0 | 0 | 0 | 189.1373 | 0 | 0 | 0 | 0 | 189.2893 | 0 | 0 | 0 | 0 | 189.4414 | 0 | 0 | 0 | 0 | 189.5428 | 0 | 0 | 0 | 0 | 189.6949 | 0 | 0 | 0 | 0 | 189.847 | 0 | 0 | 0 | 0 | 189.8977 | 0 | 0 | 0 | 0 | 190.0497 | 0 | 0 | 0 | 0 | 190.2018 | 0 | 0 | 0 | 0 | 190.3032 | 0 | 0 | 0 | 0 | 190.4553 | 0 | 0 | 0 | 0 | 190.5567 | 0 | 0 | 0 | 0 | 190.6581 | 0 | 0 | 0 | 0
2017-06-10 21:00 | 178.1748 | 0.53107 |  | 187.0951 | 0 | 0 | 0 | 0 | 192.3526 | 0 | 0 | 0 | 0 | 196.6543 | 0 | 0 | 0 | 0 | 196.8136 | 0 | 0 | 0 | 0 | 196.9198 | 0 | 0 | 0 | 0 | 197.0791 | 0 | 0 | 0 | 0 | 197.2385 | 0 | 0 | 0 | 0 | 197.3978 | 0 | 0 | 0 | 0 | 197.6102 | 0 | 0 | 0 | 0 | 197.7695 | 0 | 0 | 0 | 0 | 197.8757 | 0 | 0 | 0 | 0 | 198.0351 | 0 | 0 | 0 | 0 | 198.1413 | 0 | 0 | 0 | 0 | 198.3006 | 0 | 0 | 0 | 0 | 198.4599 | 0 | 0 | 0 | 0 | 198.5661 | 0 | 0 | 0 | 0 | 198.7254 | 0 | 0 | 0 | 0 | 198.8848 | 0 | 0 | 0 | 0 | 198.9379 | 0 | 0 | 0 | 0 | 199.0972 | 0 | 0 | 0 | 0 | 199.2565 | 0 | 0 | 0 | 0 | 199.3627 | 0 | 0 | 0 | 0 | 199.522 | 0 | 0 | 0 | 0 | 199.6283 | 0 | 0 | 0 | 0 | 199.7345 | 0 | 0 | 0 | 0
2017-06-10 22:00 | 165.1018 | 0.4921 |  | 173.3676 | 0 | 0 | 0 | 0 | 178.2394 | 0 | 0 | 0 | 0 | 182.2255 | 0 | 0 | 0 | 0 | 182.3731 | 0 | 0 | 0 | 0 | 182.4715 | 0 | 0 | 0 | 0 | 182.6191 | 0 | 0 | 0 | 0 | 182.7668 | 0 | 0 | 0 | 0 | 182.9144 | 0 | 0 | 0 | 0 | 183.1112 | 0 | 0 | 0 | 0 | 183.2589 | 0 | 0 | 0 | 0 | 183.3573 | 0 | 0 | 0 | 0 | 183.5049 | 0 | 0 | 0 | 0 | 183.6034 | 0 | 0 | 0 | 0 | 183.751 | 0 | 0 | 0 | 0 | 183.8986 | 0 | 0 | 0 | 0 | 183.997 | 0 | 0 | 0 | 0 | 184.1447 | 0 | 0 | 0 | 0 | 184.2923 | 0 | 0 | 0 | 0 | 184.3415 | 0 | 0 | 0 | 0 | 184.4891 | 0 | 0 | 0 | 0 | 184.6368 | 0 | 0 | 0 | 0 | 184.7352 | 0 | 0 | 0 | 0 | 184.8828 | 0 | 0 | 0 | 0 | 184.9812 | 0 | 0 | 0 | 0 | 185.0797 | 0 | 0 | 0 | 0
2017-06-10 23:00 | 160.6964 | 0.47897 |  | 168.7416 | 0 | 0 | 0 | 0 | 173.4834 | 0 | 0 | 0 | 0 | 177.3631 | 0 | 0 | 0 | 0 | 177.5068 | 0 | 0 | 0 | 0 | 177.6026 | 0 | 0 | 0 | 0 | 177.7463 | 0 | 0 | 0 | 0 | 177.89 | 0 | 0 | 0 | 0 | 178.0337 | 0 | 0 | 0 | 0 | 178.2253 | 0 | 0 | 0 | 0 | 178.369 | 0 | 0 | 0 | 0 | 178.4648 | 0 | 0 | 0 | 0 | 178.6084 | 0 | 0 | 0 | 0 | 178.7042 | 0 | 0 | 0 | 0 | 178.8479 | 0 | 0 | 0 | 0 | 178.9916 | 0 | 0 | 0 | 0 | 179.0874 | 0 | 0 | 0 | 0 | 179.2311 | 0 | 0 | 0 | 0 | 179.3748 | 0 | 0 | 0 | 0 | 179.4227 | 0 | 0 | 0 | 0 | 179.5664 | 0 | 0 | 0 | 0 | 179.7101 | 0 | 0 | 0 | 0 | 179.8059 | 0 | 0 | 0 | 0 | 179.9496 | 0 | 0 | 0 | 0 | 180.0454 | 0 | 0 | 0 | 0 | 180.1412 | 0 | 0 | 0 | 0
2017-06-11 | 141.4285 | 0.42154 |  | 148.509 | 0 | 0 | 0 | 0 | 152.6823 | 0 | 0 | 0 | 0 | 156.0968 | 0 | 0 | 0 | 0 | 156.2233 | 0 | 0 | 0 | 0 | 156.3076 | 0 | 0 | 0 | 0 | 156.434 | 0 | 0 | 0 | 0 | 156.5605 | 0 | 0 | 0 | 0 | 156.687 | 0 | 0 | 0 | 0 | 156.8556 | 0 | 0 | 0 | 0 | 156.982 | 0 | 0 | 0 | 0 | 157.0663 | 0 | 0 | 0 | 0 | 157.1928 | 0 | 0 | 0 | 0 | 157.2771 | 0 | 0 | 0 | 0 | 157.4036 | 0 | 0 | 0 | 0 | 157.53 | 0 | 0 | 0 | 0 | 157.6143 | 0 | 0 | 0 | 0 | 157.7408 | 0 | 0 | 0 | 0 | 157.8673 | 0 | 0 | 0 | 0 | 157.9094 | 0 | 0 | 0 | 0 | 158.0359 | 0 | 0 | 0 | 0 | 158.1623 | 0 | 0 | 0 | 0 | 158.2467 | 0 | 0 | 0 | 0 | 158.3731 | 0 | 0 | 0 | 0 | 158.4574 | 0 | 0 | 0 | 0 | 158.5417 | 0 | 0 | 0 | 0
2017-06-11 01:00 | 137.3241 | 0.40931 |  | 144.1992 | 0 | 0 | 0 | 0 | 148.2514 | 0 | 0 | 0 | 0 | 151.5668 | 0 | 0 | 0 | 0 | 151.6896 | 0 | 0 | 0 | 0 | 151.7714 | 0 | 0 | 0 | 0 | 151.8942 | 0 | 0 | 0 | 0 | 152.017 | 0 | 0 | 0 | 0 | 152.1398 | 0 | 0 | 0 | 0 | 152.3035 | 0 | 0 | 0 | 0 | 152.4263 | 0 | 0 | 0 | 0 | 152.5082 | 0 | 0 | 0 | 0 | 152.631 | 0 | 0 | 0 | 0 | 152.7128 | 0 | 0 | 0 | 0 | 152.8356 | 0 | 0 | 0 | 0 | 152.9584 | 0 | 0 | 0 | 0 | 153.0403 | 0 | 0 | 0 | 0 | 153.1631 | 0 | 0 | 0 | 0 | 153.2859 | 0 | 0 | 0 | 0 | 153.3268 | 0 | 0 | 0 | 0 | 153.4496 | 0 | 0 | 0 | 0 | 153.5724 | 0 | 0 | 0 | 0 | 153.6543 | 0 | 0 | 0 | 0 | 153.777 | 0 | 0 | 0 | 0 | 153.8589 | 0 | 0 | 0 | 0 | 153.9408 | 0 | 0 | 0 | 0
2017-06-11 02:00 | 163.7015 | 0.48793 |  | 171.8972 | 0 | 0 | 0 | 0 | 176.7277 | 0 | 0 | 0 | 0 | 180.6799 | 0 | 0 | 0 | 0 | 180.8263 | 0 | 0 | 0 | 0 | 180.9239 | 0 | 0 | 0 | 0 | 181.0702 | 0 | 0 | 0 | 0 | 181.2166 | 0 | 0 | 0 | 0 | 181.363 | 0 | 0 | 0 | 0 | 181.5582 | 0 | 0 | 0 | 0 | 181.7046 | 0 | 0 | 0 | 0 | 181.8021 | 0 | 0 | 0 | 0 | 181.9485 | 0 | 0 | 0 | 0 | 182.0461 | 0 | 0 | 0 | 0 | 182.1925 | 0 | 0 | 0 | 0 | 182.3389 | 0 | 0 | 0 | 0 | 182.4364 | 0 | 0 | 0 | 0 | 182.5828 | 0 | 0 | 0 | 0 | 182.7292 | 0 | 0 | 0 | 0 | 182.778 | 0 | 0 | 0 | 0 | 182.9244 | 0 | 0 | 0 | 0 | 183.0708 | 0 | 0 | 0 | 0 | 183.1683 | 0 | 0 | 0 | 0 | 183.3147 | 0 | 0 | 0 | 0 | 183.4123 | 0 | 0 | 0 | 0 | 183.5099 | 0 | 0 | 0 | 0
2017-06-11 03:00 | 159.4539 | 0.47527 |  | 167.4369 | 0 | 0 | 0 | 0 | 172.142 | 0 | 0 | 0 | 0 | 175.9917 | 0 | 0 | 0 | 0 | 176.1343 | 0 | 0 | 0 | 0 | 176.2293 | 0 | 0 | 0 | 0 | 176.3719 | 0 | 0 | 0 | 0 | 176.5145 | 0 | 0 | 0 | 0 | 176.6571 | 0 | 0 | 0 | 0 | 176.8472 | 0 | 0 | 0 | 0 | 176.9898 | 0 | 0 | 0 | 0 | 177.0848 | 0 | 0 | 0 | 0 | 177.2274 | 0 | 0 | 0 | 0 | 177.3225 | 0 | 0 | 0 | 0 | 177.465 | 0 | 0 | 0 | 0 | 177.6076 | 0 | 0 | 0 | 0 | 177.7027 | 0 | 0 | 0 | 0 | 177.8453 | 0 | 0 | 0 | 0 | 177.9878 | 0 | 0 | 0 | 0 | 178.0354 | 0 | 0 | 0 | 0 | 178.1779 | 0 | 0 | 0 | 0 | 178.3205 | 0 | 0 | 0 | 0 | 178.4156 | 0 | 0 | 0 | 0 | 178.5582 | 0 | 0 | 0 | 0 | 178.6532 | 0 | 0 | 0 | 0 | 178.7483 | 0 | 0 | 0 | 0
2017-06-11 04:00 | 181.8764 | 0.5421 |  | 190.9819 | 0 | 0 | 0 | 0 | 196.3487 | 0 | 0 | 0 | 0 | 200.7397 | 0 | 0 | 0 | 0 | 200.9024 | 0 | 0 | 0 | 0 | 201.0108 | 0 | 0 | 0 | 0 | 201.1734 | 0 | 0 | 0 | 0 | 201.3361 | 0 | 0 | 0 | 0 | 201.4987 | 0 | 0 | 0 | 0 | 201.7155 | 0 | 0 | 0 | 0 | 201.8782 | 0 | 0 | 0 | 0 | 201.9866 | 0 | 0 | 0 | 0 | 202.1492 | 0 | 0 | 0 | 0 | 202.2576 | 0 | 0 | 0 | 0 | 202.4203 | 0 | 0 | 0 | 0 | 202.5829 | 0 | 0 | 0 | 0 | 202.6913 | 0 | 0 | 0 | 0 | 202.8539 | 0 | 0 | 0 | 0 | 203.0166 | 0 | 0 | 0 | 0 | 203.0708 | 0 | 0 | 0 | 0 | 203.2334 | 0 | 0 | 0 | 0 | 203.396 | 0 | 0 | 0 | 0 | 203.5045 | 0 | 0 | 0 | 0 | 203.6671 | 0 | 0 | 0 | 0 | 203.7755 | 0 | 0 | 0 | 0 | 203.8839 | 0 | 0 | 0 | 0
2017-06-11 05:00 | 189.6432 | 0.56525 |  | 199.1377 | 0 | 0 | 0 | 0 | 204.7336 | 0 | 0 | 0 | 0 | 209.3122 | 0 | 0 | 0 | 0 | 209.4817 | 0 | 0 | 0 | 0 | 209.5948 | 0 | 0 | 0 | 0 | 209.7644 | 0 | 0 | 0 | 0 | 209.9339 | 0 | 0 | 0 | 0 | 210.1035 | 0 | 0 | 0 | 0 | 210.3296 | 0 | 0 | 0 | 0 | 210.4992 | 0 | 0 | 0 | 0 | 210.6122 | 0 | 0 | 0 | 0 | 210.7818 | 0 | 0 | 0 | 0 | 210.8949 | 0 | 0 | 0 | 0 | 211.0644 | 0 | 0 | 0 | 0 | 211.234 | 0 | 0 | 0 | 0 | 211.3471 | 0 | 0 | 0 | 0 | 211.5166 | 0 | 0 | 0 | 0 | 211.6862 | 0 | 0 | 0 | 0 | 211.7427 | 0 | 0 | 0 | 0 | 211.9123 | 0 | 0 | 0 | 0 | 212.0819 | 0 | 0 | 0 | 0 | 212.1949 | 0 | 0 | 0 | 0 | 212.3645 | 0 | 0 | 0 | 0 | 212.4776 | 0 | 0 | 0 | 0 | 212.5906 | 0 | 0 | 0 | 0
2017-06-11 06:00 | 195.7988 | 0.5836 |  | 205.6014 | 0 | 0 | 0 | 0 | 211.3791 | 0 | 0 | 0 | 0 | 216.1062 | 0 | 0 | 0 | 0 | 216.2813 | 0 | 0 | 0 | 0 | 216.398 | 0 | 0 | 0 | 0 | 216.5731 | 0 | 0 | 0 | 0 | 216.7482 | 0 | 0 | 0 | 0 | 216.9232 | 0 | 0 | 0 | 0 | 217.1567 | 0 | 0 | 0 | 0 | 217.3318 | 0 | 0 | 0 | 0 | 217.4485 | 0 | 0 | 0 | 0 | 217.6236 | 0 | 0 | 0 | 0 | 217.7403 | 0 | 0 | 0 | 0 | 217.9154 | 0 | 0 | 0 | 0 | 218.0904 | 0 | 0 | 0 | 0 | 218.2072 | 0 | 0 | 0 | 0 | 218.3822 | 0 | 0 | 0 | 0 | 218.5573 | 0 | 0 | 0 | 0 | 218.6157 | 0 | 0 | 0 | 0 | 218.7907 | 0 | 0 | 0 | 0 | 218.9658 | 0 | 0 | 0 | 0 | 219.0825 | 0 | 0 | 0 | 0 | 219.2576 | 0 | 0 | 0 | 0 | 219.3743 | 0 | 0 | 0 | 0 | 219.4911 | 0 | 0 | 0 | 0
2017-06-11 07:00 | 197.6306 | 0.58906 |  | 207.5249 | 0 | 0 | 0 | 0 | 213.3566 | 0 | 0 | 0 | 0 | 218.128 | 0 | 0 | 0 | 0 | 218.3047 | 0 | 0 | 0 | 0 | 218.4225 | 0 | 0 | 0 | 0 | 218.5992 | 0 | 0 | 0 | 0 | 218.7759 | 0 | 0 | 0 | 0 | 218.9527 | 0 | 0 | 0 | 0 | 219.1883 | 0 | 0 | 0 | 0 | 219.365 | 0 | 0 | 0 | 0 | 219.4828 | 0 | 0 | 0 | 0 | 219.6595 | 0 | 0 | 0 | 0 | 219.7773 | 0 | 0 | 0 | 0 | 219.9541 | 0 | 0 | 0 | 0 | 220.1308 | 0 | 0 | 0 | 0 | 220.2486 | 0 | 0 | 0 | 0 | 220.4253 | 0 | 0 | 0 | 0 | 220.602 | 0 | 0 | 0 | 0 | 220.6609 | 0 | 0 | 0 | 0 | 220.8376 | 0 | 0 | 0 | 0 | 221.0144 | 0 | 0 | 0 | 0 | 221.1322 | 0 | 0 | 0 | 0 | 221.3089 | 0 | 0 | 0 | 0 | 221.4267 | 0 | 0 | 0 | 0 | 221.5445 | 0 | 0 | 0 | 0
2017-06-11 08:00 | 178.7494 | 0.53278 |  | 187.6984 | 0 | 0 | 0 | 0 | 192.973 | 0 | 0 | 0 | 0 | 197.2885 | 0 | 0 | 0 | 0 | 197.4483 | 0 | 0 | 0 | 0 | 197.5549 | 0 | 0 | 0 | 0 | 197.7147 | 0 | 0 | 0 | 0 | 197.8745 | 0 | 0 | 0 | 0 | 198.0344 | 0 | 0 | 0 | 0 | 198.2475 | 0 | 0 | 0 | 0 | 198.4073 | 0 | 0 | 0 | 0 | 198.5139 | 0 | 0 | 0 | 0 | 198.6737 | 0 | 0 | 0 | 0 | 198.7803 | 0 | 0 | 0 | 0 | 198.9401 | 0 | 0 | 0 | 0 | 199.0999 | 0 | 0 | 0 | 0 | 199.2065 | 0 | 0 | 0 | 0 | 199.3663 | 0 | 0 | 0 | 0 | 199.5262 | 0 | 0 | 0 | 0 | 199.5794 | 0 | 0 | 0 | 0 | 199.7393 | 0 | 0 | 0 | 0 | 199.8991 | 0 | 0 | 0 | 0 | 200.0057 | 0 | 0 | 0 | 0 | 200.1655 | 0 | 0 | 0 | 0 | 200.2721 | 0 | 0 | 0 | 0 | 200.3786 | 0 | 0 | 0 | 0
2017-06-11 09:00 | 190.2308 | 0.567 |  | 199.7546 | 0 | 0 | 0 | 0 | 205.3679 | 0 | 0 | 0 | 0 | 209.9606 | 0 | 0 | 0 | 0 | 210.1307 | 0 | 0 | 0 | 0 | 210.2441 | 0 | 0 | 0 | 0 | 210.4142 | 0 | 0 | 0 | 0 | 210.5843 | 0 | 0 | 0 | 0 | 210.7544 | 0 | 0 | 0 | 0 | 210.9812 | 0 | 0 | 0 | 0 | 211.1513 | 0 | 0 | 0 | 0 | 211.2647 | 0 | 0 | 0 | 0 | 211.4348 | 0 | 0 | 0 | 0 | 211.5482 | 0 | 0 | 0 | 0 | 211.7183 | 0 | 0 | 0 | 0 | 211.8884 | 0 | 0 | 0 | 0 | 212.0018 | 0 | 0 | 0 | 0 | 212.1719 | 0 | 0 | 0 | 0 | 212.342 | 0 | 0 | 0 | 0 | 212.3987 | 0 | 0 | 0 | 0 | 212.5688 | 0 | 0 | 0 | 0 | 212.7389 | 0 | 0 | 0 | 0 | 212.8523 | 0 | 0 | 0 | 0 | 213.0224 | 0 | 0 | 0 | 0 | 213.1358 | 0 | 0 | 0 | 0 | 213.2492 | 0 | 0 | 0 | 0
2017-06-11 10:00 | 192.8671 | 0.57486 |  | 202.5229 | 0 | 0 | 0 | 0 | 208.214 | 0 | 0 | 0 | 0 | 212.8704 | 0 | 0 | 0 | 0 | 213.0429 | 0 | 0 | 0 | 0 | 213.1578 | 0 | 0 | 0 | 0 | 213.3303 | 0 | 0 | 0 | 0 | 213.5027 | 0 | 0 | 0 | 0 | 213.6752 | 0 | 0 | 0 | 0 | 213.9051 | 0 | 0 | 0 | 0 | 214.0776 | 0 | 0 | 0 | 0 | 214.1926 | 0 | 0 | 0 | 0 | 214.365 | 0 | 0 | 0 | 0 | 214.48 | 0 | 0 | 0 | 0 | 214.6525 | 0 | 0 | 0 | 0 | 214.8249 | 0 | 0 | 0 | 0 | 214.9399 | 0 | 0 | 0 | 0 | 215.1124 | 0 | 0 | 0 | 0 | 215.2848 | 0 | 0 | 0 | 0 | 215.3423 | 0 | 0 | 0 | 0 | 215.5148 | 0 | 0 | 0 | 0 | 215.6872 | 0 | 0 | 0 | 0 | 215.8022 | 0 | 0 | 0 | 0 | 215.9746 | 0 | 0 | 0 | 0 | 216.0896 | 0 | 0 | 0 | 0 | 216.2046 | 0 | 0 | 0 | 0
2017-06-11 11:00 | 195.211 | 0.58185 |  | 204.9842 | 0 | 0 | 0 | 0 | 210.7445 | 0 | 0 | 0 | 0 | 215.4575 | 0 | 0 | 0 | 0 | 215.632 | 0 | 0 | 0 | 0 | 215.7484 | 0 | 0 | 0 | 0 | 215.9229 | 0 | 0 | 0 | 0 | 216.0975 | 0 | 0 | 0 | 0 | 216.272 | 0 | 0 | 0 | 0 | 216.5048 | 0 | 0 | 0 | 0 | 216.6793 | 0 | 0 | 0 | 0 | 216.7957 | 0 | 0 | 0 | 0 | 216.9703 | 0 | 0 | 0 | 0 | 217.0866 | 0 | 0 | 0 | 0 | 217.2612 | 0 | 0 | 0 | 0 | 217.4357 | 0 | 0 | 0 | 0 | 217.5521 | 0 | 0 | 0 | 0 | 217.7267 | 0 | 0 | 0 | 0 | 217.9012 | 0 | 0 | 0 | 0 | 217.9594 | 0 | 0 | 0 | 0 | 218.1339 | 0 | 0 | 0 | 0 | 218.3085 | 0 | 0 | 0 | 0 | 218.4249 | 0 | 0 | 0 | 0 | 218.5994 | 0 | 0 | 0 | 0 | 218.7158 | 0 | 0 | 0 | 0 | 218.8322 | 0 | 0 | 0 | 0
2017-06-11 12:00 | 199.9753 | 0.59605 |  | 209.987 | 0 | 0 | 0 | 0 | 215.8879 | 0 | 0 | 0 | 0 | 220.7158 | 0 | 0 | 0 | 0 | 220.8947 | 0 | 0 | 0 | 0 | 221.0139 | 0 | 0 | 0 | 0 | 221.1927 | 0 | 0 | 0 | 0 | 221.3715 | 0 | 0 | 0 | 0 | 221.5503 | 0 | 0 | 0 | 0 | 221.7887 | 0 | 0 | 0 | 0 | 221.9675 | 0 | 0 | 0 | 0 | 222.0868 | 0 | 0 | 0 | 0 | 222.2656 | 0 | 0 | 0 | 0 | 222.3848 | 0 | 0 | 0 | 0 | 222.5636 | 0 | 0 | 0 | 0 | 222.7424 | 0 | 0 | 0 | 0 | 222.8616 | 0 | 0 | 0 | 0 | 223.0404 | 0 | 0 | 0 | 0 | 223.2192 | 0 | 0 | 0 | 0 | 223.2788 | 0 | 0 | 0 | 0 | 223.4577 | 0 | 0 | 0 | 0 | 223.6365 | 0 | 0 | 0 | 0 | 223.7557 | 0 | 0 | 0 | 0 | 223.9345 | 0 | 0 | 0 | 0 | 224.0537 | 0 | 0 | 0 | 0 | 224.1729 | 0 | 0 | 0 | 0
2017-06-11 13:00 | 204.7779 | 0.61036 |  | 215.03 | 0 | 0 | 0 | 0 | 221.0726 | 0 | 0 | 0 | 0 | 226.0165 | 0 | 0 | 0 | 0 | 226.1996 | 0 | 0 | 0 | 0 | 226.3217 | 0 | 0 | 0 | 0 | 226.5048 | 0 | 0 | 0 | 0 | 226.6879 | 0 | 0 | 0 | 0 | 226.871 | 0 | 0 | 0 | 0 | 227.1151 | 0 | 0 | 0 | 0 | 227.2982 | 0 | 0 | 0 | 0 | 227.4203 | 0 | 0 | 0 | 0 | 227.6034 | 0 | 0 | 0 | 0 | 227.7255 | 0 | 0 | 0 | 0 | 227.9086 | 0 | 0 | 0 | 0 | 228.0917 | 0 | 0 | 0 | 0 | 228.2138 | 0 | 0 | 0 | 0 | 228.3969 | 0 | 0 | 0 | 0 | 228.58 | 0 | 0 | 0 | 0 | 228.641 | 0 | 0 | 0 | 0 | 228.8241 | 0 | 0 | 0 | 0 | 229.0073 | 0 | 0 | 0 | 0 | 229.1293 | 0 | 0 | 0 | 0 | 229.3124 | 0 | 0 | 0 | 0 | 229.4345 | 0 | 0 | 0 | 0 | 229.5566 | 5.7656e-05 | 0 | 0 | 0.00011531
2017-06-11 14:00 | 202.5405 | 0.60369 |  | 212.6806 | 0 | 0 | 0 | 0 | 218.6571 | 0 | 0 | 0 | 0 | 223.547 | 0 | 0 | 0 | 0 | 223.7281 | 0 | 0 | 0 | 0 | 223.8489 | 0 | 0 | 0 | 0 | 224.03 | 0 | 0 | 0 | 0 | 224.2111 | 0 | 0 | 0 | 0 | 224.3922 | 0 | 0 | 0 | 0 | 224.6337 | 0 | 0 | 0 | 0 | 224.8148 | 0 | 0 | 0 | 0 | 224.9355 | 0 | 0 | 0 | 0 | 225.1166 | 0 | 0 | 0 | 0 | 225.2374 | 0 | 0 | 0 | 0 | 225.4185 | 0 | 0 | 0 | 0 | 225.5996 | 0 | 0 | 0 | 0 | 225.7203 | 0 | 0 | 0 | 0 | 225.9014 | 0 | 0 | 0 | 0 | 226.0825 | 0 | 0 | 0 | 0 | 226.1429 | 0 | 0 | 0 | 0 | 226.324 | 0 | 0 | 0 | 0 | 226.5051 | 0 | 0 | 0 | 0 | 226.6259 | 0 | 0 | 0 | 0 | 226.807 | 0 | 0 | 0 | 0 | 226.9277 | 0 | 0 | 0 | 0 | 227.0484 | 0 | 0 | 0 | 0
2017-06-11 15:00 | 200.6359 | 0.59801 |  | 210.6807 | 0 | 0 | 0 | 0 | 216.601 | 0 | 0 | 0 | 0 | 221.4449 | 0 | 0 | 0 | 0 | 221.6243 | 0 | 0 | 0 | 0 | 221.7439 | 0 | 0 | 0 | 0 | 221.9233 | 0 | 0 | 0 | 0 | 222.1027 | 0 | 0 | 0 | 0 | 222.2821 | 0 | 0 | 0 | 0 | 222.5213 | 0 | 0 | 0 | 0 | 222.7008 | 0 | 0 | 0 | 0 | 222.8204 | 0 | 0 | 0 | 0 | 222.9998 | 0 | 0 | 0 | 0 | 223.1194 | 0 | 0 | 0 | 0 | 223.2988 | 0 | 0 | 0 | 0 | 223.4782 | 0 | 0 | 0 | 0 | 223.5978 | 0 | 0 | 0 | 0 | 223.7772 | 0 | 0 | 0 | 0 | 223.9566 | 0 | 0 | 0 | 0 | 224.0164 | 0 | 0 | 0 | 0 | 224.1958 | 0 | 0 | 0 | 0 | 224.3752 | 0 | 0 | 0 | 0 | 224.4948 | 0 | 0 | 0 | 0 | 224.6742 | 0 | 0 | 0 | 0 | 224.7938 | 0 | 0 | 0 | 0 | 224.9134 | 0 | 0 | 0 | 0
2017-06-11 16:00 | 204.8038 | 0.61044 |  | 215.0572 | 0 | 0 | 0 | 0 | 221.1006 | 0 | 0 | 0 | 0 | 226.0451 | 0 | 0 | 0 | 0 | 226.2282 | 0 | 0 | 0 | 0 | 226.3503 | 0 | 0 | 0 | 0 | 226.5335 | 0 | 0 | 0 | 0 | 226.7166 | 0 | 0 | 0 | 0 | 226.8997 | 0 | 0 | 0 | 0 | 227.1439 | 0 | 0 | 0 | 0 | 227.327 | 0 | 0 | 0 | 0 | 227.4491 | 0 | 0 | 0 | 0 | 227.6322 | 0 | 0 | 0 | 0 | 227.7543 | 0 | 0 | 0 | 0 | 227.9375 | 0 | 0 | 0 | 0 | 228.1206 | 0 | 0 | 0 | 0 | 228.2427 | 0 | 0 | 0 | 0 | 228.4258 | 0 | 0 | 0 | 0 | 228.6089 | 0 | 0 | 0 | 0 | 228.67 | 0 | 0 | 0 | 0 | 228.8531 | 0 | 0 | 0 | 0 | 229.0362 | 0 | 0 | 0 | 0 | 229.1583 | 0 | 0 | 0 | 0 | 229.3415 | 0 | 0 | 0 | 0 | 229.4636 | 0 | 0 | 0 | 0 | 229.5856 | 0.00012069 | 0 | 0 | 0.00024138
2017-06-11 17:00 | 211.9381 | 0.6317 |  | 222.5487 | 0 | 0 | 0 | 0 | 228.8026 | 0 | 0 | 0 | 0 | 233.9194 | 0.0095206 | 0 | 0 | 0.019041 | 234.1089 | 0.0099316 | 0 | 0 | 0.019863 | 234.2352 | 0.010206 | 0 | 0 | 0.020411 | 234.4247 | 0.010617 | 0 | 0 | 0.021233 | 234.6142 | 0.011028 | 0 | 0 | 0.022055 | 234.8038 | 0.011439 | 0 | 0 | 0.022878 | 235.0564 | 0.011987 | 0 | 0 | 0.023974 | 235.246 | 0.012398 | 0 | 0 | 0.024796 | 235.3723 | 0.012672 | 0 | 0 | 0.025344 | 235.5618 | 0.013083 | 0 | 0 | 0.026166 | 235.6881 | 0.013357 | 0 | 0 | 0.026714 | 235.8777 | 0.013768 | 0 | 0 | 0.027536 | 236.0672 | 0.014179 | 0 | 0 | 0.028358 | 236.1935 | 0.014453 | 0 | 0 | 0.028906 | 236.383 | 0.014864 | 0 | 0 | 0.029728 | 236.5725 | 0.015275 | 0 | 0 | 0.03055 | 236.6357 | 0.015412 | 0 | 0 | 0.030825 | 236.8252 | 0.015823 | 0 | 0 | 0.031647 | 237.0147 | 0.016234 | 0 | 0 | 0.032469 | 237.1411 | 0.016508 | 0 | 0 | 0.033017 | 237.3306 | 0.016919 | 0 | 0 | 0.033839 | 237.4569 | 0.017193 | 0 | 0 | 0.034387 | 237.5832 | 0.017467 | 0 | 0 | 0.034935
2017-06-11 18:00 | 212.6108 | 0.63371 |  | 223.2551 | 0 | 0 | 0 | 0 | 229.5288 | 0 | 0 | 0 | 0 | 234.6618 | 0.011131 | 0 | 0 | 0.022262 | 234.8519 | 0.011543 | 0 | 0 | 0.023087 | 234.9787 | 0.011818 | 0 | 0 | 0.023636 | 235.1688 | 0.012231 | 0 | 0 | 0.024461 | 235.3589 | 0.012643 | 0 | 0 | 0.025286 | 235.549 | 0.013055 | 0 | 0 | 0.02611 | 235.8025 | 0.013605 | 0 | 0 | 0.02721 | 235.9926 | 0.014017 | 0 | 0 | 0.028035 | 236.1194 | 0.014292 | 0 | 0 | 0.028585 | 236.3095 | 0.014705 | 0 | 0 | 0.029409 | 236.4362 | 0.01498 | 0 | 0 | 0.029959 | 236.6263 | 0.015392 | 0 | 0 | 0.030784 | 236.8164 | 0.015804 | 0 | 0 | 0.031609 | 236.9432 | 0.016079 | 0 | 0 | 0.032158 | 237.1333 | 0.016492 | 0 | 0 | 0.032983 | 237.3234 | 0.016904 | 0 | 0 | 0.033808 | 237.3868 | 0.017041 | 0 | 0 | 0.034083 | 237.5769 | 0.017454 | 0 | 0 | 0.034907 | 237.767 | 0.017866 | 0 | 0 | 0.035732 | 237.8937 | 0.018141 | 0 | 0 | 0.036282 | 238.0838 | 0.018553 | 0 | 0 | 0.037107 | 238.2106 | 0.018828 | 0 | 0 | 0.037656 | 238.3373 | 0.019103 | 0 | 0 | 0.038206
2017-06-11 19:00 | 214.1669 | 0.63835 |  | 224.8891 | 0 | 0 | 0 | 0 | 231.2087 | 0.0036412 | 0 | 0 | 0.0072824 | 236.3793 | 0.014856 | 0 | 0 | 0.029712 | 236.5708 | 0.015272 | 0 | 0 | 0.030543 | 236.6985 | 0.015548 | 0 | 0 | 0.031097 | 236.89 | 0.015964 | 0 | 0 | 0.031928 | 237.0815 | 0.016379 | 0 | 0 | 0.032758 | 237.273 | 0.016795 | 0 | 0 | 0.033589 | 237.5284 | 0.017348 | 0 | 0 | 0.034697 | 237.7199 | 0.017764 | 0 | 0 | 0.035528 | 237.8475 | 0.018041 | 0 | 0 | 0.036081 | 238.039 | 0.018456 | 0 | 0 | 0.036912 | 238.1667 | 0.018733 | 0 | 0 | 0.037466 | 238.3582 | 0.019148 | 0 | 0 | 0.038297 | 238.5497 | 0.019564 | 0 | 0 | 0.039127 | 238.6774 | 0.019841 | 0 | 0 | 0.039681 | 238.8689 | 0.020256 | 0 | 0 | 0.040512 | 239.0604 | 0.020671 | 0 | 0 | 0.041343 | 239.1242 | 0.02081 | 0 | 0 | 0.04162 | 239.3157 | 0.021225 | 0 | 0 | 0.04245 | 239.5072 | 0.021641 | 0 | 0 | 0.043281 | 239.6349 | 0.021918 | 0 | 0 | 0.043835 | 239.8264 | 0.022333 | 0 | 0 | 0.044666 | 239.9541 | 0.02261 | 0 | 0 | 0.04522 | 240.0817 | 0.022887 | 0 | 0 | 0.045773
2017-06-11 20:00 | 213.6785 | 0.63689 |  | 224.3763 | 0 | 0 | 0 | 0 | 230.6815 | 0.0024976 | 0 | 0 | 0.0049953 | 235.8403 | 0.013687 | 0 | 0 | 0.027374 | 236.0314 | 0.014102 | 0 | 0 | 0.028203 | 236.1588 | 0.014378 | 0 | 0 | 0.028756 | 236.3498 | 0.014792 | 0 | 0 | 0.029584 | 236.5409 | 0.015207 | 0 | 0 | 0.030413 | 236.732 | 0.015621 | 0 | 0 | 0.031242 | 236.9867 | 0.016174 | 0 | 0 | 0.032347 | 237.1778 | 0.016588 | 0 | 0 | 0.033176 | 237.3052 | 0.016864 | 0 | 0 | 0.033729 | 237.4962 | 0.017279 | 0 | 0 | 0.034558 | 237.6236 | 0.017555 | 0 | 0 | 0.03511 | 237.8147 | 0.017969 | 0 | 0 | 0.035939 | 238.0057 | 0.018384 | 0 | 0 | 0.036768 | 238.1331 | 0.01866 | 0 | 0 | 0.03732 | 238.3242 | 0.019075 | 0 | 0 | 0.038149 | 238.5153 | 0.019489 | 0 | 0 | 0.038978 | 238.5789 | 0.019627 | 0 | 0 | 0.039254 | 238.77 | 0.020042 | 0 | 0 | 0.040083 | 238.9611 | 0.020456 | 0 | 0 | 0.040912 | 239.0885 | 0.020732 | 0 | 0 | 0.041465 | 239.2795 | 0.021147 | 0 | 0 | 0.042293 | 239.4069 | 0.021423 | 0 | 0 | 0.042846 | 239.5343 | 0.021699 | 0 | 0 | 0.043399
2017-06-11 21:00 | 220.1922 | 0.6563 |  | 231.216 | 0.003657 | 0 | 0 | 0.0073139 | 237.7134 | 0.01775 | 0 | 0 | 0.0355 | 243.0295 | 0.02928 | 0 | 0 | 0.058561 | 243.2264 | 0.029707 | 0 | 0 | 0.059415 | 243.3576 | 0.029992 | 0 | 0 | 0.059984 | 243.5545 | 0.030419 | 0 | 0 | 0.060838 | 243.7514 | 0.030846 | 0 | 0 | 0.061693 | 243.9483 | 0.031273 | 0 | 0 | 0.062547 | 244.2108 | 0.031843 | 0 | 0 | 0.063685 | 244.4077 | 0.03227 | 0 | 0 | 0.06454 | 244.539 | 0.032555 | 0 | 0 | 0.065109 | 244.7359 | 0.032982 | 0 | 0 | 0.065963 | 244.8671 | 0.033266 | 0 | 0 | 0.066533 | 245.064 | 0.033693 | 0 | 0 | 0.067387 | 245.2609 | 0.03412 | 0 | 0 | 0.068241 | 245.3922 | 0.034405 | 0 | 0 | 0.06881 | 245.5891 | 0.034832 | 0 | 0 | 0.069664 | 245.786 | 0.035259 | 0 | 0 | 0.070518 | 245.8516 | 0.035402 | 0 | 0 | 0.070803 | 246.0485 | 0.035829 | 0 | 0 | 0.071657 | 246.2454 | 0.036256 | 0 | 0 | 0.072511 | 246.3766 | 0.03654 | 0 | 0 | 0.073081 | 246.5735 | 0.036967 | 0 | 0 | 0.073935 | 246.7048 | 0.037252 | 0 | 0 | 0.074504 | 246.8361 | 0.037537 | 0 | 0 | 0.075074
2017-06-11 22:00 | 215.9015 | 0.64352 |  | 226.7105 | 0 | 0 | 0 | 0 | 233.0813 | 0.0077028 | 0 | 0 | 0.015406 | 238.2938 | 0.019009 | 0 | 0 | 0.038017 | 238.4868 | 0.019427 | 0 | 0 | 0.038855 | 238.6155 | 0.019707 | 0 | 0 | 0.039413 | 238.8086 | 0.020125 | 0 | 0 | 0.040251 | 239.0016 | 0.020544 | 0 | 0 | 0.041088 | 239.1947 | 0.020963 | 0 | 0 | 0.041925 | 239.4521 | 0.021521 | 0 | 0 | 0.043042 | 239.6452 | 0.02194 | 0 | 0 | 0.04388 | 239.7739 | 0.022219 | 0 | 0 | 0.044438 | 239.9669 | 0.022638 | 0 | 0 | 0.045275 | 240.0956 | 0.022917 | 0 | 0 | 0.045834 | 240.2887 | 0.023336 | 0 | 0 | 0.046671 | 240.4817 | 0.023754 | 0 | 0 | 0.047509 | 240.6104 | 0.024033 | 0 | 0 | 0.048067 | 240.8035 | 0.024452 | 0 | 0 | 0.048904 | 240.9965 | 0.024871 | 0 | 0 | 0.049742 | 241.0609 | 0.025011 | 0 | 0 | 0.050021 | 241.2539 | 0.025429 | 0 | 0 | 0.050858 | 241.447 | 0.025848 | 0 | 0 | 0.051696 | 241.5757 | 0.026127 | 0 | 0 | 0.052254 | 241.7688 | 0.026546 | 0 | 0 | 0.053092 | 241.8975 | 0.026825 | 0 | 0 | 0.05365 | 242.0262 | 0.027104 | 0 | 0 | 0.054208
2017-06-11 23:00 | 227.1604 | 0.67707 |  | 238.5331 | 0.019528 | 0 | 0 | 0.039055 | 245.2361 | 0.034067 | 0 | 0 | 0.068133 | 250.7204 | 0.045962 | 0 | 0 | 0.091924 | 250.9236 | 0.046403 | 0 | 0 | 0.092805 | 251.059 | 0.046696 | 0 | 0 | 0.093393 | 251.2621 | 0.047137 | 0 | 0 | 0.094274 | 251.4652 | 0.047577 | 0 | 0 | 0.095155 | 251.6683 | 0.048018 | 0 | 0 | 0.096036 | 251.9392 | 0.048605 | 0 | 0 | 0.097211 | 252.1423 | 0.049046 | 0 | 0 | 0.098092 | 252.2777 | 0.04934 | 0 | 0 | 0.09868 | 252.4808 | 0.04978 | 0 | 0 | 0.099561 | 252.6162 | 0.050074 | 0 | 0 | 0.10015 | 252.8194 | 0.050515 | 0 | 0 | 0.10103 | 253.0225 | 0.050955 | 0 | 0 | 0.10191 | 253.1579 | 0.051249 | 0 | 0 | 0.1025 | 253.361 | 0.051689 | 0 | 0 | 0.10338 | 253.5641 | 0.05213 | 0 | 0 | 0.10426 | 253.6319 | 0.052277 | 0 | 0 | 0.10455 | 253.835 | 0.052717 | 0 | 0 | 0.10543 | 254.0381 | 0.053158 | 0 | 0 | 0.10632 | 254.1735 | 0.053452 | 0 | 0 | 0.1069 | 254.3766 | 0.053892 | 0 | 0 | 0.10778 | 254.512 | 0.054186 | 0 | 0 | 0.10837 | 254.6475 | 0.05448 | 0 | 0 | 0.10896
2017-06-12 | 223.3503 | 0.66572 |  | 234.5323 | 0.01085 | 0 | 0 | 0.0217 | 241.1229 | 0.025145 | 0 | 0 | 0.05029 | 246.5152 | 0.036841 | 0 | 0 | 0.073682 | 246.7149 | 0.037274 | 0 | 0 | 0.074548 | 246.848 | 0.037563 | 0 | 0 | 0.075126 | 247.0478 | 0.037996 | 0 | 0 | 0.075992 | 247.2475 | 0.038429 | 0 | 0 | 0.076858 | 247.4472 | 0.038862 | 0 | 0 | 0.077725 | 247.7135 | 0.03944 | 0 | 0 | 0.07888 | 247.9132 | 0.039873 | 0 | 0 | 0.079746 | 248.0463 | 0.040162 | 0 | 0 | 0.080324 | 248.246 | 0.040595 | 0 | 0 | 0.08119 | 248.3792 | 0.040884 | 0 | 0 | 0.081768 | 248.5789 | 0.041317 | 0 | 0 | 0.082634 | 248.7786 | 0.04175 | 0 | 0 | 0.083501 | 248.9118 | 0.042039 | 0 | 0 | 0.084078 | 249.1115 | 0.042472 | 0 | 0 | 0.084944 | 249.3112 | 0.042905 | 0 | 0 | 0.085811 | 249.3778 | 0.04305 | 0 | 0 | 0.0861 | 249.5775 | 0.043483 | 0 | 0 | 0.086966 | 249.7772 | 0.043916 | 0 | 0 | 0.087832 | 249.9103 | 0.044205 | 0 | 0 | 0.08841 | 250.1101 | 0.044638 | 0 | 0 | 0.089276 | 250.2432 | 0.044927 | 0 | 0 | 0.089854 | 250.3763 | 0.045216 | 0 | 0 | 0.090431
2017-06-12 01:00 | 223.3931 | 0.66585 |  | 234.5772 | 0.010947 | 0 | 0 | 0.021895 | 241.1691 | 0.025245 | 0 | 0 | 0.05049 | 246.5624 | 0.036943 | 0 | 0 | 0.073887 | 246.7622 | 0.037377 | 0 | 0 | 0.074753 | 246.8953 | 0.037665 | 0 | 0 | 0.075331 | 247.0951 | 0.038099 | 0 | 0 | 0.076197 | 247.2948 | 0.038532 | 0 | 0 | 0.077064 | 247.4946 | 0.038965 | 0 | 0 | 0.07793 | 247.7609 | 0.039543 | 0 | 0 | 0.079086 | 247.9607 | 0.039976 | 0 | 0 | 0.079952 | 248.0938 | 0.040265 | 0 | 0 | 0.08053 | 248.2936 | 0.040698 | 0 | 0 | 0.081397 | 248.4268 | 0.040987 | 0 | 0 | 0.081974 | 248.6265 | 0.04142 | 0 | 0 | 0.082841 | 248.8263 | 0.041854 | 0 | 0 | 0.083707 | 248.9594 | 0.042142 | 0 | 0 | 0.084285 | 249.1592 | 0.042576 | 0 | 0 | 0.085151 | 249.359 | 0.043009 | 0 | 0 | 0.086018 | 249.4255 | 0.043153 | 0 | 0 | 0.086307 | 249.6253 | 0.043587 | 0 | 0 | 0.087173 | 249.825 | 0.04402 | 0 | 0 | 0.08804 | 249.9582 | 0.044309 | 0 | 0 | 0.088618 | 250.158 | 0.044742 | 0 | 0 | 0.089484 | 250.2911 | 0.045031 | 0 | 0 | 0.090062 | 250.4243 | 0.04532 | 0 | 0 | 0.090639
2017-06-12 02:00 | 221.2979 | 0.6596 |  | 232.3771 | 0.0061755 | 0 | 0 | 0.012351 | 238.9072 | 0.020339 | 0 | 0 | 0.040678 | 244.25 | 0.031928 | 0 | 0 | 0.063855 | 244.4478 | 0.032357 | 0 | 0 | 0.064714 | 244.5798 | 0.032643 | 0 | 0 | 0.065286 | 244.7776 | 0.033072 | 0 | 0 | 0.066144 | 244.9755 | 0.033501 | 0 | 0 | 0.067003 | 245.1734 | 0.033931 | 0 | 0 | 0.067861 | 245.4372 | 0.034503 | 0 | 0 | 0.069006 | 245.6351 | 0.034932 | 0 | 0 | 0.069864 | 245.767 | 0.035218 | 0 | 0 | 0.070436 | 245.9649 | 0.035647 | 0 | 0 | 0.071295 | 246.0968 | 0.035933 | 0 | 0 | 0.071867 | 246.2947 | 0.036363 | 0 | 0 | 0.072725 | 246.4926 | 0.036792 | 0 | 0 | 0.073584 | 246.6245 | 0.037078 | 0 | 0 | 0.074156 | 246.8224 | 0.037507 | 0 | 0 | 0.075014 | 247.0203 | 0.037936 | 0 | 0 | 0.075873 | 247.0862 | 0.038079 | 0 | 0 | 0.076159 | 247.2841 | 0.038509 | 0 | 0 | 0.077017 | 247.482 | 0.038938 | 0 | 0 | 0.077876 | 247.6139 | 0.039224 | 0 | 0 | 0.078448 | 247.8118 | 0.039653 | 0 | 0 | 0.079306 | 247.9437 | 0.039939 | 0 | 0 | 0.079879 | 248.0756 | 0.040225 | 0 | 0 | 0.080451
2017-06-12 03:00 | 228.9936 | 0.68254 |  | 240.4581 | 0.023703 | 0 | 0 | 0.047406 | 247.2152 | 0.038359 | 0 | 0 | 0.076719 | 252.7438 | 0.050351 | 0 | 0 | 0.1007 | 252.9486 | 0.050795 | 0 | 0 | 0.10159 | 253.0851 | 0.051091 | 0 | 0 | 0.10218 | 253.2898 | 0.051535 | 0 | 0 | 0.10307 | 253.4946 | 0.051979 | 0 | 0 | 0.10396 | 253.6994 | 0.052423 | 0 | 0 | 0.10485 | 253.9724 | 0.053015 | 0 | 0 | 0.10603 | 254.1771 | 0.05346 | 0 | 0 | 0.10692 | 254.3136 | 0.053756 | 0 | 0 | 0.10751 | 254.5184 | 0.0542 | 0 | 0 | 0.1084 | 254.6549 | 0.054496 | 0 | 0 | 0.10899 | 254.8597 | 0.05494 | 0 | 0 | 0.10988 | 255.0644 | 0.055384 | 0 | 0 | 0.11077 | 255.2009 | 0.05568 | 0 | 0 | 0.11136 | 255.4057 | 0.056124 | 0 | 0 | 0.11225 | 255.6105 | 0.056569 | 0 | 0 | 0.11314 | 255.6787 | 0.056717 | 0 | 0 | 0.11343 | 255.8835 | 0.057161 | 0 | 0 | 0.11432 | 256.0882 | 0.057605 | 0 | 0 | 0.11521 | 256.2247 | 0.057901 | 0 | 0 | 0.1158 | 256.4295 | 0.058345 | 0 | 0 | 0.11669 | 256.566 | 0.058641 | 0 | 0 | 0.11728 | 256.7025 | 0.058937 | 0 | 0 | 0.11787
2017-06-12 04:00 | 233.9022 | 0.69717 |  | 245.6125 | 0.034883 | 0 | 0 | 0.069766 | 252.5145 | 0.049853 | 0 | 0 | 0.099707 | 258.1615 | 0.062102 | 0 | 0 | 0.1242 | 258.3707 | 0.062555 | 0 | 0 | 0.12511 | 258.5101 | 0.062858 | 0 | 0 | 0.12572 | 258.7193 | 0.063311 | 0 | 0 | 0.12662 | 258.9284 | 0.063765 | 0 | 0 | 0.12753 | 259.1376 | 0.064219 | 0 | 0 | 0.12844 | 259.4164 | 0.064824 | 0 | 0 | 0.12965 | 259.6256 | 0.065277 | 0 | 0 | 0.13055 | 259.765 | 0.06558 | 0 | 0 | 0.13116 | 259.9742 | 0.066033 | 0 | 0 | 0.13207 | 260.1136 | 0.066336 | 0 | 0 | 0.13267 | 260.3227 | 0.066789 | 0 | 0 | 0.13358 | 260.5319 | 0.067243 | 0 | 0 | 0.13449 | 260.6713 | 0.067546 | 0 | 0 | 0.13509 | 260.8805 | 0.067999 | 0 | 0 | 0.136 | 261.0896 | 0.068453 | 0 | 0 | 0.13691 | 261.1593 | 0.068604 | 0 | 0 | 0.13721 | 261.3685 | 0.069058 | 0 | 0 | 0.13812 | 261.5776 | 0.069511 | 0 | 0 | 0.13902 | 261.7171 | 0.069814 | 0 | 0 | 0.13963 | 261.9262 | 0.070267 | 0 | 0 | 0.14053 | 262.0657 | 0.07057 | 0 | 0 | 0.14114 | 262.2051 | 0.070872 | 0 | 0 | 0.14174
2017-06-12 05:00 | 229.7997 | 0.68494 |  | 241.3045 | 0.025539 | 0 | 0 | 0.051078 | 248.0855 | 0.040247 | 0 | 0 | 0.080494 | 253.6335 | 0.05228 | 0 | 0 | 0.10456 | 253.839 | 0.052726 | 0 | 0 | 0.10545 | 253.9759 | 0.053023 | 0 | 0 | 0.10605 | 254.1814 | 0.053469 | 0 | 0 | 0.10694 | 254.3869 | 0.053915 | 0 | 0 | 0.10783 | 254.5924 | 0.05436 | 0 | 0 | 0.10872 | 254.8664 | 0.054955 | 0 | 0 | 0.10991 | 255.0718 | 0.0554 | 0 | 0 | 0.1108 | 255.2088 | 0.055697 | 0 | 0 | 0.11139 | 255.4143 | 0.056143 | 0 | 0 | 0.11229 | 255.5513 | 0.05644 | 0 | 0 | 0.11288 | 255.7568 | 0.056886 | 0 | 0 | 0.11377 | 255.9623 | 0.057332 | 0 | 0 | 0.11466 | 256.0993 | 0.057629 | 0 | 0 | 0.11526 | 256.3047 | 0.058074 | 0 | 0 | 0.11615 | 256.5102 | 0.05852 | 0 | 0 | 0.11704 | 256.5787 | 0.058669 | 0 | 0 | 0.11734 | 256.7842 | 0.059114 | 0 | 0 | 0.11823 | 256.9897 | 0.05956 | 0 | 0 | 0.11912 | 257.1267 | 0.059857 | 0 | 0 | 0.11971 | 257.3321 | 0.060303 | 0 | 0 | 0.12061 | 257.4691 | 0.0606 | 0 | 0 | 0.1212 | 257.6061 | 0.060897 | 0 | 0 | 0.12179
2017-06-12 06:00 | 234.3447 | 0.69849 |  | 246.0771 | 0.035891 | 0 | 0 | 0.071781 | 252.9921 | 0.050889 | 0 | 0 | 0.10178 | 258.6498 | 0.063161 | 0 | 0 | 0.12632 | 258.8594 | 0.063615 | 0 | 0 | 0.12723 | 258.9991 | 0.063918 | 0 | 0 | 0.12784 | 259.2086 | 0.064373 | 0 | 0 | 0.12875 | 259.4182 | 0.064827 | 0 | 0 | 0.12965 | 259.6277 | 0.065282 | 0 | 0 | 0.13056 | 259.9071 | 0.065888 | 0 | 0 | 0.13178 | 260.1167 | 0.066342 | 0 | 0 | 0.13268 | 260.2564 | 0.066645 | 0 | 0 | 0.13329 | 260.4659 | 0.0671 | 0 | 0 | 0.1342 | 260.6056 | 0.067403 | 0 | 0 | 0.13481 | 260.8152 | 0.067858 | 0 | 0 | 0.13572 | 261.0247 | 0.068312 | 0 | 0 | 0.13662 | 261.1644 | 0.068615 | 0 | 0 | 0.13723 | 261.3739 | 0.06907 | 0 | 0 | 0.13814 | 261.5835 | 0.069524 | 0 | 0 | 0.13905 | 261.6533 | 0.069676 | 0 | 0 | 0.13935 | 261.8629 | 0.07013 | 0 | 0 | 0.14026 | 262.0724 | 0.070585 | 0 | 0 | 0.14117 | 262.2121 | 0.070888 | 0 | 0 | 0.14178 | 262.4217 | 0.071342 | 0 | 0 | 0.14268 | 262.5614 | 0.071645 | 0 | 0 | 0.14329 | 262.7011 | 0.071948 | 0 | 0 | 0.1439
2017-06-12 07:00 | 240.6448 | 0.71727 |  | 252.6927 | 0.05024 | 0 | 0 | 0.10048 | 259.7936 | 0.065642 | 0 | 0 | 0.13128 | 265.6034 | 0.078243 | 0 | 0 | 0.15649 | 265.8186 | 0.07871 | 0 | 0 | 0.15742 | 265.9621 | 0.079021 | 0 | 0 | 0.15804 | 266.1772 | 0.079488 | 0 | 0 | 0.15898 | 266.3924 | 0.079955 | 0 | 0 | 0.15991 | 266.6076 | 0.080421 | 0 | 0 | 0.16084 | 266.8945 | 0.081044 | 0 | 0 | 0.16209 | 267.1097 | 0.08151 | 0 | 0 | 0.16302 | 267.2531 | 0.081822 | 0 | 0 | 0.16364 | 267.4683 | 0.082288 | 0 | 0 | 0.16458 | 267.6118 | 0.082599 | 0 | 0 | 0.1652 | 267.827 | 0.083066 | 0 | 0 | 0.16613 | 268.0421 | 0.083533 | 0 | 0 | 0.16707 | 268.1856 | 0.083844 | 0 | 0 | 0.16769 | 268.4008 | 0.084311 | 0 | 0 | 0.16862 | 268.6159 | 0.084777 | 0 | 0 | 0.16955 | 268.6877 | 0.084933 | 0 | 0 | 0.16987 | 268.9029 | 0.0854 | 0 | 0 | 0.1708 | 269.118 | 0.085866 | 0 | 0 | 0.17173 | 269.2615 | 0.086178 | 0 | 0 | 0.17236 | 269.4767 | 0.086644 | 0 | 0 | 0.17329 | 269.6201 | 0.086955 | 0 | 0 | 0.17391 | 269.7636 | 0.087267 | 0 | 0 | 0.17453
2017-06-12 08:00 | 229.9625 | 0.68543 |  | 241.4755 | 0.02591 | 0 | 0 | 0.05182 | 248.2613 | 0.040628 | 0 | 0 | 0.081256 | 253.8132 | 0.05267 | 0 | 0 | 0.10534 | 254.0188 | 0.053116 | 0 | 0 | 0.10623 | 254.1559 | 0.053414 | 0 | 0 | 0.10683 | 254.3615 | 0.05386 | 0 | 0 | 0.10772 | 254.5672 | 0.054306 | 0 | 0 | 0.10861 | 254.7728 | 0.054752 | 0 | 0 | 0.1095 | 255.047 | 0.055346 | 0 | 0 | 0.11069 | 255.2526 | 0.055792 | 0 | 0 | 0.11158 | 255.3897 | 0.05609 | 0 | 0 | 0.11218 | 255.5953 | 0.056536 | 0 | 0 | 0.11307 | 255.7324 | 0.056833 | 0 | 0 | 0.11367 | 255.938 | 0.057279 | 0 | 0 | 0.11456 | 256.1436 | 0.057725 | 0 | 0 | 0.11545 | 256.2807 | 0.058022 | 0 | 0 | 0.11604 | 256.4864 | 0.058468 | 0 | 0 | 0.11694 | 256.692 | 0.058914 | 0 | 0 | 0.11783 | 256.7605 | 0.059063 | 0 | 0 | 0.11813 | 256.9662 | 0.059509 | 0 | 0 | 0.11902 | 257.1718 | 0.059955 | 0 | 0 | 0.11991 | 257.3089 | 0.060252 | 0 | 0 | 0.1205 | 257.5145 | 0.060698 | 0 | 0 | 0.1214 | 257.6516 | 0.060996 | 0 | 0 | 0.12199 | 257.7887 | 0.061293 | 0 | 0 | 0.12259
2017-06-12 09:00 | 235.5213 | 0.70199 |  | 247.3126 | 0.03857 | 0 | 0 | 0.077141 | 254.2623 | 0.053644 | 0 | 0 | 0.10729 | 259.9485 | 0.065978 | 0 | 0 | 0.13196 | 260.1591 | 0.066435 | 0 | 0 | 0.13287 | 260.2995 | 0.066739 | 0 | 0 | 0.13348 | 260.5101 | 0.067196 | 0 | 0 | 0.13439 | 260.7207 | 0.067653 | 0 | 0 | 0.13531 | 260.9313 | 0.068109 | 0 | 0 | 0.13622 | 261.2121 | 0.068718 | 0 | 0 | 0.13744 | 261.4227 | 0.069175 | 0 | 0 | 0.13835 | 261.5631 | 0.06948 | 0 | 0 | 0.13896 | 261.7737 | 0.069937 | 0 | 0 | 0.13987 | 261.9141 | 0.070241 | 0 | 0 | 0.14048 | 262.1247 | 0.070698 | 0 | 0 | 0.1414 | 262.3353 | 0.071155 | 0 | 0 | 0.14231 | 262.4757 | 0.071459 | 0 | 0 | 0.14292 | 262.6863 | 0.071916 | 0 | 0 | 0.14383 | 262.8969 | 0.072373 | 0 | 0 | 0.14475 | 262.9671 | 0.072525 | 0 | 0 | 0.14505 | 263.1777 | 0.072982 | 0 | 0 | 0.14596 | 263.3883 | 0.073439 | 0 | 0 | 0.14688 | 263.5287 | 0.073743 | 0 | 0 | 0.14749 | 263.7393 | 0.0742 | 0 | 0 | 0.1484 | 263.8797 | 0.074504 | 0 | 0 | 0.14901 | 264.0201 | 0.074809 | 0 | 0 | 0.14962
2017-06-12 10:00 | 221.959 | 0.66157 |  | 233.0714 | 0.0076812 | 0 | 0 | 0.015362 | 239.6209 | 0.021887 | 0 | 0 | 0.043774 | 244.9796 | 0.03351 | 0 | 0 | 0.067021 | 245.1781 | 0.033941 | 0 | 0 | 0.067881 | 245.3104 | 0.034228 | 0 | 0 | 0.068455 | 245.5089 | 0.034658 | 0 | 0 | 0.069316 | 245.7074 | 0.035089 | 0 | 0 | 0.070177 | 245.9058 | 0.035519 | 0 | 0 | 0.071038 | 246.1705 | 0.036093 | 0 | 0 | 0.072186 | 246.3689 | 0.036524 | 0 | 0 | 0.073047 | 246.5012 | 0.036811 | 0 | 0 | 0.073621 | 246.6997 | 0.037241 | 0 | 0 | 0.074482 | 246.832 | 0.037528 | 0 | 0 | 0.075056 | 247.0305 | 0.037959 | 0 | 0 | 0.075917 | 247.229 | 0.038389 | 0 | 0 | 0.076778 | 247.3613 | 0.038676 | 0 | 0 | 0.077352 | 247.5598 | 0.039107 | 0 | 0 | 0.078213 | 247.7582 | 0.039537 | 0 | 0 | 0.079074 | 247.8244 | 0.039681 | 0 | 0 | 0.079361 | 248.0229 | 0.040111 | 0 | 0 | 0.080222 | 248.2213 | 0.040542 | 0 | 0 | 0.081083 | 248.3536 | 0.040828 | 0 | 0 | 0.081657 | 248.5521 | 0.041259 | 0 | 0 | 0.082518 | 248.6844 | 0.041546 | 0 | 0 | 0.083092 | 248.8167 | 0.041833 | 0 | 0 | 0.083666
2017-06-12 11:00 | 210.6106 | 0.62775 |  | 221.1548 | 0 | 0 | 0 | 0 | 227.3695 | 0 | 0 | 0 | 0 | 232.4542 | 0.0063426 | 0 | 0 | 0.012685 | 232.6425 | 0.0067511 | 0 | 0 | 0.013502 | 232.7681 | 0.0070234 | 0 | 0 | 0.014047 | 232.9564 | 0.0074319 | 0 | 0 | 0.014864 | 233.1447 | 0.0078404 | 0 | 0 | 0.015681 | 233.3331 | 0.0082488 | 0 | 0 | 0.016498 | 233.5842 | 0.0087935 | 0 | 0 | 0.017587 | 233.7725 | 0.0092019 | 0 | 0 | 0.018404 | 233.898 | 0.0094742 | 0 | 0 | 0.018948 | 234.0863 | 0.0098827 | 0 | 0 | 0.019765 | 234.2119 | 0.010155 | 0 | 0 | 0.02031 | 234.4002 | 0.010564 | 0 | 0 | 0.021127 | 234.5885 | 0.010972 | 0 | 0 | 0.021944 | 234.7141 | 0.011244 | 0 | 0 | 0.022489 | 234.9024 | 0.011653 | 0 | 0 | 0.023306 | 235.0907 | 0.012061 | 0 | 0 | 0.024123 | 235.1535 | 0.012197 | 0 | 0 | 0.024395 | 235.3418 | 0.012606 | 0 | 0 | 0.025212 | 235.5302 | 0.013014 | 0 | 0 | 0.026029 | 235.6557 | 0.013287 | 0 | 0 | 0.026573 | 235.844 | 0.013695 | 0 | 0 | 0.02739 | 235.9696 | 0.013967 | 0 | 0 | 0.027935 | 236.0951 | 0.01424 | 0 | 0 | 0.02848
2017-06-12 12:00 | 214.8519 | 0.64039 |  | 225.6084 | 0 | 0 | 0 | 0 | 231.9482 | 0.0052451 | 0 | 0 | 0.01049 | 237.1353 | 0.016496 | 0 | 0 | 0.032992 | 237.3275 | 0.016913 | 0 | 0 | 0.033825 | 237.4555 | 0.01719 | 0 | 0 | 0.034381 | 237.6476 | 0.017607 | 0 | 0 | 0.035214 | 237.8398 | 0.018024 | 0 | 0 | 0.036048 | 238.0319 | 0.018441 | 0 | 0 | 0.036881 | 238.288 | 0.018996 | 0 | 0 | 0.037992 | 238.4801 | 0.019413 | 0 | 0 | 0.038826 | 238.6082 | 0.019691 | 0 | 0 | 0.039381 | 238.8003 | 0.020107 | 0 | 0 | 0.040215 | 238.9284 | 0.020385 | 0 | 0 | 0.04077 | 239.1205 | 0.020802 | 0 | 0 | 0.041604 | 239.3127 | 0.021219 | 0 | 0 | 0.042437 | 239.4407 | 0.021496 | 0 | 0 | 0.042993 | 239.6328 | 0.021913 | 0 | 0 | 0.043826 | 239.825 | 0.02233 | 0 | 0 | 0.04466 | 239.889 | 0.022469 | 0 | 0 | 0.044937 | 240.0811 | 0.022885 | 0 | 0 | 0.045771 | 240.2732 | 0.023302 | 0 | 0 | 0.046604 | 240.4013 | 0.02358 | 0 | 0 | 0.04716 | 240.5934 | 0.023997 | 0 | 0 | 0.047993 | 240.7215 | 0.024274 | 0 | 0 | 0.048549 | 240.8496 | 0.024552 | 0 | 0 | 0.049104
2017-06-12 13:00 | 227.6015 | 0.67839 |  | 238.9963 | 0.020532 | 0 | 0 | 0.041065 | 245.7123 | 0.035099 | 0 | 0 | 0.070199 | 251.2073 | 0.047018 | 0 | 0 | 0.094036 | 251.4108 | 0.047459 | 0 | 0 | 0.094919 | 251.5465 | 0.047754 | 0 | 0 | 0.095507 | 251.75 | 0.048195 | 0 | 0 | 0.09639 | 251.9535 | 0.048637 | 0 | 0 | 0.097273 | 252.157 | 0.049078 | 0 | 0 | 0.098156 | 252.4284 | 0.049667 | 0 | 0 | 0.099333 | 252.6319 | 0.050108 | 0 | 0 | 0.10022 | 252.7676 | 0.050402 | 0 | 0 | 0.1008 | 252.9711 | 0.050844 | 0 | 0 | 0.10169 | 253.1067 | 0.051138 | 0 | 0 | 0.10228 | 253.3103 | 0.051579 | 0 | 0 | 0.10316 | 253.5138 | 0.052021 | 0 | 0 | 0.10404 | 253.6495 | 0.052315 | 0 | 0 | 0.10463 | 253.853 | 0.052757 | 0 | 0 | 0.10551 | 254.0565 | 0.053198 | 0 | 0 | 0.1064 | 254.1243 | 0.053345 | 0 | 0 | 0.10669 | 254.3278 | 0.053787 | 0 | 0 | 0.10757 | 254.5314 | 0.054228 | 0 | 0 | 0.10846 | 254.667 | 0.054522 | 0 | 0 | 0.10904 | 254.8706 | 0.054964 | 0 | 0 | 0.10993 | 255.0062 | 0.055258 | 0 | 0 | 0.11052 | 255.1419 | 0.055552 | 0 | 0 | 0.1111
2017-06-12 14:00 | 227.455 | 0.67795 |  | 238.8425 | 0.020199 | 0 | 0 | 0.040398 | 245.5542 | 0.034757 | 0 | 0 | 0.069513 | 251.0457 | 0.046667 | 0 | 0 | 0.093335 | 251.249 | 0.047109 | 0 | 0 | 0.094217 | 251.3846 | 0.047403 | 0 | 0 | 0.094805 | 251.588 | 0.047844 | 0 | 0 | 0.095688 | 251.7914 | 0.048285 | 0 | 0 | 0.09657 | 251.9948 | 0.048726 | 0 | 0 | 0.097452 | 252.266 | 0.049314 | 0 | 0 | 0.098629 | 252.4694 | 0.049755 | 0 | 0 | 0.099511 | 252.6049 | 0.05005 | 0 | 0 | 0.1001 | 252.8083 | 0.050491 | 0 | 0 | 0.10098 | 252.9439 | 0.050785 | 0 | 0 | 0.10157 | 253.1473 | 0.051226 | 0 | 0 | 0.10245 | 253.3507 | 0.051667 | 0 | 0 | 0.10333 | 253.4863 | 0.051961 | 0 | 0 | 0.10392 | 253.6897 | 0.052402 | 0 | 0 | 0.1048 | 253.8931 | 0.052843 | 0 | 0 | 0.10569 | 253.9609 | 0.052991 | 0 | 0 | 0.10598 | 254.1642 | 0.053432 | 0 | 0 | 0.10686 | 254.3676 | 0.053873 | 0 | 0 | 0.10775 | 254.5032 | 0.054167 | 0 | 0 | 0.10833 | 254.7066 | 0.054608 | 0 | 0 | 0.10922 | 254.8422 | 0.054902 | 0 | 0 | 0.1098 | 254.9778 | 0.055196 | 0 | 0 | 0.11039
2017-06-12 15:00 | 206.7171 | 0.61614 |  | 217.0663 | 0 | 0 | 0 | 0 | 223.1661 | 0 | 0 | 0 | 0 | 228.1569 | 0 | 0 | 0 | 0 | 228.3417 | 0 | 0 | 0 | 0 | 228.4649 | 0 | 0 | 0 | 0 | 228.6498 | 0 | 0 | 0 | 0 | 228.8346 | 0 | 0 | 0 | 0 | 229.0195 | 0 | 0 | 0 | 0 | 229.2659 | 0 | 0 | 0 | 0 | 229.4508 | 0 | 0 | 0 | 0 | 229.574 | 9.5417e-05 | 0 | 0 | 0.00019083 | 229.7588 | 0.00049634 | 0 | 0 | 0.00099268 | 229.8821 | 0.00076362 | 0 | 0 | 0.0015272 | 230.0669 | 0.0011645 | 0 | 0 | 0.0023291 | 230.2517 | 0.0015655 | 0 | 0 | 0.0031309 | 230.375 | 0.0018327 | 0 | 0 | 0.0036655 | 230.5598 | 0.0022337 | 0 | 0 | 0.0044673 | 230.7447 | 0.0026346 | 0 | 0 | 0.0052692 | 230.8063 | 0.0027682 | 0 | 0 | 0.0055365 | 230.9911 | 0.0031692 | 0 | 0 | 0.0063383 | 231.176 | 0.0035701 | 0 | 0 | 0.0071402 | 231.2992 | 0.0038374 | 0 | 0 | 0.0076747 | 231.484 | 0.0042383 | 0 | 0 | 0.0084766 | 231.6073 | 0.0045056 | 0 | 0 | 0.0090111 | 231.7305 | 0.0047728 | 0 | 0 | 0.0095457
2017-06-12 16:00 | 210.7464 | 0.62815 |  | 221.2974 | 0 | 0 | 0 | 0 | 227.516 | 0 | 0 | 0 | 0 | 232.6041 | 0.0066676 | 0 | 0 | 0.013335 | 232.7925 | 0.0070764 | 0 | 0 | 0.014153 | 232.9181 | 0.0073489 | 0 | 0 | 0.014698 | 233.1066 | 0.0077576 | 0 | 0 | 0.015515 | 233.295 | 0.0081664 | 0 | 0 | 0.016333 | 233.4835 | 0.0085751 | 0 | 0 | 0.01715 | 233.7347 | 0.0091201 | 0 | 0 | 0.01824 | 233.9232 | 0.0095288 | 0 | 0 | 0.019058 | 234.0488 | 0.0098013 | 0 | 0 | 0.019603 | 234.2373 | 0.01021 | 0 | 0 | 0.02042 | 234.3629 | 0.010483 | 0 | 0 | 0.020965 | 234.5513 | 0.010891 | 0 | 0 | 0.021783 | 234.7398 | 0.0113 | 0 | 0 | 0.0226 | 234.8654 | 0.011572 | 0 | 0 | 0.023145 | 235.0539 | 0.011981 | 0 | 0 | 0.023962 | 235.2423 | 0.01239 | 0 | 0 | 0.02478 | 235.3051 | 0.012526 | 0 | 0 | 0.025052 | 235.4936 | 0.012935 | 0 | 0 | 0.02587 | 235.682 | 0.013344 | 0 | 0 | 0.026687 | 235.8076 | 0.013616 | 0 | 0 | 0.027232 | 235.9961 | 0.014025 | 0 | 0 | 0.02805 | 236.1217 | 0.014297 | 0 | 0 | 0.028595 | 236.2473 | 0.01457 | 0 | 0 | 0.02914
2017-06-12 17:00 | 210.0636 | 0.62612 |  | 220.5803 | 0 | 0 | 0 | 0 | 226.7789 | 0 | 0 | 0 | 0 | 231.8504 | 0.0050329 | 0 | 0 | 0.010066 | 232.0382 | 0.0054404 | 0 | 0 | 0.010881 | 232.1635 | 0.005712 | 0 | 0 | 0.011424 | 232.3513 | 0.0061194 | 0 | 0 | 0.012239 | 232.5391 | 0.0065268 | 0 | 0 | 0.013054 | 232.727 | 0.0069342 | 0 | 0 | 0.013868 | 232.9774 | 0.0074774 | 0 | 0 | 0.014955 | 233.1652 | 0.0078848 | 0 | 0 | 0.01577 | 233.2905 | 0.0081564 | 0 | 0 | 0.016313 | 233.4783 | 0.0085639 | 0 | 0 | 0.017128 | 233.6035 | 0.0088355 | 0 | 0 | 0.017671 | 233.7914 | 0.0092429 | 0 | 0 | 0.018486 | 233.9792 | 0.0096503 | 0 | 0 | 0.019301 | 234.1044 | 0.0099219 | 0 | 0 | 0.019844 | 234.2922 | 0.010329 | 0 | 0 | 0.020659 | 234.4801 | 0.010737 | 0 | 0 | 0.021473 | 234.5427 | 0.010873 | 0 | 0 | 0.021745 | 234.7305 | 0.01128 | 0 | 0 | 0.02256 | 234.9184 | 0.011687 | 0 | 0 | 0.023375 | 235.0436 | 0.011959 | 0 | 0 | 0.023918 | 235.2314 | 0.012366 | 0 | 0 | 0.024733 | 235.3566 | 0.012638 | 0 | 0 | 0.025276 | 235.4819 | 0.01291 | 0 | 0 | 0.025819
2017-06-12 18:00 | 204.5929 | 0.60981 |  | 214.8358 | 0 | 0 | 0 | 0 | 220.8729 | 0 | 0 | 0 | 0 | 225.8123 | 0 | 0 | 0 | 0 | 225.9953 | 0 | 0 | 0 | 0 | 226.1172 | 0 | 0 | 0 | 0 | 226.3002 | 0 | 0 | 0 | 0 | 226.4831 | 0 | 0 | 0 | 0 | 226.6661 | 0 | 0 | 0 | 0 | 226.91 | 0 | 0 | 0 | 0 | 227.0929 | 0 | 0 | 0 | 0 | 227.2149 | 0 | 0 | 0 | 0 | 227.3978 | 0 | 0 | 0 | 0 | 227.5198 | 0 | 0 | 0 | 0 | 227.7027 | 0 | 0 | 0 | 0 | 227.8857 | 0 | 0 | 0 | 0 | 228.0076 | 0 | 0 | 0 | 0 | 228.1906 | 0 | 0 | 0 | 0 | 228.3735 | 0 | 0 | 0 | 0 | 228.4345 | 0 | 0 | 0 | 0 | 228.6174 | 0 | 0 | 0 | 0 | 228.8004 | 0 | 0 | 0 | 0 | 228.9223 | 0 | 0 | 0 | 0 | 229.1053 | 0 | 0 | 0 | 0 | 229.2273 | 0 | 0 | 0 | 0 | 229.3492 | 0 | 0 | 0 | 0
2017-06-12 19:00 | 211.6267 | 0.63077 |  | 222.2218 | 0 | 0 | 0 | 0 | 228.4664 | 0 | 0 | 0 | 0 | 233.5757 | 0.0087751 | 0 | 0 | 0.01755 | 233.7649 | 0.0091856 | 0 | 0 | 0.018371 | 233.8911 | 0.0094592 | 0 | 0 | 0.018918 | 234.0803 | 0.0098696 | 0 | 0 | 0.019739 | 234.2695 | 0.01028 | 0 | 0 | 0.02056 | 234.4588 | 0.010691 | 0 | 0 | 0.021381 | 234.7111 | 0.011238 | 0 | 0 | 0.022476 | 234.9003 | 0.011648 | 0 | 0 | 0.023296 | 235.0265 | 0.011922 | 0 | 0 | 0.023844 | 235.2157 | 0.012332 | 0 | 0 | 0.024665 | 235.3419 | 0.012606 | 0 | 0 | 0.025212 | 235.5311 | 0.013016 | 0 | 0 | 0.026033 | 235.7203 | 0.013427 | 0 | 0 | 0.026854 | 235.8465 | 0.0137 | 0 | 0 | 0.027401 | 236.0357 | 0.014111 | 0 | 0 | 0.028222 | 236.2249 | 0.014521 | 0 | 0 | 0.029043 | 236.288 | 0.014658 | 0 | 0 | 0.029316 | 236.4773 | 0.015069 | 0 | 0 | 0.030137 | 236.6665 | 0.015479 | 0 | 0 | 0.030958 | 236.7926 | 0.015753 | 0 | 0 | 0.031505 | 236.9819 | 0.016163 | 0 | 0 | 0.032326 | 237.108 | 0.016437 | 0 | 0 | 0.032873 | 237.2342 | 0.01671 | 0 | 0 | 0.033421
2017-06-12 20:00 | 218.6604 | 0.65174 |  | 229.6076 | 0.00016833 | 0 | 0 | 0.00033665 | 236.0598 | 0.014163 | 0 | 0 | 0.028326 | 241.3389 | 0.025614 | 0 | 0 | 0.051227 | 241.5344 | 0.026038 | 0 | 0 | 0.052075 | 241.6648 | 0.02632 | 0 | 0 | 0.052641 | 241.8603 | 0.026744 | 0 | 0 | 0.053489 | 242.0558 | 0.027168 | 0 | 0 | 0.054337 | 242.2513 | 0.027593 | 0 | 0 | 0.055185 | 242.512 | 0.028158 | 0 | 0 | 0.056316 | 242.7076 | 0.028582 | 0 | 0 | 0.057164 | 242.8379 | 0.028865 | 0 | 0 | 0.05773 | 243.0334 | 0.029289 | 0 | 0 | 0.058578 | 243.1638 | 0.029572 | 0 | 0 | 0.059143 | 243.3593 | 0.029996 | 0 | 0 | 0.059991 | 243.5548 | 0.03042 | 0 | 0 | 0.06084 | 243.6852 | 0.030703 | 0 | 0 | 0.061405 | 243.8807 | 0.031127 | 0 | 0 | 0.062253 | 244.0762 | 0.031551 | 0 | 0 | 0.063101 | 244.1414 | 0.031692 | 0 | 0 | 0.063384 | 244.3369 | 0.032116 | 0 | 0 | 0.064232 | 244.5324 | 0.03254 | 0 | 0 | 0.065081 | 244.6628 | 0.032823 | 0 | 0 | 0.065646 | 244.8583 | 0.033247 | 0 | 0 | 0.066494 | 244.9886 | 0.03353 | 0 | 0 | 0.06706 | 245.119 | 0.033813 | 0 | 0 | 0.067625
2017-06-12 21:00 | 229.3616 | 0.68363 |  | 240.8445 | 0.024541 | 0 | 0 | 0.049082 | 247.6125 | 0.039221 | 0 | 0 | 0.078442 | 253.1499 | 0.051232 | 0 | 0 | 0.10246 | 253.355 | 0.051676 | 0 | 0 | 0.10335 | 253.4917 | 0.051973 | 0 | 0 | 0.10395 | 253.6968 | 0.052418 | 0 | 0 | 0.10484 | 253.9019 | 0.052863 | 0 | 0 | 0.10573 | 254.107 | 0.053307 | 0 | 0 | 0.10661 | 254.3804 | 0.053901 | 0 | 0 | 0.1078 | 254.5855 | 0.054345 | 0 | 0 | 0.10869 | 254.7223 | 0.054642 | 0 | 0 | 0.10928 | 254.9274 | 0.055087 | 0 | 0 | 0.11017 | 255.0641 | 0.055383 | 0 | 0 | 0.11077 | 255.2692 | 0.055828 | 0 | 0 | 0.11166 | 255.4743 | 0.056273 | 0 | 0 | 0.11255 | 255.611 | 0.05657 | 0 | 0 | 0.11314 | 255.8161 | 0.057015 | 0 | 0 | 0.11403 | 256.0212 | 0.057459 | 0 | 0 | 0.11492 | 256.0895 | 0.057608 | 0 | 0 | 0.11522 | 256.2946 | 0.058052 | 0 | 0 | 0.1161 | 256.4997 | 0.058497 | 0 | 0 | 0.11699 | 256.6364 | 0.058794 | 0 | 0 | 0.11759 | 256.8415 | 0.059239 | 0 | 0 | 0.11848 | 256.9783 | 0.059535 | 0 | 0 | 0.11907 | 257.115 | 0.059832 | 0 | 0 | 0.11966
2017-06-12 22:00 | 230.3858 | 0.68669 |  | 241.9201 | 0.026874 | 0 | 0 | 0.053748 | 248.7183 | 0.041619 | 0 | 0 | 0.083239 | 254.2804 | 0.053684 | 0 | 0 | 0.10737 | 254.4864 | 0.054131 | 0 | 0 | 0.10826 | 254.6238 | 0.054428 | 0 | 0 | 0.10886 | 254.8298 | 0.054875 | 0 | 0 | 0.10975 | 255.0358 | 0.055322 | 0 | 0 | 0.11064 | 255.2418 | 0.055769 | 0 | 0 | 0.11154 | 255.5165 | 0.056365 | 0 | 0 | 0.11273 | 255.7225 | 0.056811 | 0 | 0 | 0.11362 | 255.8598 | 0.057109 | 0 | 0 | 0.11422 | 256.0658 | 0.057556 | 0 | 0 | 0.11511 | 256.2032 | 0.057854 | 0 | 0 | 0.11571 | 256.4092 | 0.058301 | 0 | 0 | 0.1166 | 256.6152 | 0.058748 | 0 | 0 | 0.1175 | 256.7525 | 0.059046 | 0 | 0 | 0.11809 | 256.9585 | 0.059492 | 0 | 0 | 0.11898 | 257.1645 | 0.059939 | 0 | 0 | 0.11988 | 257.2332 | 0.060088 | 0 | 0 | 0.12018 | 257.4392 | 0.060535 | 0 | 0 | 0.12107 | 257.6452 | 0.060982 | 0 | 0 | 0.12196 | 257.7825 | 0.06128 | 0 | 0 | 0.12256 | 257.9885 | 0.061727 | 0 | 0 | 0.12345 | 258.1259 | 0.062024 | 0 | 0 | 0.12405 | 258.2632 | 0.062322 | 0 | 0 | 0.12464
2017-06-12 23:00 | 229.8 | 0.68494 |  | 241.3049 | 0.02554 | 0 | 0 | 0.051079 | 248.0858 | 0.040247 | 0 | 0 | 0.080495 | 253.6338 | 0.052281 | 0 | 0 | 0.10456 | 253.8393 | 0.052727 | 0 | 0 | 0.10545 | 253.9763 | 0.053024 | 0 | 0 | 0.10605 | 254.1818 | 0.05347 | 0 | 0 | 0.10694 | 254.3872 | 0.053915 | 0 | 0 | 0.10783 | 254.5927 | 0.054361 | 0 | 0 | 0.10872 | 254.8667 | 0.054955 | 0 | 0 | 0.10991 | 255.0722 | 0.055401 | 0 | 0 | 0.1108 | 255.2092 | 0.055698 | 0 | 0 | 0.1114 | 255.4147 | 0.056144 | 0 | 0 | 0.11229 | 255.5516 | 0.056441 | 0 | 0 | 0.11288 | 255.7571 | 0.056887 | 0 | 0 | 0.11377 | 255.9626 | 0.057332 | 0 | 0 | 0.11466 | 256.0996 | 0.057629 | 0 | 0 | 0.11526 | 256.3051 | 0.058075 | 0 | 0 | 0.11615 | 256.5106 | 0.058521 | 0 | 0 | 0.11704 | 256.5791 | 0.058669 | 0 | 0 | 0.11734 | 256.7845 | 0.059115 | 0 | 0 | 0.11823 | 256.99 | 0.059561 | 0 | 0 | 0.11912 | 257.127 | 0.059858 | 0 | 0 | 0.11972 | 257.3325 | 0.060304 | 0 | 0 | 0.12061 | 257.4695 | 0.060601 | 0 | 0 | 0.1212 | 257.6065 | 0.060898 | 0 | 0 | 0.1218
2017-06-13 | 221.4167 | 0.65995 |  | 232.5019 | 0.0064461 | 0 | 0 | 0.012892 | 239.0354 | 0.020617 | 0 | 0 | 0.041235 | 244.3811 | 0.032212 | 0 | 0 | 0.064424 | 244.5791 | 0.032641 | 0 | 0 | 0.065283 | 244.7111 | 0.032928 | 0 | 0 | 0.065855 | 244.909 | 0.033357 | 0 | 0 | 0.066714 | 245.107 | 0.033787 | 0 | 0 | 0.067573 | 245.305 | 0.034216 | 0 | 0 | 0.068432 | 245.569 | 0.034789 | 0 | 0 | 0.069577 | 245.767 | 0.035218 | 0 | 0 | 0.070436 | 245.899 | 0.035504 | 0 | 0 | 0.071009 | 246.097 | 0.035934 | 0 | 0 | 0.071867 | 246.229 | 0.03622 | 0 | 0 | 0.07244 | 246.4269 | 0.036649 | 0 | 0 | 0.073299 | 246.6249 | 0.037079 | 0 | 0 | 0.074158 | 246.7569 | 0.037365 | 0 | 0 | 0.07473 | 246.9549 | 0.037795 | 0 | 0 | 0.075589 | 247.1529 | 0.038224 | 0 | 0 | 0.076448 | 247.2189 | 0.038367 | 0 | 0 | 0.076734 | 247.4169 | 0.038797 | 0 | 0 | 0.077593 | 247.6149 | 0.039226 | 0 | 0 | 0.078452 | 247.7468 | 0.039512 | 0 | 0 | 0.079025 | 247.9448 | 0.039942 | 0 | 0 | 0.079884 | 248.0768 | 0.040228 | 0 | 0 | 0.080456 | 248.2088 | 0.040514 | 0 | 0 | 0.081029
2017-06-13 01:00 | 171.1033 | 0.50999 |  | 179.6695 | 0 | 0 | 0 | 0 | 184.7184 | 0 | 0 | 0 | 0 | 188.8493 | 0 | 0 | 0 | 0 | 189.0023 | 0 | 0 | 0 | 0 | 189.1043 | 0 | 0 | 0 | 0 | 189.2573 | 0 | 0 | 0 | 0 | 189.4103 | 0 | 0 | 0 | 0 | 189.5633 | 0 | 0 | 0 | 0 | 189.7673 | 0 | 0 | 0 | 0 | 189.9203 | 0 | 0 | 0 | 0 | 190.0223 | 0 | 0 | 0 | 0 | 190.1753 | 0 | 0 | 0 | 0 | 190.2773 | 0 | 0 | 0 | 0 | 190.4303 | 0 | 0 | 0 | 0 | 190.5833 | 0 | 0 | 0 | 0 | 190.6853 | 0 | 0 | 0 | 0 | 190.8383 | 0 | 0 | 0 | 0 | 190.9913 | 0 | 0 | 0 | 0 | 191.0423 | 0 | 0 | 0 | 0 | 191.1953 | 0 | 0 | 0 | 0 | 191.3483 | 0 | 0 | 0 | 0 | 191.4503 | 0 | 0 | 0 | 0 | 191.6033 | 0 | 0 | 0 | 0 | 191.7053 | 0 | 0 | 0 | 0 | 191.8073 | 0 | 0 | 0 | 0
2017-06-13 02:00 | 169.9307 | 0.5065 |  | 178.4382 | 0 | 0 | 0 | 0 | 183.4525 | 0 | 0 | 0 | 0 | 187.5551 | 0 | 0 | 0 | 0 | 187.7071 | 0 | 0 | 0 | 0 | 187.8084 | 0 | 0 | 0 | 0 | 187.9603 | 0 | 0 | 0 | 0 | 188.1123 | 0 | 0 | 0 | 0 | 188.2642 | 0 | 0 | 0 | 0 | 188.4668 | 0 | 0 | 0 | 0 | 188.6188 | 0 | 0 | 0 | 0 | 188.7201 | 0 | 0 | 0 | 0 | 188.872 | 0 | 0 | 0 | 0 | 188.9733 | 0 | 0 | 0 | 0 | 189.1253 | 0 | 0 | 0 | 0 | 189.2772 | 0 | 0 | 0 | 0 | 189.3785 | 0 | 0 | 0 | 0 | 189.5304 | 0 | 0 | 0 | 0 | 189.6824 | 0 | 0 | 0 | 0 | 189.733 | 0 | 0 | 0 | 0 | 189.885 | 0 | 0 | 0 | 0 | 190.0369 | 0 | 0 | 0 | 0 | 190.1382 | 0 | 0 | 0 | 0 | 190.2902 | 0 | 0 | 0 | 0 | 190.3915 | 0 | 0 | 0 | 0 | 190.4928 | 0 | 0 | 0 | 0
2017-06-13 03:00 | 171.9116 | 0.5124 |  | 180.5183 | 0 | 0 | 0 | 0 | 185.591 | 0 | 0 | 0 | 0 | 189.7414 | 0 | 0 | 0 | 0 | 189.8952 | 0 | 0 | 0 | 0 | 189.9976 | 0 | 0 | 0 | 0 | 190.1514 | 0 | 0 | 0 | 0 | 190.3051 | 0 | 0 | 0 | 0 | 190.4588 | 0 | 0 | 0 | 0 | 190.6638 | 0 | 0 | 0 | 0 | 190.8175 | 0 | 0 | 0 | 0 | 190.92 | 0 | 0 | 0 | 0 | 191.0737 | 0 | 0 | 0 | 0 | 191.1762 | 0 | 0 | 0 | 0 | 191.3299 | 0 | 0 | 0 | 0 | 191.4836 | 0 | 0 | 0 | 0 | 191.5861 | 0 | 0 | 0 | 0 | 191.7398 | 0 | 0 | 0 | 0 | 191.8935 | 0 | 0 | 0 | 0 | 191.9448 | 0 | 0 | 0 | 0 | 192.0985 | 0 | 0 | 0 | 0 | 192.2522 | 0 | 0 | 0 | 0 | 192.3547 | 0 | 0 | 0 | 0 | 192.5084 | 0 | 0 | 0 | 0 | 192.6109 | 0 | 0 | 0 | 0 | 192.7134 | 0 | 0 | 0 | 0
2017-06-13 04:00 | 169.0535 | 0.50388 |  | 177.5171 | 0 | 0 | 0 | 0 | 182.5055 | 0 | 0 | 0 | 0 | 186.5869 | 0 | 0 | 0 | 0 | 186.7381 | 0 | 0 | 0 | 0 | 186.8389 | 0 | 0 | 0 | 0 | 186.99 | 0 | 0 | 0 | 0 | 187.1412 | 0 | 0 | 0 | 0 | 187.2924 | 0 | 0 | 0 | 0 | 187.4939 | 0 | 0 | 0 | 0 | 187.6451 | 0 | 0 | 0 | 0 | 187.7459 | 0 | 0 | 0 | 0 | 187.897 | 0 | 0 | 0 | 0 | 187.9978 | 0 | 0 | 0 | 0 | 188.149 | 0 | 0 | 0 | 0 | 188.3001 | 0 | 0 | 0 | 0 | 188.4009 | 0 | 0 | 0 | 0 | 188.5521 | 0 | 0 | 0 | 0 | 188.7032 | 0 | 0 | 0 | 0 | 188.7536 | 0 | 0 | 0 | 0 | 188.9048 | 0 | 0 | 0 | 0 | 189.0559 | 0 | 0 | 0 | 0 | 189.1567 | 0 | 0 | 0 | 0 | 189.3079 | 0 | 0 | 0 | 0 | 189.4087 | 0 | 0 | 0 | 0 | 189.5094 | 0 | 0 | 0 | 0
2017-06-13 05:00 | 166.049 | 0.49493 |  | 174.3622 | 0 | 0 | 0 | 0 | 179.2619 | 0 | 0 | 0 | 0 | 183.2708 | 0 | 0 | 0 | 0 | 183.4193 | 0 | 0 | 0 | 0 | 183.5183 | 0 | 0 | 0 | 0 | 183.6668 | 0 | 0 | 0 | 0 | 183.8153 | 0 | 0 | 0 | 0 | 183.9637 | 0 | 0 | 0 | 0 | 184.1617 | 0 | 0 | 0 | 0 | 184.3102 | 0 | 0 | 0 | 0 | 184.4092 | 0 | 0 | 0 | 0 | 184.5576 | 0 | 0 | 0 | 0 | 184.6566 | 0 | 0 | 0 | 0 | 184.8051 | 0 | 0 | 0 | 0 | 184.9536 | 0 | 0 | 0 | 0 | 185.0526 | 0 | 0 | 0 | 0 | 185.201 | 0 | 0 | 0 | 0 | 185.3495 | 0 | 0 | 0 | 0 | 185.399 | 0 | 0 | 0 | 0 | 185.5475 | 0 | 0 | 0 | 0 | 185.696 | 0 | 0 | 0 | 0 | 185.795 | 0 | 0 | 0 | 0 | 185.9434 | 0 | 0 | 0 | 0 | 186.0424 | 0 | 0 | 0 | 0 | 186.1414 | 0 | 0 | 0 | 0
2017-06-13 06:00 | 156.0087 | 0.465 |  | 163.8193 | 0 | 0 | 0 | 0 | 168.4228 | 0 | 0 | 0 | 0 | 172.1893 | 0 | 0 | 0 | 0 | 172.3288 | 0 | 0 | 0 | 0 | 172.4218 | 0 | 0 | 0 | 0 | 172.5613 | 0 | 0 | 0 | 0 | 172.7008 | 0 | 0 | 0 | 0 | 172.8403 | 0 | 0 | 0 | 0 | 173.0263 | 0 | 0 | 0 | 0 | 173.1658 | 0 | 0 | 0 | 0 | 173.2588 | 0 | 0 | 0 | 0 | 173.3983 | 0 | 0 | 0 | 0 | 173.4913 | 0 | 0 | 0 | 0 | 173.6308 | 0 | 0 | 0 | 0 | 173.7703 | 0 | 0 | 0 | 0 | 173.8633 | 0 | 0 | 0 | 0 | 174.0028 | 0 | 0 | 0 | 0 | 174.1423 | 0 | 0 | 0 | 0 | 174.1888 | 0 | 0 | 0 | 0 | 174.3283 | 0 | 0 | 0 | 0 | 174.4678 | 0 | 0 | 0 | 0 | 174.5608 | 0 | 0 | 0 | 0 | 174.7003 | 0 | 0 | 0 | 0 | 174.7933 | 0 | 0 | 0 | 0 | 174.8863 | 0 | 0 | 0 | 0
2017-06-13 07:00 | 162.7008 | 0.48495 |  | 170.8464 | 0 | 0 | 0 | 0 | 175.6473 | 0 | 0 | 0 | 0 | 179.5754 | 0 | 0 | 0 | 0 | 179.7209 | 0 | 0 | 0 | 0 | 179.8179 | 0 | 0 | 0 | 0 | 179.9633 | 0 | 0 | 0 | 0 | 180.1088 | 0 | 0 | 0 | 0 | 180.2543 | 0 | 0 | 0 | 0 | 180.4483 | 0 | 0 | 0 | 0 | 180.5938 | 0 | 0 | 0 | 0 | 180.6908 | 0 | 0 | 0 | 0 | 180.8362 | 0 | 0 | 0 | 0 | 180.9332 | 0 | 0 | 0 | 0 | 181.0787 | 0 | 0 | 0 | 0 | 181.2242 | 0 | 0 | 0 | 0 | 181.3212 | 0 | 0 | 0 | 0 | 181.4667 | 0 | 0 | 0 | 0 | 181.6122 | 0 | 0 | 0 | 0 | 181.6607 | 0 | 0 | 0 | 0 | 181.8061 | 0 | 0 | 0 | 0 | 181.9516 | 0 | 0 | 0 | 0 | 182.0486 | 0 | 0 | 0 | 0 | 182.1941 | 0 | 0 | 0 | 0 | 182.2911 | 0 | 0 | 0 | 0 | 182.3881 | 0 | 0 | 0 | 0
2017-06-13 08:00 | 155.3227 | 0.46295 |  | 163.0989 | 0 | 0 | 0 | 0 | 167.6822 | 0 | 0 | 0 | 0 | 171.4321 | 0 | 0 | 0 | 0 | 171.571 | 0 | 0 | 0 | 0 | 171.6636 | 0 | 0 | 0 | 0 | 171.8024 | 0 | 0 | 0 | 0 | 171.9413 | 0 | 0 | 0 | 0 | 172.0802 | 0 | 0 | 0 | 0 | 172.2654 | 0 | 0 | 0 | 0 | 172.4043 | 0 | 0 | 0 | 0 | 172.4969 | 0 | 0 | 0 | 0 | 172.6358 | 0 | 0 | 0 | 0 | 172.7284 | 0 | 0 | 0 | 0 | 172.8672 | 0 | 0 | 0 | 0 | 173.0061 | 0 | 0 | 0 | 0 | 173.0987 | 0 | 0 | 0 | 0 | 173.2376 | 0 | 0 | 0 | 0 | 173.3765 | 0 | 0 | 0 | 0 | 173.4228 | 0 | 0 | 0 | 0 | 173.5617 | 0 | 0 | 0 | 0 | 173.7006 | 0 | 0 | 0 | 0 | 173.7932 | 0 | 0 | 0 | 0 | 173.932 | 0 | 0 | 0 | 0 | 174.0246 | 0 | 0 | 0 | 0 | 174.1172 | 0 | 0 | 0 | 0
2017-06-13 09:00 | 156.2676 | 0.46577 |  | 164.0911 | 0 | 0 | 0 | 0 | 168.7023 | 0 | 0 | 0 | 0 | 172.475 | 0 | 0 | 0 | 0 | 172.6147 | 0 | 0 | 0 | 0 | 172.7079 | 0 | 0 | 0 | 0 | 172.8476 | 0 | 0 | 0 | 0 | 172.9874 | 0 | 0 | 0 | 0 | 173.1271 | 0 | 0 | 0 | 0 | 173.3134 | 0 | 0 | 0 | 0 | 173.4531 | 0 | 0 | 0 | 0 | 173.5463 | 0 | 0 | 0 | 0 | 173.686 | 0 | 0 | 0 | 0 | 173.7792 | 0 | 0 | 0 | 0 | 173.9189 | 0 | 0 | 0 | 0 | 174.0586 | 0 | 0 | 0 | 0 | 174.1518 | 0 | 0 | 0 | 0 | 174.2915 | 0 | 0 | 0 | 0 | 174.4313 | 0 | 0 | 0 | 0 | 174.4778 | 0 | 0 | 0 | 0 | 174.6176 | 0 | 0 | 0 | 0 | 174.7573 | 0 | 0 | 0 | 0 | 174.8505 | 0 | 0 | 0 | 0 | 174.9902 | 0 | 0 | 0 | 0 | 175.0833 | 0 | 0 | 0 | 0 | 175.1765 | 0 | 0 | 0 | 0
2017-06-13 10:00 | 151.8571 | 0.45263 |  | 159.4598 | 0 | 0 | 0 | 0 | 163.9408 | 0 | 0 | 0 | 0 | 167.6071 | 0 | 0 | 0 | 0 | 167.7429 | 0 | 0 | 0 | 0 | 167.8334 | 0 | 0 | 0 | 0 | 167.9692 | 0 | 0 | 0 | 0 | 168.105 | 0 | 0 | 0 | 0 | 168.2408 | 0 | 0 | 0 | 0 | 168.4218 | 0 | 0 | 0 | 0 | 168.5576 | 0 | 0 | 0 | 0 | 168.6481 | 0 | 0 | 0 | 0 | 168.7839 | 0 | 0 | 0 | 0 | 168.8744 | 0 | 0 | 0 | 0 | 169.0102 | 0 | 0 | 0 | 0 | 169.146 | 0 | 0 | 0 | 0 | 169.2365 | 0 | 0 | 0 | 0 | 169.3723 | 0 | 0 | 0 | 0 | 169.5081 | 0 | 0 | 0 | 0 | 169.5534 | 0 | 0 | 0 | 0 | 169.6892 | 0 | 0 | 0 | 0 | 169.8249 | 0 | 0 | 0 | 0 | 169.9155 | 0 | 0 | 0 | 0 | 170.0513 | 0 | 0 | 0 | 0 | 170.1418 | 0 | 0 | 0 | 0 | 170.2323 | 0 | 0 | 0 | 0
2017-06-13 11:00 | 156.5961 | 0.46675 |  | 164.436 | 0 | 0 | 0 | 0 | 169.0569 | 0 | 0 | 0 | 0 | 172.8375 | 0 | 0 | 0 | 0 | 172.9776 | 0 | 0 | 0 | 0 | 173.0709 | 0 | 0 | 0 | 0 | 173.2109 | 0 | 0 | 0 | 0 | 173.351 | 0 | 0 | 0 | 0 | 173.491 | 0 | 0 | 0 | 0 | 173.6777 | 0 | 0 | 0 | 0 | 173.8177 | 0 | 0 | 0 | 0 | 173.9111 | 0 | 0 | 0 | 0 | 174.0511 | 0 | 0 | 0 | 0 | 174.1444 | 0 | 0 | 0 | 0 | 174.2845 | 0 | 0 | 0 | 0 | 174.4245 | 0 | 0 | 0 | 0 | 174.5178 | 0 | 0 | 0 | 0 | 174.6579 | 0 | 0 | 0 | 0 | 174.7979 | 0 | 0 | 0 | 0 | 174.8446 | 0 | 0 | 0 | 0 | 174.9846 | 0 | 0 | 0 | 0 | 175.1246 | 0 | 0 | 0 | 0 | 175.218 | 0 | 0 | 0 | 0 | 175.358 | 0 | 0 | 0 | 0 | 175.4513 | 0 | 0 | 0 | 0 | 175.5447 | 0 | 0 | 0 | 0
2017-06-13 12:00 | 157.3336 | 0.46895 |  | 165.2104 | 0 | 0 | 0 | 0 | 169.853 | 0 | 0 | 0 | 0 | 173.6515 | 0 | 0 | 0 | 0 | 173.7922 | 0 | 0 | 0 | 0 | 173.886 | 0 | 0 | 0 | 0 | 174.0267 | 0 | 0 | 0 | 0 | 174.1674 | 0 | 0 | 0 | 0 | 174.308 | 0 | 0 | 0 | 0 | 174.4956 | 0 | 0 | 0 | 0 | 174.6363 | 0 | 0 | 0 | 0 | 174.7301 | 0 | 0 | 0 | 0 | 174.8708 | 0 | 0 | 0 | 0 | 174.9646 | 0 | 0 | 0 | 0 | 175.1053 | 0 | 0 | 0 | 0 | 175.2459 | 0 | 0 | 0 | 0 | 175.3397 | 0 | 0 | 0 | 0 | 175.4804 | 0 | 0 | 0 | 0 | 175.6211 | 0 | 0 | 0 | 0 | 175.668 | 0 | 0 | 0 | 0 | 175.8087 | 0 | 0 | 0 | 0 | 175.9494 | 0 | 0 | 0 | 0 | 176.0431 | 0 | 0 | 0 | 0 | 176.1838 | 0 | 0 | 0 | 0 | 176.2776 | 0 | 0 | 0 | 0 | 176.3714 | 0 | 0 | 0 | 0
2017-06-13 13:00 | 156.2163 | 0.46562 |  | 164.0373 | 0 | 0 | 0 | 0 | 168.6469 | 0 | 0 | 0 | 0 | 172.4184 | 0 | 0 | 0 | 0 | 172.5581 | 0 | 0 | 0 | 0 | 172.6512 | 0 | 0 | 0 | 0 | 172.7909 | 0 | 0 | 0 | 0 | 172.9306 | 0 | 0 | 0 | 0 | 173.0703 | 0 | 0 | 0 | 0 | 173.2565 | 0 | 0 | 0 | 0 | 173.3962 | 0 | 0 | 0 | 0 | 173.4893 | 0 | 0 | 0 | 0 | 173.629 | 0 | 0 | 0 | 0 | 173.7221 | 0 | 0 | 0 | 0 | 173.8618 | 0 | 0 | 0 | 0 | 174.0015 | 0 | 0 | 0 | 0 | 174.0946 | 0 | 0 | 0 | 0 | 174.2343 | 0 | 0 | 0 | 0 | 174.374 | 0 | 0 | 0 | 0 | 174.4206 | 0 | 0 | 0 | 0 | 174.5602 | 0 | 0 | 0 | 0 | 174.6999 | 0 | 0 | 0 | 0 | 174.793 | 0 | 0 | 0 | 0 | 174.9327 | 0 | 0 | 0 | 0 | 175.0259 | 0 | 0 | 0 | 0 | 175.119 | 0 | 0 | 0 | 0
2017-06-13 14:00 | 155.1542 | 0.46245 |  | 162.922 | 0 | 0 | 0 | 0 | 167.5003 | 0 | 0 | 0 | 0 | 171.2461 | 0 | 0 | 0 | 0 | 171.3849 | 0 | 0 | 0 | 0 | 171.4774 | 0 | 0 | 0 | 0 | 171.6161 | 0 | 0 | 0 | 0 | 171.7548 | 0 | 0 | 0 | 0 | 171.8936 | 0 | 0 | 0 | 0 | 172.0785 | 0 | 0 | 0 | 0 | 172.2173 | 0 | 0 | 0 | 0 | 172.3098 | 0 | 0 | 0 | 0 | 172.4485 | 0 | 0 | 0 | 0 | 172.541 | 0 | 0 | 0 | 0 | 172.6797 | 0 | 0 | 0 | 0 | 172.8185 | 0 | 0 | 0 | 0 | 172.911 | 0 | 0 | 0 | 0 | 173.0497 | 0 | 0 | 0 | 0 | 173.1884 | 0 | 0 | 0 | 0 | 173.2347 | 0 | 0 | 0 | 0 | 173.3734 | 0 | 0 | 0 | 0 | 173.5121 | 0 | 0 | 0 | 0 | 173.6046 | 0 | 0 | 0 | 0 | 173.7434 | 0 | 0 | 0 | 0 | 173.8359 | 0 | 0 | 0 | 0 | 173.9284 | 0 | 0 | 0 | 0
2017-06-13 15:00 | 154.5803 | 0.46074 |  | 162.3193 | 0 | 0 | 0 | 0 | 166.8807 | 0 | 0 | 0 | 0 | 170.6127 | 0 | 0 | 0 | 0 | 170.7509 | 0 | 0 | 0 | 0 | 170.843 | 0 | 0 | 0 | 0 | 170.9813 | 0 | 0 | 0 | 0 | 171.1195 | 0 | 0 | 0 | 0 | 171.2577 | 0 | 0 | 0 | 0 | 171.442 | 0 | 0 | 0 | 0 | 171.5802 | 0 | 0 | 0 | 0 | 171.6724 | 0 | 0 | 0 | 0 | 171.8106 | 0 | 0 | 0 | 0 | 171.9028 | 0 | 0 | 0 | 0 | 172.041 | 0 | 0 | 0 | 0 | 172.1792 | 0 | 0 | 0 | 0 | 172.2713 | 0 | 0 | 0 | 0 | 172.4096 | 0 | 0 | 0 | 0 | 172.5478 | 0 | 0 | 0 | 0 | 172.5939 | 0 | 0 | 0 | 0 | 172.7321 | 0 | 0 | 0 | 0 | 172.8703 | 0 | 0 | 0 | 0 | 172.9625 | 0 | 0 | 0 | 0 | 173.1007 | 0 | 0 | 0 | 0 | 173.1928 | 0 | 0 | 0 | 0 | 173.285 | 0 | 0 | 0 | 0
2017-06-13 16:00 | 152.7837 | 0.45539 |  | 160.4328 | 0 | 0 | 0 | 0 | 164.9411 | 0 | 0 | 0 | 0 | 168.6297 | 0 | 0 | 0 | 0 | 168.7664 | 0 | 0 | 0 | 0 | 168.8574 | 0 | 0 | 0 | 0 | 168.9941 | 0 | 0 | 0 | 0 | 169.1307 | 0 | 0 | 0 | 0 | 169.2673 | 0 | 0 | 0 | 0 | 169.4494 | 0 | 0 | 0 | 0 | 169.5861 | 0 | 0 | 0 | 0 | 169.6771 | 0 | 0 | 0 | 0 | 169.8138 | 0 | 0 | 0 | 0 | 169.9048 | 0 | 0 | 0 | 0 | 170.0414 | 0 | 0 | 0 | 0 | 170.1781 | 0 | 0 | 0 | 0 | 170.2691 | 0 | 0 | 0 | 0 | 170.4058 | 0 | 0 | 0 | 0 | 170.5424 | 0 | 0 | 0 | 0 | 170.5879 | 0 | 0 | 0 | 0 | 170.7245 | 0 | 0 | 0 | 0 | 170.8611 | 0 | 0 | 0 | 0 | 170.9522 | 0 | 0 | 0 | 0 | 171.0888 | 0 | 0 | 0 | 0 | 171.1799 | 0 | 0 | 0 | 0 | 171.271 | 0 | 0 | 0 | 0
2017-06-13 17:00 | 155.6172 | 0.46383 |  | 163.4082 | 0 | 0 | 0 | 0 | 168.0001 | 0 | 0 | 0 | 0 | 171.7571 | 0 | 0 | 0 | 0 | 171.8963 | 0 | 0 | 0 | 0 | 171.9891 | 0 | 0 | 0 | 0 | 172.1282 | 0 | 0 | 0 | 0 | 172.2674 | 0 | 0 | 0 | 0 | 172.4065 | 0 | 0 | 0 | 0 | 172.592 | 0 | 0 | 0 | 0 | 172.7312 | 0 | 0 | 0 | 0 | 172.824 | 0 | 0 | 0 | 0 | 172.9631 | 0 | 0 | 0 | 0 | 173.0559 | 0 | 0 | 0 | 0 | 173.195 | 0 | 0 | 0 | 0 | 173.3342 | 0 | 0 | 0 | 0 | 173.4269 | 0 | 0 | 0 | 0 | 173.5661 | 0 | 0 | 0 | 0 | 173.7052 | 0 | 0 | 0 | 0 | 173.7516 | 0 | 0 | 0 | 0 | 173.8908 | 0 | 0 | 0 | 0 | 174.0299 | 0 | 0 | 0 | 0 | 174.1227 | 0 | 0 | 0 | 0 | 174.2618 | 0 | 0 | 0 | 0 | 174.3546 | 0 | 0 | 0 | 0 | 174.4474 | 0 | 0 | 0 | 0
2017-06-13 18:00 | 154.873 | 0.46161 |  | 162.6267 | 0 | 0 | 0 | 0 | 167.1966 | 0 | 0 | 0 | 0 | 170.9357 | 0 | 0 | 0 | 0 | 171.0742 | 0 | 0 | 0 | 0 | 171.1665 | 0 | 0 | 0 | 0 | 171.305 | 0 | 0 | 0 | 0 | 171.4435 | 0 | 0 | 0 | 0 | 171.582 | 0 | 0 | 0 | 0 | 171.7666 | 0 | 0 | 0 | 0 | 171.9051 | 0 | 0 | 0 | 0 | 171.9974 | 0 | 0 | 0 | 0 | 172.1359 | 0 | 0 | 0 | 0 | 172.2282 | 0 | 0 | 0 | 0 | 172.3667 | 0 | 0 | 0 | 0 | 172.5052 | 0 | 0 | 0 | 0 | 172.5975 | 0 | 0 | 0 | 0 | 172.736 | 0 | 0 | 0 | 0 | 172.8745 | 0 | 0 | 0 | 0 | 172.9206 | 0 | 0 | 0 | 0 | 173.0591 | 0 | 0 | 0 | 0 | 173.1976 | 0 | 0 | 0 | 0 | 173.2899 | 0 | 0 | 0 | 0 | 173.4284 | 0 | 0 | 0 | 0 | 173.5207 | 0 | 0 | 0 | 0 | 173.6131 | 0 | 0 | 0 | 0
2017-06-13 19:00 | 161.1126 | 0.48021 |  | 169.1787 | 0 | 0 | 0 | 0 | 173.9328 | 0 | 0 | 0 | 0 | 177.8225 | 0 | 0 | 0 | 0 | 177.9666 | 0 | 0 | 0 | 0 | 178.0626 | 0 | 0 | 0 | 0 | 178.2067 | 0 | 0 | 0 | 0 | 178.3508 | 0 | 0 | 0 | 0 | 178.4948 | 0 | 0 | 0 | 0 | 178.6869 | 0 | 0 | 0 | 0 | 178.831 | 0 | 0 | 0 | 0 | 178.927 | 0 | 0 | 0 | 0 | 179.0711 | 0 | 0 | 0 | 0 | 179.1671 | 0 | 0 | 0 | 0 | 179.3112 | 0 | 0 | 0 | 0 | 179.4552 | 0 | 0 | 0 | 0 | 179.5513 | 0 | 0 | 0 | 0 | 179.6953 | 0 | 0 | 0 | 0 | 179.8394 | 0 | 0 | 0 | 0 | 179.8874 | 0 | 0 | 0 | 0 | 180.0315 | 0 | 0 | 0 | 0 | 180.1756 | 0 | 0 | 0 | 0 | 180.2716 | 0 | 0 | 0 | 0 | 180.4157 | 0 | 0 | 0 | 0 | 180.5117 | 0 | 0 | 0 | 0 | 180.6078 | 0 | 0 | 0 | 0
2017-06-13 20:00 | 154.4111 | 0.46024 |  | 162.1417 | 0 | 0 | 0 | 0 | 166.698 | 0 | 0 | 0 | 0 | 170.4259 | 0 | 0 | 0 | 0 | 170.564 | 0 | 0 | 0 | 0 | 170.6561 | 0 | 0 | 0 | 0 | 170.7941 | 0 | 0 | 0 | 0 | 170.9322 | 0 | 0 | 0 | 0 | 171.0703 | 0 | 0 | 0 | 0 | 171.2544 | 0 | 0 | 0 | 0 | 171.3924 | 0 | 0 | 0 | 0 | 171.4845 | 0 | 0 | 0 | 0 | 171.6226 | 0 | 0 | 0 | 0 | 171.7146 | 0 | 0 | 0 | 0 | 171.8527 | 0 | 0 | 0 | 0 | 171.9908 | 0 | 0 | 0 | 0 | 172.0828 | 0 | 0 | 0 | 0 | 172.2209 | 0 | 0 | 0 | 0 | 172.3589 | 0 | 0 | 0 | 0 | 172.405 | 0 | 0 | 0 | 0 | 172.543 | 0 | 0 | 0 | 0 | 172.6811 | 0 | 0 | 0 | 0 | 172.7732 | 0 | 0 | 0 | 0 | 172.9112 | 0 | 0 | 0 | 0 | 173.0033 | 0 | 0 | 0 | 0 | 173.0953 | 0 | 0 | 0 | 0
2017-06-13 21:00 | 160.5643 | 0.47858 |  | 168.6029 | 0 | 0 | 0 | 0 | 173.3409 | 0 | 0 | 0 | 0 | 177.2173 | 0 | 0 | 0 | 0 | 177.3609 | 0 | 0 | 0 | 0 | 177.4566 | 0 | 0 | 0 | 0 | 177.6002 | 0 | 0 | 0 | 0 | 177.7438 | 0 | 0 | 0 | 0 | 177.8873 | 0 | 0 | 0 | 0 | 178.0788 | 0 | 0 | 0 | 0 | 178.2223 | 0 | 0 | 0 | 0 | 178.3181 | 0 | 0 | 0 | 0 | 178.4616 | 0 | 0 | 0 | 0 | 178.5574 | 0 | 0 | 0 | 0 | 178.7009 | 0 | 0 | 0 | 0 | 178.8445 | 0 | 0 | 0 | 0 | 178.9402 | 0 | 0 | 0 | 0 | 179.0838 | 0 | 0 | 0 | 0 | 179.2274 | 0 | 0 | 0 | 0 | 179.2752 | 0 | 0 | 0 | 0 | 179.4188 | 0 | 0 | 0 | 0 | 179.5624 | 0 | 0 | 0 | 0 | 179.6581 | 0 | 0 | 0 | 0 | 179.8017 | 0 | 0 | 0 | 0 | 179.8974 | 0 | 0 | 0 | 0 | 179.9931 | 0 | 0 | 0 | 0
2017-06-13 22:00 | 162.822 | 0.48531 |  | 170.9736 | 0 | 0 | 0 | 0 | 175.7781 | 0 | 0 | 0 | 0 | 179.7091 | 0 | 0 | 0 | 0 | 179.8547 | 0 | 0 | 0 | 0 | 179.9518 | 0 | 0 | 0 | 0 | 180.0974 | 0 | 0 | 0 | 0 | 180.243 | 0 | 0 | 0 | 0 | 180.3886 | 0 | 0 | 0 | 0 | 180.5827 | 0 | 0 | 0 | 0 | 180.7283 | 0 | 0 | 0 | 0 | 180.8253 | 0 | 0 | 0 | 0 | 180.9709 | 0 | 0 | 0 | 0 | 181.068 | 0 | 0 | 0 | 0 | 181.2136 | 0 | 0 | 0 | 0 | 181.3592 | 0 | 0 | 0 | 0 | 181.4562 | 0 | 0 | 0 | 0 | 181.6018 | 0 | 0 | 0 | 0 | 181.7474 | 0 | 0 | 0 | 0 | 181.7959 | 0 | 0 | 0 | 0 | 181.9415 | 0 | 0 | 0 | 0 | 182.0871 | 0 | 0 | 0 | 0 | 182.1842 | 0 | 0 | 0 | 0 | 182.3298 | 0 | 0 | 0 | 0 | 182.4268 | 0 | 0 | 0 | 0 | 182.5239 | 0 | 0 | 0 | 0
2017-06-13 23:00 | 163.9595 | 0.4887 |  | 172.1681 | 0 | 0 | 0 | 0 | 177.0062 | 0 | 0 | 0 | 0 | 180.9646 | 0 | 0 | 0 | 0 | 181.1112 | 0 | 0 | 0 | 0 | 181.209 | 0 | 0 | 0 | 0 | 181.3556 | 0 | 0 | 0 | 0 | 181.5022 | 0 | 0 | 0 | 0 | 181.6488 | 0 | 0 | 0 | 0 | 181.8443 | 0 | 0 | 0 | 0 | 181.9909 | 0 | 0 | 0 | 0 | 182.0886 | 0 | 0 | 0 | 0 | 182.2353 | 0 | 0 | 0 | 0 | 182.333 | 0 | 0 | 0 | 0 | 182.4796 | 0 | 0 | 0 | 0 | 182.6262 | 0 | 0 | 0 | 0 | 182.7239 | 0 | 0 | 0 | 0 | 182.8706 | 0 | 0 | 0 | 0 | 183.0172 | 0 | 0 | 0 | 0 | 183.066 | 0 | 0 | 0 | 0 | 183.2126 | 0 | 0 | 0 | 0 | 183.3593 | 0 | 0 | 0 | 0 | 183.457 | 0 | 0 | 0 | 0 | 183.6036 | 0 | 0 | 0 | 0 | 183.7013 | 0 | 0 | 0 | 0 | 183.7991 | 0 | 0 | 0 | 0
2017-06-14 | 163.1753 | 0.48636 |  | 171.3446 | 0 | 0 | 0 | 0 | 176.1595 | 0 | 0 | 0 | 0 | 180.0991 | 0 | 0 | 0 | 0 | 180.245 | 0 | 0 | 0 | 0 | 180.3422 | 0 | 0 | 0 | 0 | 180.4881 | 0 | 0 | 0 | 0 | 180.6341 | 0 | 0 | 0 | 0 | 180.78 | 0 | 0 | 0 | 0 | 180.9745 | 0 | 0 | 0 | 0 | 181.1204 | 0 | 0 | 0 | 0 | 181.2177 | 0 | 0 | 0 | 0 | 181.3636 | 0 | 0 | 0 | 0 | 181.4609 | 0 | 0 | 0 | 0 | 181.6068 | 0 | 0 | 0 | 0 | 181.7527 | 0 | 0 | 0 | 0 | 181.85 | 0 | 0 | 0 | 0 | 181.9959 | 0 | 0 | 0 | 0 | 182.1418 | 0 | 0 | 0 | 0 | 182.1904 | 0 | 0 | 0 | 0 | 182.3363 | 0 | 0 | 0 | 0 | 182.4822 | 0 | 0 | 0 | 0 | 182.5795 | 0 | 0 | 0 | 0 | 182.7254 | 0 | 0 | 0 | 0 | 182.8227 | 0 | 0 | 0 | 0 | 182.9199 | 0 | 0 | 0 | 0
2017-06-14 01:00 | 156.3386 | 0.46598 |  | 164.1656 | 0 | 0 | 0 | 0 | 168.7788 | 0 | 0 | 0 | 0 | 172.5533 | 0 | 0 | 0 | 0 | 172.6931 | 0 | 0 | 0 | 0 | 172.7863 | 0 | 0 | 0 | 0 | 172.9261 | 0 | 0 | 0 | 0 | 173.0659 | 0 | 0 | 0 | 0 | 173.2057 | 0 | 0 | 0 | 0 | 173.3921 | 0 | 0 | 0 | 0 | 173.5318 | 0 | 0 | 0 | 0 | 173.625 | 0 | 0 | 0 | 0 | 173.7648 | 0 | 0 | 0 | 0 | 173.858 | 0 | 0 | 0 | 0 | 173.9978 | 0 | 0 | 0 | 0 | 174.1376 | 0 | 0 | 0 | 0 | 174.2308 | 0 | 0 | 0 | 0 | 174.3706 | 0 | 0 | 0 | 0 | 174.5104 | 0 | 0 | 0 | 0 | 174.557 | 0 | 0 | 0 | 0 | 174.6968 | 0 | 0 | 0 | 0 | 174.8366 | 0 | 0 | 0 | 0 | 174.9298 | 0 | 0 | 0 | 0 | 175.0696 | 0 | 0 | 0 | 0 | 175.1628 | 0 | 0 | 0 | 0 | 175.256 | 0 | 0 | 0 | 0
2017-06-14 02:00 | 159.8515 | 0.47645 |  | 167.8545 | 0 | 0 | 0 | 0 | 172.5714 | 0 | 0 | 0 | 0 | 176.4306 | 0 | 0 | 0 | 0 | 176.5736 | 0 | 0 | 0 | 0 | 176.6689 | 0 | 0 | 0 | 0 | 176.8118 | 0 | 0 | 0 | 0 | 176.9547 | 0 | 0 | 0 | 0 | 177.0977 | 0 | 0 | 0 | 0 | 177.2882 | 0 | 0 | 0 | 0 | 177.4312 | 0 | 0 | 0 | 0 | 177.5265 | 0 | 0 | 0 | 0 | 177.6694 | 0 | 0 | 0 | 0 | 177.7647 | 0 | 0 | 0 | 0 | 177.9076 | 0 | 0 | 0 | 0 | 178.0506 | 0 | 0 | 0 | 0 | 178.1459 | 0 | 0 | 0 | 0 | 178.2888 | 0 | 0 | 0 | 0 | 178.4317 | 0 | 0 | 0 | 0 | 178.4794 | 0 | 0 | 0 | 0 | 178.6223 | 0 | 0 | 0 | 0 | 178.7653 | 0 | 0 | 0 | 0 | 178.8605 | 0 | 0 | 0 | 0 | 179.0035 | 0 | 0 | 0 | 0 | 179.0988 | 0 | 0 | 0 | 0 | 179.1941 | 0 | 0 | 0 | 0
2017-06-14 03:00 | 166.4032 | 0.49598 |  | 174.7341 | 0 | 0 | 0 | 0 | 179.6443 | 0 | 0 | 0 | 0 | 183.6618 | 0 | 0 | 0 | 0 | 183.8106 | 0 | 0 | 0 | 0 | 183.9098 | 0 | 0 | 0 | 0 | 184.0586 | 0 | 0 | 0 | 0 | 184.2074 | 0 | 0 | 0 | 0 | 184.3562 | 0 | 0 | 0 | 0 | 184.5546 | 0 | 0 | 0 | 0 | 184.7034 | 0 | 0 | 0 | 0 | 184.8025 | 0 | 0 | 0 | 0 | 184.9513 | 0 | 0 | 0 | 0 | 185.0505 | 0 | 0 | 0 | 0 | 185.1993 | 0 | 0 | 0 | 0 | 185.3481 | 0 | 0 | 0 | 0 | 185.4473 | 0 | 0 | 0 | 0 | 185.5961 | 0 | 0 | 0 | 0 | 185.7449 | 0 | 0 | 0 | 0 | 185.7945 | 0 | 0 | 0 | 0 | 185.9433 | 0 | 0 | 0 | 0 | 186.0921 | 0 | 0 | 0 | 0 | 186.1913 | 0 | 0 | 0 | 0 | 186.3401 | 0 | 0 | 0 | 0 | 186.4393 | 0 | 0 | 0 | 0 | 186.5385 | 0 | 0 | 0 | 0
2017-06-14 04:00 | 166.8933 | 0.49744 |  | 175.2488 | 0 | 0 | 0 | 0 | 180.1735 | 0 | 0 | 0 | 0 | 184.2027 | 0 | 0 | 0 | 0 | 184.352 | 0 | 0 | 0 | 0 | 184.4515 | 0 | 0 | 0 | 0 | 184.6007 | 0 | 0 | 0 | 0 | 184.7499 | 0 | 0 | 0 | 0 | 184.8992 | 0 | 0 | 0 | 0 | 185.0981 | 0 | 0 | 0 | 0 | 185.2474 | 0 | 0 | 0 | 0 | 185.3469 | 0 | 0 | 0 | 0 | 185.4961 | 0 | 0 | 0 | 0 | 185.5956 | 0 | 0 | 0 | 0 | 185.7448 | 0 | 0 | 0 | 0 | 185.894 | 0 | 0 | 0 | 0 | 185.9935 | 0 | 0 | 0 | 0 | 186.1428 | 0 | 0 | 0 | 0 | 186.292 | 0 | 0 | 0 | 0 | 186.3417 | 0 | 0 | 0 | 0 | 186.491 | 0 | 0 | 0 | 0 | 186.6402 | 0 | 0 | 0 | 0 | 186.7397 | 0 | 0 | 0 | 0 | 186.8889 | 0 | 0 | 0 | 0 | 186.9884 | 0 | 0 | 0 | 0 | 187.0879 | 0 | 0 | 0 | 0
2017-06-14 05:00 | 170.103 | 0.50701 |  | 178.6191 | 0 | 0 | 0 | 0 | 183.6385 | 0 | 0 | 0 | 0 | 187.7453 | 0 | 0 | 0 | 0 | 187.8974 | 0 | 0 | 0 | 0 | 187.9988 | 0 | 0 | 0 | 0 | 188.1509 | 0 | 0 | 0 | 0 | 188.303 | 0 | 0 | 0 | 0 | 188.4551 | 0 | 0 | 0 | 0 | 188.6579 | 0 | 0 | 0 | 0 | 188.81 | 0 | 0 | 0 | 0 | 188.9114 | 0 | 0 | 0 | 0 | 189.0635 | 0 | 0 | 0 | 0 | 189.1649 | 0 | 0 | 0 | 0 | 189.317 | 0 | 0 | 0 | 0 | 189.4691 | 0 | 0 | 0 | 0 | 189.5705 | 0 | 0 | 0 | 0 | 189.7226 | 0 | 0 | 0 | 0 | 189.8747 | 0 | 0 | 0 | 0 | 189.9254 | 0 | 0 | 0 | 0 | 190.0775 | 0 | 0 | 0 | 0 | 190.2296 | 0 | 0 | 0 | 0 | 190.331 | 0 | 0 | 0 | 0 | 190.4831 | 0 | 0 | 0 | 0 | 190.5845 | 0 | 0 | 0 | 0 | 190.6859 | 0 | 0 | 0 | 0
2017-06-14 06:00 | 167.7856 | 0.5001 |  | 176.1857 | 0 | 0 | 0 | 0 | 181.1367 | 0 | 0 | 0 | 0 | 185.1875 | 0 | 0 | 0 | 0 | 185.3376 | 0 | 0 | 0 | 0 | 185.4376 | 0 | 0 | 0 | 0 | 185.5876 | 0 | 0 | 0 | 0 | 185.7377 | 0 | 0 | 0 | 0 | 185.8877 | 0 | 0 | 0 | 0 | 186.0877 | 0 | 0 | 0 | 0 | 186.2378 | 0 | 0 | 0 | 0 | 186.3378 | 0 | 0 | 0 | 0 | 186.4878 | 0 | 0 | 0 | 0 | 186.5878 | 0 | 0 | 0 | 0 | 186.7379 | 0 | 0 | 0 | 0 | 186.8879 | 0 | 0 | 0 | 0 | 186.9879 | 0 | 0 | 0 | 0 | 187.1379 | 0 | 0 | 0 | 0 | 187.288 | 0 | 0 | 0 | 0 | 187.338 | 0 | 0 | 0 | 0 | 187.488 | 0 | 0 | 0 | 0 | 187.638 | 0 | 0 | 0 | 0 | 187.7381 | 0 | 0 | 0 | 0 | 187.8881 | 0 | 0 | 0 | 0 | 187.9881 | 0 | 0 | 0 | 0 | 188.0881 | 0 | 0 | 0 | 0
2017-06-14 07:00 | 170.5918 | 0.50847 |  | 179.1325 | 0 | 0 | 0 | 0 | 184.1663 | 0 | 0 | 0 | 0 | 188.2848 | 0 | 0 | 0 | 0 | 188.4374 | 0 | 0 | 0 | 0 | 188.5391 | 0 | 0 | 0 | 0 | 188.6916 | 0 | 0 | 0 | 0 | 188.8441 | 0 | 0 | 0 | 0 | 188.9967 | 0 | 0 | 0 | 0 | 189.2001 | 0 | 0 | 0 | 0 | 189.3526 | 0 | 0 | 0 | 0 | 189.4543 | 0 | 0 | 0 | 0 | 189.6068 | 0 | 0 | 0 | 0 | 189.7085 | 0 | 0 | 0 | 0 | 189.8611 | 0 | 0 | 0 | 0 | 190.0136 | 0 | 0 | 0 | 0 | 190.1153 | 0 | 0 | 0 | 0 | 190.2679 | 0 | 0 | 0 | 0 | 190.4204 | 0 | 0 | 0 | 0 | 190.4712 | 0 | 0 | 0 | 0 | 190.6238 | 0 | 0 | 0 | 0 | 190.7763 | 0 | 0 | 0 | 0 | 190.878 | 0 | 0 | 0 | 0 | 191.0305 | 0 | 0 | 0 | 0 | 191.1322 | 0 | 0 | 0 | 0 | 191.2339 | 0 | 0 | 0 | 0
2017-06-14 08:00 | 166.5818 | 0.49651 |  | 174.9216 | 0 | 0 | 0 | 0 | 179.8371 | 0 | 0 | 0 | 0 | 183.8589 | 0 | 0 | 0 | 0 | 184.0078 | 0 | 0 | 0 | 0 | 184.1071 | 0 | 0 | 0 | 0 | 184.2561 | 0 | 0 | 0 | 0 | 184.405 | 0 | 0 | 0 | 0 | 184.554 | 0 | 0 | 0 | 0 | 184.7526 | 0 | 0 | 0 | 0 | 184.9015 | 0 | 0 | 0 | 0 | 185.0009 | 0 | 0 | 0 | 0 | 185.1498 | 0 | 0 | 0 | 0 | 185.2491 | 0 | 0 | 0 | 0 | 185.3981 | 0 | 0 | 0 | 0 | 185.547 | 0 | 0 | 0 | 0 | 185.6463 | 0 | 0 | 0 | 0 | 185.7953 | 0 | 0 | 0 | 0 | 185.9442 | 0 | 0 | 0 | 0 | 185.9939 | 0 | 0 | 0 | 0 | 186.1428 | 0 | 0 | 0 | 0 | 186.2918 | 0 | 0 | 0 | 0 | 186.3911 | 0 | 0 | 0 | 0 | 186.54 | 0 | 0 | 0 | 0 | 186.6393 | 0 | 0 | 0 | 0 | 186.7386 | 0 | 0 | 0 | 0
2017-06-14 09:00 | 164.4852 | 0.49026 |  | 172.7201 | 0 | 0 | 0 | 0 | 177.5737 | 0 | 0 | 0 | 0 | 181.5448 | 0 | 0 | 0 | 0 | 181.6919 | 0 | 0 | 0 | 0 | 181.7899 | 0 | 0 | 0 | 0 | 181.937 | 0 | 0 | 0 | 0 | 182.0841 | 0 | 0 | 0 | 0 | 182.2312 | 0 | 0 | 0 | 0 | 182.4273 | 0 | 0 | 0 | 0 | 182.5744 | 0 | 0 | 0 | 0 | 182.6724 | 0 | 0 | 0 | 0 | 182.8195 | 0 | 0 | 0 | 0 | 182.9176 | 0 | 0 | 0 | 0 | 183.0646 | 0 | 0 | 0 | 0 | 183.2117 | 0 | 0 | 0 | 0 | 183.3098 | 0 | 0 | 0 | 0 | 183.4568 | 0 | 0 | 0 | 0 | 183.6039 | 0 | 0 | 0 | 0 | 183.6529 | 0 | 0 | 0 | 0 | 183.8 | 0 | 0 | 0 | 0 | 183.9471 | 0 | 0 | 0 | 0 | 184.0452 | 0 | 0 | 0 | 0 | 184.1922 | 0 | 0 | 0 | 0 | 184.2903 | 0 | 0 | 0 | 0 | 184.3883 | 0 | 0 | 0 | 0
2017-06-14 10:00 | 155.642 | 0.46391 |  | 163.4342 | 0 | 0 | 0 | 0 | 168.0269 | 0 | 0 | 0 | 0 | 171.7845 | 0 | 0 | 0 | 0 | 171.9237 | 0 | 0 | 0 | 0 | 172.0165 | 0 | 0 | 0 | 0 | 172.1556 | 0 | 0 | 0 | 0 | 172.2948 | 0 | 0 | 0 | 0 | 172.434 | 0 | 0 | 0 | 0 | 172.6195 | 0 | 0 | 0 | 0 | 172.7587 | 0 | 0 | 0 | 0 | 172.8515 | 0 | 0 | 0 | 0 | 172.9907 | 0 | 0 | 0 | 0 | 173.0834 | 0 | 0 | 0 | 0 | 173.2226 | 0 | 0 | 0 | 0 | 173.3618 | 0 | 0 | 0 | 0 | 173.4546 | 0 | 0 | 0 | 0 | 173.5937 | 0 | 0 | 0 | 0 | 173.7329 | 0 | 0 | 0 | 0 | 173.7793 | 0 | 0 | 0 | 0 | 173.9185 | 0 | 0 | 0 | 0 | 174.0577 | 0 | 0 | 0 | 0 | 174.1504 | 0 | 0 | 0 | 0 | 174.2896 | 0 | 0 | 0 | 0 | 174.3824 | 0 | 0 | 0 | 0 | 174.4752 | 0 | 0 | 0 | 0
2017-06-14 11:00 | 158.4282 | 0.47221 |  | 166.3598 | 0 | 0 | 0 | 0 | 171.0347 | 0 | 0 | 0 | 0 | 174.8596 | 0 | 0 | 0 | 0 | 175.0013 | 0 | 0 | 0 | 0 | 175.0957 | 0 | 0 | 0 | 0 | 175.2374 | 0 | 0 | 0 | 0 | 175.3791 | 0 | 0 | 0 | 0 | 175.5207 | 0 | 0 | 0 | 0 | 175.7096 | 0 | 0 | 0 | 0 | 175.8513 | 0 | 0 | 0 | 0 | 175.9457 | 0 | 0 | 0 | 0 | 176.0874 | 0 | 0 | 0 | 0 | 176.1818 | 0 | 0 | 0 | 0 | 176.3235 | 0 | 0 | 0 | 0 | 176.4651 | 0 | 0 | 0 | 0 | 176.5596 | 0 | 0 | 0 | 0 | 176.7013 | 0 | 0 | 0 | 0 | 176.8429 | 0 | 0 | 0 | 0 | 176.8901 | 0 | 0 | 0 | 0 | 177.0318 | 0 | 0 | 0 | 0 | 177.1735 | 0 | 0 | 0 | 0 | 177.2679 | 0 | 0 | 0 | 0 | 177.4096 | 0 | 0 | 0 | 0 | 177.504 | 0 | 0 | 0 | 0 | 177.5985 | 0 | 0 | 0 | 0
2017-06-14 12:00 | 161.7974 | 0.48225 |  | 169.8977 | 0 | 0 | 0 | 0 | 174.672 | 0 | 0 | 0 | 0 | 178.5783 | 0 | 0 | 0 | 0 | 178.7229 | 0 | 0 | 0 | 0 | 178.8194 | 0 | 0 | 0 | 0 | 178.9641 | 0 | 0 | 0 | 0 | 179.1087 | 0 | 0 | 0 | 0 | 179.2534 | 0 | 0 | 0 | 0 | 179.4463 | 0 | 0 | 0 | 0 | 179.591 | 0 | 0 | 0 | 0 | 179.6874 | 0 | 0 | 0 | 0 | 179.8321 | 0 | 0 | 0 | 0 | 179.9286 | 0 | 0 | 0 | 0 | 180.0732 | 0 | 0 | 0 | 0 | 180.2179 | 0 | 0 | 0 | 0 | 180.3144 | 0 | 0 | 0 | 0 | 180.459 | 0 | 0 | 0 | 0 | 180.6037 | 0 | 0 | 0 | 0 | 180.6519 | 0 | 0 | 0 | 0 | 180.7966 | 0 | 0 | 0 | 0 | 180.9413 | 0 | 0 | 0 | 0 | 181.0377 | 0 | 0 | 0 | 0 | 181.1824 | 0 | 0 | 0 | 0 | 181.2789 | 0 | 0 | 0 | 0 | 181.3753 | 0 | 0 | 0 | 0
2017-06-14 13:00 | 159.0738 | 0.47413 |  | 167.0377 | 0 | 0 | 0 | 0 | 171.7317 | 0 | 0 | 0 | 0 | 175.5722 | 0 | 0 | 0 | 0 | 175.7144 | 0 | 0 | 0 | 0 | 175.8092 | 0 | 0 | 0 | 0 | 175.9515 | 0 | 0 | 0 | 0 | 176.0937 | 0 | 0 | 0 | 0 | 176.236 | 0 | 0 | 0 | 0 | 176.4256 | 0 | 0 | 0 | 0 | 176.5678 | 0 | 0 | 0 | 0 | 176.6627 | 0 | 0 | 0 | 0 | 176.8049 | 0 | 0 | 0 | 0 | 176.8997 | 0 | 0 | 0 | 0 | 177.042 | 0 | 0 | 0 | 0 | 177.1842 | 0 | 0 | 0 | 0 | 177.2791 | 0 | 0 | 0 | 0 | 177.4213 | 0 | 0 | 0 | 0 | 177.5635 | 0 | 0 | 0 | 0 | 177.6109 | 0 | 0 | 0 | 0 | 177.7532 | 0 | 0 | 0 | 0 | 177.8954 | 0 | 0 | 0 | 0 | 177.9903 | 0 | 0 | 0 | 0 | 178.1325 | 0 | 0 | 0 | 0 | 178.2273 | 0 | 0 | 0 | 0 | 178.3221 | 0 | 0 | 0 | 0
2017-06-14 14:00 | 155.1545 | 0.46245 |  | 162.9222 | 0 | 0 | 0 | 0 | 167.5005 | 0 | 0 | 0 | 0 | 171.2464 | 0 | 0 | 0 | 0 | 171.3851 | 0 | 0 | 0 | 0 | 171.4776 | 0 | 0 | 0 | 0 | 171.6163 | 0 | 0 | 0 | 0 | 171.7551 | 0 | 0 | 0 | 0 | 171.8938 | 0 | 0 | 0 | 0 | 172.0788 | 0 | 0 | 0 | 0 | 172.2175 | 0 | 0 | 0 | 0 | 172.31 | 0 | 0 | 0 | 0 | 172.4488 | 0 | 0 | 0 | 0 | 172.5413 | 0 | 0 | 0 | 0 | 172.68 | 0 | 0 | 0 | 0 | 172.8187 | 0 | 0 | 0 | 0 | 172.9112 | 0 | 0 | 0 | 0 | 173.05 | 0 | 0 | 0 | 0 | 173.1887 | 0 | 0 | 0 | 0 | 173.2349 | 0 | 0 | 0 | 0 | 173.3737 | 0 | 0 | 0 | 0 | 173.5124 | 0 | 0 | 0 | 0 | 173.6049 | 0 | 0 | 0 | 0 | 173.7436 | 0 | 0 | 0 | 0 | 173.8361 | 0 | 0 | 0 | 0 | 173.9286 | 0 | 0 | 0 | 0
2017-06-14 15:00 | 153.8387 | 0.45853 |  | 161.5406 | 0 | 0 | 0 | 0 | 166.0801 | 0 | 0 | 0 | 0 | 169.7942 | 0 | 0 | 0 | 0 | 169.9318 | 0 | 0 | 0 | 0 | 170.0235 | 0 | 0 | 0 | 0 | 170.161 | 0 | 0 | 0 | 0 | 170.2986 | 0 | 0 | 0 | 0 | 170.4361 | 0 | 0 | 0 | 0 | 170.6196 | 0 | 0 | 0 | 0 | 170.7571 | 0 | 0 | 0 | 0 | 170.8488 | 0 | 0 | 0 | 0 | 170.9864 | 0 | 0 | 0 | 0 | 171.0781 | 0 | 0 | 0 | 0 | 171.2156 | 0 | 0 | 0 | 0 | 171.3532 | 0 | 0 | 0 | 0 | 171.4449 | 0 | 0 | 0 | 0 | 171.5825 | 0 | 0 | 0 | 0 | 171.72 | 0 | 0 | 0 | 0 | 171.7659 | 0 | 0 | 0 | 0 | 171.9034 | 0 | 0 | 0 | 0 | 172.041 | 0 | 0 | 0 | 0 | 172.1327 | 0 | 0 | 0 | 0 | 172.2703 | 0 | 0 | 0 | 0 | 172.362 | 0 | 0 | 0 | 0 | 172.4537 | 0 | 0 | 0 | 0
2017-06-14 16:00 | 160.153 | 0.47735 |  | 168.171 | 0 | 0 | 0 | 0 | 172.8968 | 0 | 0 | 0 | 0 | 176.7634 | 0 | 0 | 0 | 0 | 176.9066 | 0 | 0 | 0 | 0 | 177.0021 | 0 | 0 | 0 | 0 | 177.1453 | 0 | 0 | 0 | 0 | 177.2885 | 0 | 0 | 0 | 0 | 177.4317 | 0 | 0 | 0 | 0 | 177.6226 | 0 | 0 | 0 | 0 | 177.7658 | 0 | 0 | 0 | 0 | 177.8613 | 0 | 0 | 0 | 0 | 178.0045 | 0 | 0 | 0 | 0 | 178.1 | 0 | 0 | 0 | 0 | 178.2432 | 0 | 0 | 0 | 0 | 178.3864 | 0 | 0 | 0 | 0 | 178.4818 | 0 | 0 | 0 | 0 | 178.6251 | 0 | 0 | 0 | 0 | 178.7683 | 0 | 0 | 0 | 0 | 178.816 | 0 | 0 | 0 | 0 | 178.9592 | 0 | 0 | 0 | 0 | 179.1024 | 0 | 0 | 0 | 0 | 179.1979 | 0 | 0 | 0 | 0 | 179.3411 | 0 | 0 | 0 | 0 | 179.4366 | 0 | 0 | 0 | 0 | 179.532 | 0 | 0 | 0 | 0
2017-06-14 17:00 | 160.8453 | 0.47942 |  | 168.898 | 0 | 0 | 0 | 0 | 173.6442 | 0 | 0 | 0 | 0 | 177.5274 | 0 | 0 | 0 | 0 | 177.6713 | 0 | 0 | 0 | 0 | 177.7671 | 0 | 0 | 0 | 0 | 177.911 | 0 | 0 | 0 | 0 | 178.0548 | 0 | 0 | 0 | 0 | 178.1986 | 0 | 0 | 0 | 0 | 178.3904 | 0 | 0 | 0 | 0 | 178.5342 | 0 | 0 | 0 | 0 | 178.6301 | 0 | 0 | 0 | 0 | 178.7739 | 0 | 0 | 0 | 0 | 178.8698 | 0 | 0 | 0 | 0 | 179.0136 | 0 | 0 | 0 | 0 | 179.1574 | 0 | 0 | 0 | 0 | 179.2533 | 0 | 0 | 0 | 0 | 179.3972 | 0 | 0 | 0 | 0 | 179.541 | 0 | 0 | 0 | 0 | 179.5889 | 0 | 0 | 0 | 0 | 179.7327 | 0 | 0 | 0 | 0 | 179.8766 | 0 | 0 | 0 | 0 | 179.9725 | 0 | 0 | 0 | 0 | 180.1163 | 0 | 0 | 0 | 0 | 180.2122 | 0 | 0 | 0 | 0 | 180.308 | 0 | 0 | 0 | 0
2017-06-14 18:00 | 162.6701 | 0.48485 |  | 170.8142 | 0 | 0 | 0 | 0 | 175.6142 | 0 | 0 | 0 | 0 | 179.5416 | 0 | 0 | 0 | 0 | 179.687 | 0 | 0 | 0 | 0 | 179.784 | 0 | 0 | 0 | 0 | 179.9294 | 0 | 0 | 0 | 0 | 180.0749 | 0 | 0 | 0 | 0 | 180.2204 | 0 | 0 | 0 | 0 | 180.4143 | 0 | 0 | 0 | 0 | 180.5598 | 0 | 0 | 0 | 0 | 180.6567 | 0 | 0 | 0 | 0 | 180.8022 | 0 | 0 | 0 | 0 | 180.8992 | 0 | 0 | 0 | 0 | 181.0446 | 0 | 0 | 0 | 0 | 181.1901 | 0 | 0 | 0 | 0 | 181.287 | 0 | 0 | 0 | 0 | 181.4325 | 0 | 0 | 0 | 0 | 181.578 | 0 | 0 | 0 | 0 | 181.6264 | 0 | 0 | 0 | 0 | 181.7719 | 0 | 0 | 0 | 0 | 181.9173 | 0 | 0 | 0 | 0 | 182.0143 | 0 | 0 | 0 | 0 | 182.1598 | 0 | 0 | 0 | 0 | 182.2567 | 0 | 0 | 0 | 0 | 182.3537 | 0 | 0 | 0 | 0
2017-06-14 19:00 | 157.1655 | 0.46845 |  | 165.034 | 0 | 0 | 0 | 0 | 169.6716 | 0 | 0 | 0 | 0 | 173.466 | 0 | 0 | 0 | 0 | 173.6065 | 0 | 0 | 0 | 0 | 173.7002 | 0 | 0 | 0 | 0 | 173.8408 | 0 | 0 | 0 | 0 | 173.9813 | 0 | 0 | 0 | 0 | 174.1218 | 0 | 0 | 0 | 0 | 174.3092 | 0 | 0 | 0 | 0 | 174.4497 | 0 | 0 | 0 | 0 | 174.5434 | 0 | 0 | 0 | 0 | 174.684 | 0 | 0 | 0 | 0 | 174.7777 | 0 | 0 | 0 | 0 | 174.9182 | 0 | 0 | 0 | 0 | 175.0587 | 0 | 0 | 0 | 0 | 175.1524 | 0 | 0 | 0 | 0 | 175.2929 | 0 | 0 | 0 | 0 | 175.4335 | 0 | 0 | 0 | 0 | 175.4803 | 0 | 0 | 0 | 0 | 175.6209 | 0 | 0 | 0 | 0 | 175.7614 | 0 | 0 | 0 | 0 | 175.8551 | 0 | 0 | 0 | 0 | 175.9956 | 0 | 0 | 0 | 0 | 176.0893 | 0 | 0 | 0 | 0 | 176.183 | 0 | 0 | 0 | 0
2017-06-14 20:00 | 156.7031 | 0.46707 |  | 164.5484 | 0 | 0 | 0 | 0 | 169.1724 | 0 | 0 | 0 | 0 | 172.9557 | 0 | 0 | 0 | 0 | 173.0958 | 0 | 0 | 0 | 0 | 173.1892 | 0 | 0 | 0 | 0 | 173.3293 | 0 | 0 | 0 | 0 | 173.4695 | 0 | 0 | 0 | 0 | 173.6096 | 0 | 0 | 0 | 0 | 173.7964 | 0 | 0 | 0 | 0 | 173.9365 | 0 | 0 | 0 | 0 | 174.03 | 0 | 0 | 0 | 0 | 174.1701 | 0 | 0 | 0 | 0 | 174.2635 | 0 | 0 | 0 | 0 | 174.4036 | 0 | 0 | 0 | 0 | 174.5437 | 0 | 0 | 0 | 0 | 174.6371 | 0 | 0 | 0 | 0 | 174.7773 | 0 | 0 | 0 | 0 | 174.9174 | 0 | 0 | 0 | 0 | 174.9641 | 0 | 0 | 0 | 0 | 175.1042 | 0 | 0 | 0 | 0 | 175.2443 | 0 | 0 | 0 | 0 | 175.3377 | 0 | 0 | 0 | 0 | 175.4779 | 0 | 0 | 0 | 0 | 175.5713 | 0 | 0 | 0 | 0 | 175.6647 | 0 | 0 | 0 | 0
2017-06-14 21:00 | 157.8147 | 0.47038 |  | 165.7156 | 0 | 0 | 0 | 0 | 170.3724 | 0 | 0 | 0 | 0 | 174.1825 | 0 | 0 | 0 | 0 | 174.3236 | 0 | 0 | 0 | 0 | 174.4177 | 0 | 0 | 0 | 0 | 174.5588 | 0 | 0 | 0 | 0 | 174.6999 | 0 | 0 | 0 | 0 | 174.841 | 0 | 0 | 0 | 0 | 175.0292 | 0 | 0 | 0 | 0 | 175.1703 | 0 | 0 | 0 | 0 | 175.2644 | 0 | 0 | 0 | 0 | 175.4055 | 0 | 0 | 0 | 0 | 175.4996 | 0 | 0 | 0 | 0 | 175.6407 | 0 | 0 | 0 | 0 | 175.7818 | 0 | 0 | 0 | 0 | 175.8759 | 0 | 0 | 0 | 0 | 176.017 | 0 | 0 | 0 | 0 | 176.1581 | 0 | 0 | 0 | 0 | 176.2051 | 0 | 0 | 0 | 0 | 176.3463 | 0 | 0 | 0 | 0 | 176.4874 | 0 | 0 | 0 | 0 | 176.5814 | 0 | 0 | 0 | 0 | 176.7226 | 0 | 0 | 0 | 0 | 176.8166 | 0 | 0 | 0 | 0 | 176.9107 | 0 | 0 | 0 | 0
2017-06-14 22:00 | 162.1636 | 0.48334 |  | 170.2823 | 0 | 0 | 0 | 0 | 175.0674 | 0 | 0 | 0 | 0 | 178.9825 | 0 | 0 | 0 | 0 | 179.1275 | 0 | 0 | 0 | 0 | 179.2242 | 0 | 0 | 0 | 0 | 179.3692 | 0 | 0 | 0 | 0 | 179.5142 | 0 | 0 | 0 | 0 | 179.6592 | 0 | 0 | 0 | 0 | 179.8525 | 0 | 0 | 0 | 0 | 179.9975 | 0 | 0 | 0 | 0 | 180.0942 | 0 | 0 | 0 | 0 | 180.2392 | 0 | 0 | 0 | 0 | 180.3359 | 0 | 0 | 0 | 0 | 180.4809 | 0 | 0 | 0 | 0 | 180.6259 | 0 | 0 | 0 | 0 | 180.7225 | 0 | 0 | 0 | 0 | 180.8675 | 0 | 0 | 0 | 0 | 181.0125 | 0 | 0 | 0 | 0 | 181.0609 | 0 | 0 | 0 | 0 | 181.2059 | 0 | 0 | 0 | 0 | 181.3509 | 0 | 0 | 0 | 0 | 181.4476 | 0 | 0 | 0 | 0 | 181.5926 | 0 | 0 | 0 | 0 | 181.6892 | 0 | 0 | 0 | 0 | 181.7859 | 0 | 0 | 0 | 0
2017-06-14 23:00 | 162.513 | 0.48439 |  | 170.6491 | 0 | 0 | 0 | 0 | 175.4446 | 0 | 0 | 0 | 0 | 179.3681 | 0 | 0 | 0 | 0 | 179.5134 | 0 | 0 | 0 | 0 | 179.6103 | 0 | 0 | 0 | 0 | 179.7556 | 0 | 0 | 0 | 0 | 179.9009 | 0 | 0 | 0 | 0 | 180.0462 | 0 | 0 | 0 | 0 | 180.24 | 0 | 0 | 0 | 0 | 180.3853 | 0 | 0 | 0 | 0 | 180.4822 | 0 | 0 | 0 | 0 | 180.6275 | 0 | 0 | 0 | 0 | 180.7244 | 0 | 0 | 0 | 0 | 180.8697 | 0 | 0 | 0 | 0 | 181.015 | 0 | 0 | 0 | 0 | 181.1119 | 0 | 0 | 0 | 0 | 181.2572 | 0 | 0 | 0 | 0 | 181.4025 | 0 | 0 | 0 | 0 | 181.451 | 0 | 0 | 0 | 0 | 181.5963 | 0 | 0 | 0 | 0 | 181.7416 | 0 | 0 | 0 | 0 | 181.8385 | 0 | 0 | 0 | 0 | 181.9838 | 0 | 0 | 0 | 0 | 182.0807 | 0 | 0 | 0 | 0 | 182.1775 | 0 | 0 | 0 | 0
2017-06-15 | 161.9198 | 0.48262 |  | 170.0263 | 0 | 0 | 0 | 0 | 174.8042 | 0 | 0 | 0 | 0 | 178.7134 | 0 | 0 | 0 | 0 | 178.8582 | 0 | 0 | 0 | 0 | 178.9547 | 0 | 0 | 0 | 0 | 179.0995 | 0 | 0 | 0 | 0 | 179.2443 | 0 | 0 | 0 | 0 | 179.3891 | 0 | 0 | 0 | 0 | 179.5822 | 0 | 0 | 0 | 0 | 179.7269 | 0 | 0 | 0 | 0 | 179.8235 | 0 | 0 | 0 | 0 | 179.9682 | 0 | 0 | 0 | 0 | 180.0648 | 0 | 0 | 0 | 0 | 180.2096 | 0 | 0 | 0 | 0 | 180.3543 | 0 | 0 | 0 | 0 | 180.4509 | 0 | 0 | 0 | 0 | 180.5956 | 0 | 0 | 0 | 0 | 180.7404 | 0 | 0 | 0 | 0 | 180.7887 | 0 | 0 | 0 | 0 | 180.9335 | 0 | 0 | 0 | 0 | 181.0783 | 0 | 0 | 0 | 0 | 181.1748 | 0 | 0 | 0 | 0 | 181.3196 | 0 | 0 | 0 | 0 | 181.4161 | 0 | 0 | 0 | 0 | 181.5126 | 0 | 0 | 0 | 0
2017-06-15 01:00 | 159.8095 | 0.47633 |  | 167.8103 | 0 | 0 | 0 | 0 | 172.5259 | 0 | 0 | 0 | 0 | 176.3842 | 0 | 0 | 0 | 0 | 176.5271 | 0 | 0 | 0 | 0 | 176.6224 | 0 | 0 | 0 | 0 | 176.7653 | 0 | 0 | 0 | 0 | 176.9082 | 0 | 0 | 0 | 0 | 177.0511 | 0 | 0 | 0 | 0 | 177.2416 | 0 | 0 | 0 | 0 | 177.3845 | 0 | 0 | 0 | 0 | 177.4797 | 0 | 0 | 0 | 0 | 177.6226 | 0 | 0 | 0 | 0 | 177.7179 | 0 | 0 | 0 | 0 | 177.8608 | 0 | 0 | 0 | 0 | 178.0037 | 0 | 0 | 0 | 0 | 178.099 | 0 | 0 | 0 | 0 | 178.2419 | 0 | 0 | 0 | 0 | 178.3848 | 0 | 0 | 0 | 0 | 178.4324 | 0 | 0 | 0 | 0 | 178.5753 | 0 | 0 | 0 | 0 | 178.7182 | 0 | 0 | 0 | 0 | 178.8135 | 0 | 0 | 0 | 0 | 178.9564 | 0 | 0 | 0 | 0 | 179.0516 | 0 | 0 | 0 | 0 | 179.1469 | 0 | 0 | 0 | 0
2017-06-15 02:00 | 161.1019 | 0.48018 |  | 169.1674 | 0 | 0 | 0 | 0 | 173.9212 | 0 | 0 | 0 | 0 | 177.8106 | 0 | 0 | 0 | 0 | 177.9547 | 0 | 0 | 0 | 0 | 178.0507 | 0 | 0 | 0 | 0 | 178.1948 | 0 | 0 | 0 | 0 | 178.3388 | 0 | 0 | 0 | 0 | 178.4829 | 0 | 0 | 0 | 0 | 178.675 | 0 | 0 | 0 | 0 | 178.819 | 0 | 0 | 0 | 0 | 178.9151 | 0 | 0 | 0 | 0 | 179.0591 | 0 | 0 | 0 | 0 | 179.1551 | 0 | 0 | 0 | 0 | 179.2992 | 0 | 0 | 0 | 0 | 179.4433 | 0 | 0 | 0 | 0 | 179.5393 | 0 | 0 | 0 | 0 | 179.6833 | 0 | 0 | 0 | 0 | 179.8274 | 0 | 0 | 0 | 0 | 179.8754 | 0 | 0 | 0 | 0 | 180.0195 | 0 | 0 | 0 | 0 | 180.1635 | 0 | 0 | 0 | 0 | 180.2596 | 0 | 0 | 0 | 0 | 180.4036 | 0 | 0 | 0 | 0 | 180.4996 | 0 | 0 | 0 | 0 | 180.5957 | 0 | 0 | 0 | 0
2017-06-15 03:00 | 165.0549 | 0.49196 |  | 173.3183 | 0 | 0 | 0 | 0 | 178.1887 | 0 | 0 | 0 | 0 | 182.1736 | 0 | 0 | 0 | 0 | 182.3212 | 0 | 0 | 0 | 0 | 182.4196 | 0 | 0 | 0 | 0 | 182.5672 | 0 | 0 | 0 | 0 | 182.7148 | 0 | 0 | 0 | 0 | 182.8624 | 0 | 0 | 0 | 0 | 183.0591 | 0 | 0 | 0 | 0 | 183.2067 | 0 | 0 | 0 | 0 | 183.3051 | 0 | 0 | 0 | 0 | 183.4527 | 0 | 0 | 0 | 0 | 183.5511 | 0 | 0 | 0 | 0 | 183.6987 | 0 | 0 | 0 | 0 | 183.8463 | 0 | 0 | 0 | 0 | 183.9447 | 0 | 0 | 0 | 0 | 184.0923 | 0 | 0 | 0 | 0 | 184.2399 | 0 | 0 | 0 | 0 | 184.289 | 0 | 0 | 0 | 0 | 184.4366 | 0 | 0 | 0 | 0 | 184.5842 | 0 | 0 | 0 | 0 | 184.6826 | 0 | 0 | 0 | 0 | 184.8302 | 0 | 0 | 0 | 0 | 184.9286 | 0 | 0 | 0 | 0 | 185.027 | 0 | 0 | 0 | 0
2017-06-15 04:00 | 169.3586 | 0.50479 |  | 177.8375 | 0 | 0 | 0 | 0 | 182.8349 | 0 | 0 | 0 | 0 | 186.9237 | 0 | 0 | 0 | 0 | 187.0751 | 0 | 0 | 0 | 0 | 187.1761 | 0 | 0 | 0 | 0 | 187.3275 | 0 | 0 | 0 | 0 | 187.479 | 0 | 0 | 0 | 0 | 187.6304 | 0 | 0 | 0 | 0 | 187.8323 | 0 | 0 | 0 | 0 | 187.9838 | 0 | 0 | 0 | 0 | 188.0847 | 0 | 0 | 0 | 0 | 188.2362 | 0 | 0 | 0 | 0 | 188.3371 | 0 | 0 | 0 | 0 | 188.4886 | 0 | 0 | 0 | 0 | 188.64 | 0 | 0 | 0 | 0 | 188.741 | 0 | 0 | 0 | 0 | 188.8924 | 0 | 0 | 0 | 0 | 189.0438 | 0 | 0 | 0 | 0 | 189.0943 | 0 | 0 | 0 | 0 | 189.2457 | 0 | 0 | 0 | 0 | 189.3972 | 0 | 0 | 0 | 0 | 189.4981 | 0 | 0 | 0 | 0 | 189.6496 | 0 | 0 | 0 | 0 | 189.7505 | 0 | 0 | 0 | 0 | 189.8515 | 0 | 0 | 0 | 0
2017-06-15 05:00 | 168.2691 | 0.50154 |  | 176.6934 | 0 | 0 | 0 | 0 | 181.6587 | 0 | 0 | 0 | 0 | 185.7212 | 0 | 0 | 0 | 0 | 185.8717 | 0 | 0 | 0 | 0 | 185.972 | 0 | 0 | 0 | 0 | 186.1224 | 0 | 0 | 0 | 0 | 186.2729 | 0 | 0 | 0 | 0 | 186.4234 | 0 | 0 | 0 | 0 | 186.624 | 0 | 0 | 0 | 0 | 186.7744 | 0 | 0 | 0 | 0 | 186.8747 | 0 | 0 | 0 | 0 | 187.0252 | 0 | 0 | 0 | 0 | 187.1255 | 0 | 0 | 0 | 0 | 187.276 | 0 | 0 | 0 | 0 | 187.4264 | 0 | 0 | 0 | 0 | 187.5267 | 0 | 0 | 0 | 0 | 187.6772 | 0 | 0 | 0 | 0 | 187.8277 | 0 | 0 | 0 | 0 | 187.8778 | 0 | 0 | 0 | 0 | 188.0283 | 0 | 0 | 0 | 0 | 188.1788 | 0 | 0 | 0 | 0 | 188.2791 | 0 | 0 | 0 | 0 | 188.4295 | 0 | 0 | 0 | 0 | 188.5298 | 0 | 0 | 0 | 0 | 188.6301 | 0 | 0 | 0 | 0
2017-06-15 06:00 | 170.5916 | 0.50847 |  | 179.1323 | 0 | 0 | 0 | 0 | 184.1661 | 0 | 0 | 0 | 0 | 188.2846 | 0 | 0 | 0 | 0 | 188.4372 | 0 | 0 | 0 | 0 | 188.5389 | 0 | 0 | 0 | 0 | 188.6914 | 0 | 0 | 0 | 0 | 188.844 | 0 | 0 | 0 | 0 | 188.9965 | 0 | 0 | 0 | 0 | 189.1999 | 0 | 0 | 0 | 0 | 189.3524 | 0 | 0 | 0 | 0 | 189.4541 | 0 | 0 | 0 | 0 | 189.6066 | 0 | 0 | 0 | 0 | 189.7083 | 0 | 0 | 0 | 0 | 189.8609 | 0 | 0 | 0 | 0 | 190.0134 | 0 | 0 | 0 | 0 | 190.1151 | 0 | 0 | 0 | 0 | 190.2677 | 0 | 0 | 0 | 0 | 190.4202 | 0 | 0 | 0 | 0 | 190.471 | 0 | 0 | 0 | 0 | 190.6236 | 0 | 0 | 0 | 0 | 190.7761 | 0 | 0 | 0 | 0 | 190.8778 | 0 | 0 | 0 | 0 | 191.0304 | 0 | 0 | 0 | 0 | 191.132 | 0 | 0 | 0 | 0 | 191.2337 | 0 | 0 | 0 | 0
2017-06-15 07:00 | 169.4933 | 0.50519 |  | 177.9789 | 0 | 0 | 0 | 0 | 182.9803 | 0 | 0 | 0 | 0 | 187.0724 | 0 | 0 | 0 | 0 | 187.2239 | 0 | 0 | 0 | 0 | 187.325 | 0 | 0 | 0 | 0 | 187.4765 | 0 | 0 | 0 | 0 | 187.6281 | 0 | 0 | 0 | 0 | 187.7796 | 0 | 0 | 0 | 0 | 187.9817 | 0 | 0 | 0 | 0 | 188.1333 | 0 | 0 | 0 | 0 | 188.2343 | 0 | 0 | 0 | 0 | 188.3859 | 0 | 0 | 0 | 0 | 188.4869 | 0 | 0 | 0 | 0 | 188.6385 | 0 | 0 | 0 | 0 | 188.79 | 0 | 0 | 0 | 0 | 188.8911 | 0 | 0 | 0 | 0 | 189.0426 | 0 | 0 | 0 | 0 | 189.1942 | 0 | 0 | 0 | 0 | 189.2447 | 0 | 0 | 0 | 0 | 189.3963 | 0 | 0 | 0 | 0 | 189.5478 | 0 | 0 | 0 | 0 | 189.6488 | 0 | 0 | 0 | 0 | 189.8004 | 0 | 0 | 0 | 0 | 189.9014 | 0 | 0 | 0 | 0 | 190.0025 | 0 | 0 | 0 | 0
2017-06-15 08:00 | 165.8868 | 0.49444 |  | 174.1919 | 0 | 0 | 0 | 0 | 179.0868 | 0 | 0 | 0 | 0 | 183.0918 | 0 | 0 | 0 | 0 | 183.2402 | 0 | 0 | 0 | 0 | 183.339 | 0 | 0 | 0 | 0 | 183.4874 | 0 | 0 | 0 | 0 | 183.6357 | 0 | 0 | 0 | 0 | 183.784 | 0 | 0 | 0 | 0 | 183.9818 | 0 | 0 | 0 | 0 | 184.1302 | 0 | 0 | 0 | 0 | 184.229 | 0 | 0 | 0 | 0 | 184.3774 | 0 | 0 | 0 | 0 | 184.4763 | 0 | 0 | 0 | 0 | 184.6246 | 0 | 0 | 0 | 0 | 184.7729 | 0 | 0 | 0 | 0 | 184.8718 | 0 | 0 | 0 | 0 | 185.0202 | 0 | 0 | 0 | 0 | 185.1685 | 0 | 0 | 0 | 0 | 185.2179 | 0 | 0 | 0 | 0 | 185.3663 | 0 | 0 | 0 | 0 | 185.5146 | 0 | 0 | 0 | 0 | 185.6135 | 0 | 0 | 0 | 0 | 185.7618 | 0 | 0 | 0 | 0 | 185.8607 | 0 | 0 | 0 | 0 | 185.9596 | 0 | 0 | 0 | 0
2017-06-15 09:00 | 165.6921 | 0.49386 |  | 173.9874 | 0 | 0 | 0 | 0 | 178.8766 | 0 | 0 | 0 | 0 | 182.8769 | 0 | 0 | 0 | 0 | 183.0251 | 0 | 0 | 0 | 0 | 183.1238 | 0 | 0 | 0 | 0 | 183.272 | 0 | 0 | 0 | 0 | 183.4202 | 0 | 0 | 0 | 0 | 183.5683 | 0 | 0 | 0 | 0 | 183.7659 | 0 | 0 | 0 | 0 | 183.914 | 0 | 0 | 0 | 0 | 184.0128 | 0 | 0 | 0 | 0 | 184.1609 | 0 | 0 | 0 | 0 | 184.2597 | 0 | 0 | 0 | 0 | 184.4079 | 0 | 0 | 0 | 0 | 184.556 | 0 | 0 | 0 | 0 | 184.6548 | 0 | 0 | 0 | 0 | 184.803 | 0 | 0 | 0 | 0 | 184.9511 | 0 | 0 | 0 | 0 | 185.0005 | 0 | 0 | 0 | 0 | 185.1487 | 0 | 0 | 0 | 0 | 185.2968 | 0 | 0 | 0 | 0 | 185.3956 | 0 | 0 | 0 | 0 | 185.5438 | 0 | 0 | 0 | 0 | 185.6425 | 0 | 0 | 0 | 0 | 185.7413 | 0 | 0 | 0 | 0
2017-06-15 10:00 | 168.5427 | 0.50236 |  | 176.9808 | 0 | 0 | 0 | 0 | 181.9541 | 0 | 0 | 0 | 0 | 186.0232 | 0 | 0 | 0 | 0 | 186.1739 | 0 | 0 | 0 | 0 | 186.2744 | 0 | 0 | 0 | 0 | 186.4251 | 0 | 0 | 0 | 0 | 186.5758 | 0 | 0 | 0 | 0 | 186.7265 | 0 | 0 | 0 | 0 | 186.9275 | 0 | 0 | 0 | 0 | 187.0782 | 0 | 0 | 0 | 0 | 187.1787 | 0 | 0 | 0 | 0 | 187.3294 | 0 | 0 | 0 | 0 | 187.4298 | 0 | 0 | 0 | 0 | 187.5805 | 0 | 0 | 0 | 0 | 187.7313 | 0 | 0 | 0 | 0 | 187.8317 | 0 | 0 | 0 | 0 | 187.9824 | 0 | 0 | 0 | 0 | 188.1331 | 0 | 0 | 0 | 0 | 188.1834 | 0 | 0 | 0 | 0 | 188.3341 | 0 | 0 | 0 | 0 | 188.4848 | 0 | 0 | 0 | 0 | 188.5853 | 0 | 0 | 0 | 0 | 188.736 | 0 | 0 | 0 | 0 | 188.8364 | 0 | 0 | 0 | 0 | 188.9369 | 0 | 0 | 0 | 0
2017-06-15 11:00 | 179.2371 | 0.53423 |  | 188.2105 | 0 | 0 | 0 | 0 | 193.4994 | 0 | 0 | 0 | 0 | 197.8267 | 0 | 0 | 0 | 0 | 197.987 | 0 | 0 | 0 | 0 | 198.0938 | 0 | 0 | 0 | 0 | 198.2541 | 0 | 0 | 0 | 0 | 198.4144 | 0 | 0 | 0 | 0 | 198.5747 | 0 | 0 | 0 | 0 | 198.7883 | 0 | 0 | 0 | 0 | 198.9486 | 0 | 0 | 0 | 0 | 199.0555 | 0 | 0 | 0 | 0 | 199.2157 | 0 | 0 | 0 | 0 | 199.3226 | 0 | 0 | 0 | 0 | 199.4829 | 0 | 0 | 0 | 0 | 199.6431 | 0 | 0 | 0 | 0 | 199.75 | 0 | 0 | 0 | 0 | 199.9102 | 0 | 0 | 0 | 0 | 200.0705 | 0 | 0 | 0 | 0 | 200.1239 | 0 | 0 | 0 | 0 | 200.2842 | 0 | 0 | 0 | 0 | 200.4445 | 0 | 0 | 0 | 0 | 200.5513 | 0 | 0 | 0 | 0 | 200.7116 | 0 | 0 | 0 | 0 | 200.8184 | 0 | 0 | 0 | 0 | 200.9253 | 0 | 0 | 0 | 0
2017-06-15 12:00 | 173.502 | 0.51714 |  | 182.1883 | 0 | 0 | 0 | 0 | 187.308 | 0 | 0 | 0 | 0 | 191.4968 | 0 | 0 | 0 | 0 | 191.652 | 0 | 0 | 0 | 0 | 191.7554 | 0 | 0 | 0 | 0 | 191.9106 | 0 | 0 | 0 | 0 | 192.0657 | 0 | 0 | 0 | 0 | 192.2208 | 0 | 0 | 0 | 0 | 192.4277 | 0 | 0 | 0 | 0 | 192.5828 | 0 | 0 | 0 | 0 | 192.6863 | 0 | 0 | 0 | 0 | 192.8414 | 0 | 0 | 0 | 0 | 192.9448 | 0 | 0 | 0 | 0 | 193.1 | 0 | 0 | 0 | 0 | 193.2551 | 0 | 0 | 0 | 0 | 193.3585 | 0 | 0 | 0 | 0 | 193.5137 | 0 | 0 | 0 | 0 | 193.6688 | 0 | 0 | 0 | 0 | 193.7205 | 0 | 0 | 0 | 0 | 193.8757 | 0 | 0 | 0 | 0 | 194.0308 | 0 | 0 | 0 | 0 | 194.1343 | 0 | 0 | 0 | 0 | 194.2894 | 0 | 0 | 0 | 0 | 194.3928 | 0 | 0 | 0 | 0 | 194.4963 | 0 | 0 | 0 | 0
2017-06-15 13:00 | 177.5533 | 0.52922 |  | 186.4425 | 0 | 0 | 0 | 0 | 191.6817 | 0 | 0 | 0 | 0 | 195.9683 | 0 | 0 | 0 | 0 | 196.1271 | 0 | 0 | 0 | 0 | 196.2329 | 0 | 0 | 0 | 0 | 196.3917 | 0 | 0 | 0 | 0 | 196.5505 | 0 | 0 | 0 | 0 | 196.7092 | 0 | 0 | 0 | 0 | 196.9209 | 0 | 0 | 0 | 0 | 197.0797 | 0 | 0 | 0 | 0 | 197.1855 | 0 | 0 | 0 | 0 | 197.3443 | 0 | 0 | 0 | 0 | 197.4501 | 0 | 0 | 0 | 0 | 197.6089 | 0 | 0 | 0 | 0 | 197.7677 | 0 | 0 | 0 | 0 | 197.8735 | 0 | 0 | 0 | 0 | 198.0323 | 0 | 0 | 0 | 0 | 198.191 | 0 | 0 | 0 | 0 | 198.244 | 0 | 0 | 0 | 0 | 198.4027 | 0 | 0 | 0 | 0 | 198.5615 | 0 | 0 | 0 | 0 | 198.6673 | 0 | 0 | 0 | 0 | 198.8261 | 0 | 0 | 0 | 0 | 198.9319 | 0 | 0 | 0 | 0 | 199.0378 | 0 | 0 | 0 | 0