## Peaker
| Appendix A: Equivalent Peaker Detailed Calculations | [5 empty] | Appendix A: Equivalent Peaker Detailed Calculations
[5 empty] | Page 1 of 2 | [6 empty] | Page 2 of 2
| Derivation of Gas Turbine levelized Cost per kW | [5 empty] | Derivation of Muskrat Falls Project levelized Cost per kW
[5 empty] | Charges on Capital ($/kW-year) | [6 empty] | NPV of Reveune Requirement
Investment Costs per kW
| Investment Cost ($/kW) |  | Parameters |  |  |  | Investment Cost ($/kW) |  |  | Parameters
1 | Direct Facility Investment |  |  | 3114.5951 | 169.8634 | 1 | Muskrat Falls Generation |  |  |  |  | 10491669.9638
2 | General Plant /Common |  | 8.978% | 279.6393 | 18.3437 | 2 | LTA Transmission Assets |  |  |  |  | 1820777.1363
3 | Materials and Supplies |  | 1.161% | 36.1733 | 1.9728 | 3 | LIL Transmission Assets |  |  |  |  | 5816520.8893
4 | Fuel Inventory |  |  | 24.0371 | 1.3109 | 4 | Total Muskrat Falls Project |  |  |  |  | 18128967.9893
5 | Working Capital (%/FOM) |  | 1.764% | 0.72281 | 0.03942
[6 empty] | 5 | NPV of generation capacity (MW) |  |  |  |  | 13995.2663
[5 empty] | Cost Elements ($/kW-year) | 6 | NPV of transmission capacity (MW) |  |  |  |  | 15286.0918
| Charge Rates (%) |  | Parameters |  |  | 7 | Discount rate |  |  | 5.9%
6 | Carrying Charges, Direct |  | 5.454% |  | 173.1866 | [6 empty] | Cost Elements ($/kW-year)
7 | Carrying Charges, Gen/Com |  | 6.56% |  | 18.3437
8 | Insurance Costs |  | 0.1103% |  | 3.7436 |  | Charge Rates (%)
9 | FOM Rate ($/kW-year) |  | 35.6336 |  | 35.6336 | 8 | Carrying Charges, Generation |  |  |  |  | 749.6585
10 | A&G Cost Rate (% OM) |  | 15.01% |  | 5.3487 | 9 | Carrying Charges, LTA |  |  |  |  | 119.1133
[6 empty] | 10 | Carrying Charges, LiL |  |  |  |  | 380.5107
|  |  | All-In Cost/kW-year: |  | 236.2562 |  |  |  |  | All-In Cost/kW-year: |  | 1249.2825
Cost Effect of E(Forced Outage)
11 |  | Cost Effect of E(Forced Outage) |  | 5.03% | 12.5131 | 11 |  |  | Generation |  | 1.93% | 14.7531
[6 empty] | 12 |  |  | Transmission |  | 0.56% | 2.8137
12 |  | Adjusted All-In total Cost/kW-year: |  |  | 248.7693 | 13 |  | Adjusted All-In total Cost/kW-year: |  |  |  | 1266.8492 | 19.64%
Notes: | [5 empty] | Notes:
1 | Direct Facility investment is based on a 58.5 MW gas turbine with a |  |  |  |  | 1-4 | A discounted cash flow approach was used. The net present value of
| capital cost of $182.2 million (2019 dollars) financed at Hydro's long- | [5 empty] | the annual revenue requirment for each major asset class was determined
| term WACC of 5.9%. | [5 empty] | using Hydro' long-term WACC of 5.9%.
2-5 | Rate base adjustments consistent with the 2019 Test Year as filed Oct. |  |  |  |  | 5 | Represents the net present value of the capacity generated (824 MW
| 26, 2018. | [5 empty] | annually).
6 | Revenue requirement reflecting the economic carrying charge to recover |  |  |  |  | 6 | Represents the net present value of the capacity transmitted (900 MW
| the capital investment of $182.2 million | [5 empty] | annually).
7 | To reflect the economic carrying charge of associated general plant. |  |  |  |  | 8-10 | The levelized equal charge is determined (example 1 ÷ 5)
8 | To forecast insurance charges based on 2019 Test Year ratio. |  |  |  |  | 11-12 | Reflects the long-term forecast forced outage rate per Hydro's Reliability
9 | To include direct operating and maintenance consistent with the 2019 | [5 empty] | Study for each of generation and transmission.
| Test Year gas turbine operating cost (see Schedule 1.3.1). |  |  |  |  | 13 | Resulting all-in cost per kW-year.
10 | To include administration and overhead allocation as per the 2019 Test
Year Cost of Service Study.
11 | Reflects the forecast forced outage rate per Hydro's Reliability Study.
12 | Resulting all-in cost per kW-year.

## LUEC
Nalcor Energy's Projection of Revenue Requirement - Labrador-Island Link, Muskrat Falls, Muskrat Falls-Churchill Falls Transmission Link ($000)
| Total | NPV | 2018 | 2019 | 2020 | 2021 | 2022 | 2023 | 2024 | 2025 | 2026 | 2027 | 2028 | 2029 | 2030 | 2031 | 2032 | 2033 | 2034 | 2035 | 2036 | 2037 | 2038 | 2039 | 2040 | 2041 | 2042 | 2043 | 2044 | 2045 | 2046 | 2047 | 2048 | 2049 | 2050 | 2051 | 2052 | 2053 | 2054 | 2055 | 2056 | 2057 | 2058 | 2059 | 2060 | 2061 | 2062 | 2063 | 2064 | 2065 | 2066 | 2067 | 2068 | 2069 | 2070
LIL 1
Return on Equity | 3595082.6096 |  |  |  | 40707.2494 | 125181.1339 | 123498.0852 | 121803.5182 | 120440.1781 | 118404.2312 | 116705.736 | 115003.0027 | 113615.6659 | 111597.0024 | 109892.8006 | 108188.0313 | 106780.3978 | 104774.6191 | 102219.6301 | 98776.3378 | 96694.3729 | 94069.208 | 91715.0005 | 89360.6015 | 87252.7112 | 84652.1402 | 82297.0489 | 79942.8341 | 77807.2188 | 75232.5178 | 72822.4852 | 69720.1023 | 67346.483 | 64782.5162 | 62409.3874 | 60035.2468 | 57826.5969 | 55287.6051 | 52860.9509 | 47640.3241 | 44442.7667 | 41876.8566 | 38451.2811 | 35694.3437 | 33364.5419 | 30842.4237 | 28416.8793 | 25991.2358 | 23634.8862 | 21139.8078 | 18714.4266 | 16288.5417 | 13905.0668 | 10576.0562 | 4400.5238
O&M 2 | 5671585.9471 |  |  |  | 13453.3454 | 38588.8688 | 39543.5254 | 40521.7993 | 41524.2749 | 42551.551 | 43604.241 | 44682.9736 | 45788.3933 | 49625.5649 | 48081.9505 | 49271.458 | 50490.3929 | 52954.5713 | 54265.5478 | 55608.9804 | 56985.6726 | 57052.599 | 65958.8688 | 88260.8099 | 110653.3081 | 113462.2077 | 116261.3968 | 119018.3197 | 121774.6493 | 124415.5619 | 127058.9557 | 129545.5926 | 132172.4711 | 134762.7169 | 137391.4998 | 140034.0982 | 142722.2576 | 145374.1835 | 148124.5858 | 150242.8952 | 152823.9183 | 155587.832 | 158202.3859 | 161008.5874 | 163958.1613 | 166914.1618 | 169951.5634 | 173048.1569 | 176223.2102 | 179435.0011 | 182734.5099 | 186102.3097 | 189557.8142 | 192888.4684 | 191319.7775
Depreciation | 4866909.8261 |  |  |  | 32324.2325 | 96972.6976 | 96972.6976 | 96972.6976 | 96972.6976 | 96972.6976 | 96972.6976 | 96972.6976 | 96972.6976 | 96972.6976 | 96972.6976 | 96972.6976 | 96972.6976 | 96972.6976 | 96972.6976 | 96972.6976 | 96972.6976 | 96972.6976 | 96972.6976 | 96972.6976 | 96972.6976 | 96972.6976 | 96972.6976 | 96972.6976 | 96972.6976 | 96972.6976 | 96972.6976 | 96972.6976 | 96972.6976 | 96972.6976 | 96972.6976 | 96972.6976 | 96972.6976 | 97030.4291 | 97319.0865 | 97319.0865 | 97319.0865 | 97331.8265 | 97338.1965 | 97338.1965 | 97338.1965 | 97338.1965 | 97338.1965 | 97338.1965 | 97338.1965 | 97338.1965 | 97338.1965 | 97338.1965 | 97338.1965 | 97338.1965 | 77081.3958
Interest | 3243243.6857 |  |  |  | 40264.6096 | 119106.5921 | 116927.1591 | 114735.4605 | 112341.2169 | 109957.8522 | 107828.2948 | 105606.6471 | 103433.8445 | 101382.5487 | 99047.1787 | 96606.2781 | 94384.0343 | 89472.904 | 85743.7383 | 84125.4699 | 82192.51 | 80588.5595 | 78883.5673 | 76958.8643 | 75029.8059 | 73097.4818 | 71255.9312 | 69384.756 | 67450.6629 | 64889.1856 | 56209.4425 | 54561.4786 | 52741.1372 | 50897.7433 | 49053.785 | 47207.9345 | 45361.2922 | 44816.6913 | 56672.1867 | 53541.2301 | 49772.9969 | 51188.8782 | 50995.4871 | 46444.3384 | 41853.4176 | 37262.6518 | 32671.8057 | 28080.9598 | 23490.0564 | 18899.2682 | 14308.4217 | 9717.576 | 5126.6953 | 1523.0312 | 150.0273
| 17376822.0685 | 5816520.8893 |  |  | 126749.437 | 379849.2925 | 376941.4673 | 374033.4757 | 371278.3676 | 367886.332 | 365110.9695 | 362265.321 | 359810.6013 | 359577.8136 | 353994.6275 | 351038.465 | 348627.5226 | 344174.7921 | 339201.6138 | 335483.4858 | 332845.2531 | 328683.0641 | 333530.1343 | 351552.9733 | 369908.5228 | 368184.5273 | 366787.0745 | 365318.6074 | 364005.2286 | 361509.9629 | 353063.5811 | 350799.8712 | 349232.7889 | 347415.674 | 345827.3698 | 344249.9772 | 342882.8444 | 342508.909 | 354976.8099 | 348743.5359 | 344358.7685 | 345985.3933 | 344987.3507 | 340485.466 | 336514.3172 | 332357.4339 | 328378.4449 | 324458.549 | 320686.3493 | 316812.2737 | 313095.5546 | 309446.6239 | 305927.7727 | 302325.7523 | 272951.7244
Muskrat 1
Return on Equity | 34796620.1541 |  |  |  | 15392.7638 | -3627.3066 | 16032.8735 | 34176.0217 | 57541.6551 | 81739.3292 | 101812.8348 | 122650.1693 | 144446.4769 | 169617.9131 | 207082.2784 | 242816.948 | 267938.9001 | 293800.4988 | 320454.068 | 347878.8382 | 376097.0557 | 407137.0075 | 438487.4061 | 469282.0571 | 500955.6002 | 533531.3766 | 567006.4834 | 605782.9295 | 639185.0467 | 671581.7907 | 704840.6027 | 738974.9608 | 772088.5903 | 805046.9841 | 826012.3022 | 847420.9949 | 869570.7889 | 890164.097 | 910433.3779 | 991477.0357 | 1024337.3706 | 1058066.208 | 1092685.1441 | 1128216.2912 | 1164682.2901 | 1202106.3224 | 1240512.1232 | 1279923.9934 | 1320366.8137 | 1361866.0572 | 1404447.8037 | 1448138.7537 | 1492966.2425 | 1538958.2555 | 1054515.7345
O&M 2 | 2905811.1948 |  |  |  | 10444.5479 | 29382.1011 | 30051.4953 | 30737.4497 | 31440.3741 | 32160.6882 | 32898.8223 | 33655.2172 | 34164.2481 | 34385.1448 | 35199.0778 | 36033.1467 | 36887.8497 | 37763.6975 | 38661.213 | 39580.9322 | 40523.4046 | 41902.685 | 51489.6387 | 48350.6586 | 49487.0655 | 50651.1259 | 51843.5145 | 53064.9228 | 54316.0592 | 55597.6492 | 56910.4364 | 58255.1823 | 59632.6672 | 61043.6905 | 62489.0711 | 63969.648 | 64620.2823 | 65555.2812 | 67146.6885 | 68776.8584 | 70446.7377 | 72157.2963 | 73909.5281 | 75704.451 | 77543.108 | 79426.5678 | 81355.925 | 83332.3009 | 85356.8449 | 87430.7337 | 89555.1735 | 91731.3996 | 93960.678 | 96244.3051 | 98583.6097
Innu | 1467651.8408 |  |  |  | 1906.8891 | 5818.0963 | 5937.3673 | 6048.75 | 6048.75 | 6048.75 | 6048.75 | 6048.75 | 6048.75 | 6048.75 | 6048.75 | 6048.75 | 6048.75 | 6048.75 | 6048.75 | 6048.75 | 6048.75 | 6048.75 | 6048.75 | 6048.75 | 6048.75 | 6048.75 | 6048.75 | 6048.75 | 6048.75 | 6048.75 | 6048.75 | 6048.75 | 6048.75 | 6048.75 | 6048.75 | 42248.4108 | 50077.5423 | 50724.6244 | 51739.1169 | 55795.4119 | 57440.0959 | 59128.2492 | 60860.9525 | 62639.3127 | 64464.4629 | 66337.5633 | 68259.8021 | 70232.3953 | 72256.5883 | 74333.6561 | 76464.904 | 78651.6684 | 80895.3173 | 83197.2515 | 58877.1623
Water Power Rental | 1325100.8339 |  |  |  | 5080.1829 | 15552.9799 | 15871.816 | 16197.1882 | 16529.2306 | 16868.0798 | 17213.8754 | 17566.7599 | 17926.8785 | 18294.3795 | 18669.4142 | 19052.1372 | 19442.7061 | 19841.2815 | 20248.0278 | 20663.1124 | 21086.7062 | 21518.9836 | 21960.1228 | 22410.3053 | 22869.7166 | 23338.5458 | 23816.986 | 24305.2342 | 24803.4915 | 25311.9631 | 25830.8583 | 26360.3909 | 26900.7789 | 27452.2449 | 28015.0159 | 28589.3237 | 29175.4049 | 29773.5007 | 30383.8574 | 31006.7265 | 31642.3644 | 32291.0329 | 32952.999 | 33628.5355 | 34317.9205 | 35021.4379 | 35739.3773 | 36472.0346 | 37219.7113 | 37982.7154 | 38761.361 | 39555.9689 | 40366.8663 | 41194.3871 | 28025.9147
Depreciation | 6164997.4138 |  |  |  | 41099.9826 | 123299.9479 | 123299.948 | 123299.9481 | 123299.9482 | 123299.9483 | 123299.9483 | 123299.9483 | 123299.9483 | 123299.9483 | 123299.9483 | 123299.9483 | 123299.9483 | 123299.9483 | 123299.9483 | 123299.9483 | 123299.9483 | 123299.9483 | 123299.9483 | 123299.9483 | 123299.9483 | 123299.9483 | 123299.9483 | 123299.9483 | 123299.9483 | 123299.9483 | 123299.9483 | 123299.9483 | 123299.9483 | 123299.9483 | 123299.9483 | 123299.9483 | 123299.9483 | 123299.9483 | 123299.9483 | 123299.9483 | 123299.9483 | 123299.9483 | 123299.9483 | 123299.9483 | 123299.9483 | 123299.9483 | 123299.9483 | 123299.9483 | 123299.9483 | 123299.9483 | 123299.9483 | 123299.9483 | 123299.9483 | 123299.9483 | 82199.9655
Interest | 2119405.2606 |  |  |  | 43760.2218 | 122595.9196 | 120156.726 | 117641.1461 | 114988.9116 | 112222.196 | 109567.7277 | 106718.358 | 103760.8084 | 98336.3504 | 93811.9581 | 92177.765 | 88669.9591 | 85103.1609 | 81443.6267 | 77731.1777 | 73963.1014 | 68131.1385 | 62767.1106 | 58758.2641 | 54691.542 | 50565.7295 | 46406.4125 | 42179.2984 | 37886.3551 | 33535.4527 | 29123.5737 | 24658.0651 | 18952.1348 | 4310.2459 | 2027.7627 | -324.4383 | -2170.6126 | -2318.9767 | -2365.3562 | -2550.7978 | -2625.9878 | -2703.165 | -2782.379 | -2863.6803 | -2947.1206 | -3032.7531 | -3120.6321 | -3210.8131 | -3303.3531 | -3398.3103 | -3495.7446 | -3595.7168 | -3698.2897 | -3803.5272 | -2925.2852
| 48779586.698 | 10491669.9638 |  |  | 117684.5881 | 293021.7382 | 311350.2261 | 328100.5038 | 349848.8696 | 372338.9915 | 390841.9585 | 409939.2027 | 429647.1102 | 449982.4861 | 484111.4268 | 519428.6952 | 542288.1133 | 565857.337 | 590155.6338 | 615202.7588 | 641018.9662 | 668038.5129 | 704052.9765 | 728149.9834 | 757352.6226 | 787435.4761 | 818422.0947 | 854681.0832 | 885539.6508 | 915375.554 | 946054.1694 | 977597.2974 | 1006922.8695 | 1027201.8637 | 1047892.8502 | 1105203.8874 | 1134573.3541 | 1157198.4749 | 1180637.6328 | 1267805.183 | 1304540.5291 | 1342239.5697 | 1380926.193 | 1420624.8584 | 1461360.6092 | 1503159.0866 | 1546046.5438 | 1590049.8594 | 1635196.5534 | 1681514.8004 | 1729033.4459 | 1777782.0221 | 1827790.7627 | 1879090.6203 | 1319277.1015
LTA 1
Return on Equity | 5594133.6513 |  |  |  | 3433.2849 | -2997.6012 | -2971.3369 | -2871.7579 | 3595.1802 | 8947.325 | 12329.4613 | 15845.5713 | 19479.305 | 23691.7872 | 29970.9023 | 35844.3183 | 40080.4782 | 44439.9285 | 48932.347 | 53553.0378 | 58305.7393 | 63588.0096 | 68906.5549 | 74089.8581 | 79419.2671 | 84898.6518 | 90526.7085 | 97026.9587 | 102647.357 | 108104.6375 | 113705.3631 | 119451.5081 | 125073.8772 | 130952.386 | 134466.789 | 138056.2079 | 141842.0416 | 145288.1801 | 148616.0669 | 161922.1195 | 167317.2529 | 172854.9803 | 178538.8475 | 184372.4849 | 190359.6097 | 196504.0282 | 202809.637 | 209280.4261 | 215920.4805 | 222733.9824 | 229725.2138 | 236898.5583 | 244258.5041 | 251809.6458 | 172559.4869
O&M 2 | 1396649.0594 |  |  |  | 3445.4177 | 10714.6055 | 10969.8653 | 11231.44 | 11499.4859 | 11774.163 | 12055.6353 | 12344.0711 | 12639.6425 | 12942.5262 | 13252.9029 | 13570.958 | 13896.8816 | 14230.8683 | 14573.1175 | 14923.8337 | 15283.2263 | 15651.51 | 16580.1514 | 25049.8876 | 25618.8712 | 26201.1126 | 26796.9234 | 27406.6226 | 28030.5368 | 28669.0003 | 29322.3552 | 29990.952 | 30675.1493 | 31375.3141 | 32091.8224 | 32825.059 | 33344.0894 | 33946.7389 | 34732.561 | 35536.7438 | 36359.7201 | 37201.9326 | 38063.8348 | 38945.8909 | 39848.5762 | 40772.377 | 41717.7915 | 42685.3295 | 43675.5132 | 44688.8768 | 45725.9676 | 46787.3456 | 47873.5844 | 48985.271 | 50123.0064
Depreciation | 1055307.9799 |  |  |  | 7035.3865 | 21106.1596 | 21106.1596 | 21106.1596 | 21106.1596 | 21106.1596 | 21106.1596 | 21106.1596 | 21106.1596 | 21106.1596 | 21106.1596 | 21106.1596 | 21106.1596 | 21106.1596 | 21106.1596 | 21106.1596 | 21106.1596 | 21106.1596 | 21106.1596 | 21106.1596 | 21106.1596 | 21106.1596 | 21106.1596 | 21106.1596 | 21106.1596 | 21106.1596 | 21106.1596 | 21106.1596 | 21106.1596 | 21106.1596 | 21106.1596 | 21106.1596 | 21106.1596 | 21106.1596 | 21106.1596 | 21106.1596 | 21106.1596 | 21106.1596 | 21106.1596 | 21106.1596 | 21106.1596 | 21106.1596 | 21106.1596 | 21106.1596 | 21106.1596 | 21106.1596 | 21106.1596 | 21106.1596 | 21106.1596 | 21106.1596 | 14070.773
Interest | 419045.8806 |  |  |  | 8588.4405 | 24064.1369 | 23586.9368 | 23091.1409 | 22567.6489 | 22020.7032 | 21498.49 | 20935.7117 | 20351.3107 | 19286.821 | 18415.9146 | 18141.2431 | 17453.775 | 16754.7689 | 16037.5976 | 15310.0849 | 14571.6996 | 13428.1717 | 12376.1665 | 11590.6575 | 10793.8401 | 9985.4776 | 9170.5975 | 8342.7867 | 7501.642 | 6649.0333 | 5784.5057 | 4909.5041 | 3787.0341 | 915.7979 | 468.8131 | 8.1607 | -355.0029 | -380.7383 | -388.3531 | -418.7996 | -431.1446 | -443.8158 | -456.8215 | -470.1698 | -483.8694 | -497.9288 | -512.3571 | -527.1634 | -542.3569 | -557.9474 | -573.9445 | -590.3583 | -607.1991 | -624.4774 | -480.2843
| 8465136.5712 | 1820777.1363 |  |  | 22502.5296 | 52887.3008 | 52691.6248 | 52556.9826 | 58768.4746 | 63848.3508 | 66989.7462 | 70231.5137 | 73576.4178 | 77027.294 | 82745.8794 | 88662.679 | 92537.2944 | 96531.7253 | 100649.2217 | 104893.116 | 109266.8248 | 113773.8509 | 118969.0324 | 131836.5628 | 136938.138 | 142191.4016 | 147600.389 | 153882.5276 | 159285.6954 | 164528.8307 | 169918.3836 | 175458.1238 | 180642.2202 | 184349.6576 | 188133.5841 | 191995.5872 | 195937.2877 | 199960.3403 | 204066.4344 | 218146.2233 | 224351.988 | 230719.2567 | 237252.0204 | 243954.3656 | 250830.4761 | 257884.636 | 265121.231 | 272544.7518 | 280159.7964 | 287971.0714 | 295983.3965 | 304201.7052 | 312631.049 | 321276.599 | 236272.982
Energy
Muskrat Falls Average Energy | GWh | 82857.5501 |  |  | 3995.4726 | 4935.8 | 4935.8 | 4935.8 | 4953 | 4935.8 | 4935.8 | 4935.8 | 4953 | 4935.8 | 4935.8 | 4935.8 | 4953 | 4935.8 | 4935.8 | 4935.8 | 4953 | 4935.8 | 4935.8 | 4935.8 | 4953 | 4935.8 | 4935.8 | 4935.8 | 4953 | 4935.8 | 4935.8 | 4935.8 | 4953 | 4935.8 | 4935.8 | 4935.8 | 4953 | 4935.8 | 4935.8 | 4935.8 | 4953 | 4935.8 | 4935.8 | 4935.8 | 4953 | 4935.8 | 4935.8 | 4935.8 | 4953 | 4935.8 | 4935.8 | 4935.8 | 4953 | 4935.8 | 3232.6954
Generation |  | 13995.2663 |  |  | 824 | 824 | 824 | 824 | 824 | 824 | 824 | 824 | 824 | 824 | 824 | 824 | 824 | 824 | 824 | 824 | 824 | 824 | 824 | 824 | 824 | 824 | 824 | 824 | 824 | 824 | 824 | 824 | 824 | 824 | 824 | 824 | 824 | 824 | 824 | 824 | 824 | 824 | 824 | 824 | 824 | 824 | 824 | 824 | 824 | 824 | 824 | 824 | 824 | 824 | 824
Transmission |  | 15286.0918 |  |  | 900 | 900 | 900 | 900 | 900 | 900 | 900 | 900 | 900 | 900 | 900 | 900 | 900 | 900 | 900 | 900 | 900 | 900 | 900 | 900 | 900 | 900 | 900 | 900 | 900 | 900 | 900 | 900 | 900 | 900 | 900 | 900 | 900 | 900 | 900 | 900 | 900 | 900 | 900 | 900 | 900 | 900 | 900 | 900 | 900 | 900 | 900 | 900 | 900 | 900 | 900 | 0 | 0 | 0 | 0 | 0 | 0 | 0 | 0 | 0 | 0 | 0 | 0 | 0 | 0 | 0 | 0 | 0 | 0 | 0 | 0 | 0 | 0 | 0 | 0 | 0 | 0 | 0 | 0 | 0 | 0 | 0 | 0 | 0 | 0 | 0 | 0 | 0 | 0 | 0 | 0 | 0 | 0 | 0 | 0 | 0 | 0 | 0 | 0 | 0 | 0 | 0 | 0 | 0 | 0 | 0 | 0 | 0 | 0 | 0 | 0 | 0 | 0 | 0 | 0 | 0 | 0 | 0 | 0 | 0 | 0 | 0 | 0 | 0 | 0 | 0 | 0 | 0 | 0 | 0 | 0 | 0 | 0 | 0 | 0 | 0 | 0 | 0 | 0 | 0 | 0 | 0 | 0 | 0 | 0 | 0 | 0 | 0 | 0 | 0 | 0 | 0 | 0 | 0 | 0 | 0 | 0 | 0 | 0 | 0 | 0 | 0 | 0 | 0 | 0 | 0 | 0 | 0 | 0 | 0 | 0 | 0 | 0 | 0 | 0 | 0 | 0 | 0 | 0 | 0 | 0 | 0 | 0 | 0 | 0 | 0 | 0 | 0 | 0 | 0 | 0 | 0 | 0 | 0 | 0 | 0 | 0 | 0 | 0 | 0 | 0 | 0 | 0 | 0 | 0 | 0 | 0 | 0 | 0 | 0 | 0 | 0 | 0 | 0 | 0 | 0 | 0 | 0 | 0 | 0 | 0 | 0 | 0 | 0 | 0 | 0 | 0 | 0 | 0 | 0 | 0 | 0 | 0 | 0 | 0 | 0 | 0 | 0 | 0 | 0 | 0 | 0 | 0 | 0 | 0 | 0 | 0 | 0 | 0 | 0 | 0 | 0 | 0 | 0 | 0 | 0 | 0 | 0 | 0 | 0 | 0 | 0 | 0 | 0 | 0 | 0 | 0 | 0 | 0 | 0 | 0 | 0 | 0 | 0 | 0 | 0 | 0 | 0 | 0 | 0 | 0 | 0 | 0 | 0 | 0 | 0 | 0 | 0 | 0 | 0 | 0 | 0 | 0 | 0 | 0 | 0 | 0 | 0 | 0 | 0 | 0 | 0 | 0 | 0 | 0 | 0 | 0 | 0 | 0 | 0 | 0 | 0 | 0 | 0 | 0 | 0 | 0 | 0 | 0 | 0 | 0 | 0 | 0 | 0 | 0 | 0 | 0 | 0 | 0 | 0 | 0 | 0 | 0 | 0 | 0 | 0 | 0 | 0 | 0 | 0 | 0 | 0 | 0 | 0 | 0 | 0 | 0 | 0 | 0 | 0 | 0 | 0 | 0 | 0 | 0 | 0 | 0 | 0 | 0 | 0 | 0 | 0 | 0 | 0 | 0 | 0 | 0 | 0 | 0 | 0 | 0 | 0 | 0 | 0 | 0 | 0 | 0 | 0 | 0 | 0 | 0 | 0 | 0 | 0 | 0 | 0 | 0 | 0 | 0 | 0 | 0 | 0 | 0 | 0 | 0 | 0 | 0 | 0 | 0 | 0 | 0 | 0 | 0 | 0 | 0 | 0 | 0 | 0 | 0 | 0 | 0 | 0 | 0 | 0 | 0 | 0 | 0 | 0 | 0 | 0 | 0 | 0 | 0 | 0 | 0 | 0 | 0 | 0 | 0 | 0 | 0 | 0 | 0 | 0 | 0 | 0 | 0 | 0 | 0 | 0 | 0 | 0 | 0 | 0 | 0 | 0 | 0 | 0 | 0 | 0 | 0 | 0 | 0 | 0 | 0 | 0 | 0 | 0 | 0 | 0 | 0 | 0 | 0 | 0 | 0 | 0 | 0 | 0 | 0 | 0 | 0 | 0 | 0 | 0 | 0 | 0 | 0 | 0 | 0 | 0 | 0 | 0 | 0 | 0 | 0 | 0 | 0 | 0 | 0 | 0 | 0 | 0 | 0 | 0 | 0 | 0 | 0 | 0 | 0 | 0 | 0 | 0 | 0 | 0 | 0 | 0 | 0 | 0 | 0 | 0 | 0 | 0 | 0 | 0 | 0 | 0 | 0 | 0 | 0 | 0 | 0 | 0 | 0 | 0 | 0 | 0 | 0 | 0 | 0 | 0 | 0 | 0 | 0 | 0 | 0 | 0 | 0 | 0 | 0 | 0 | 0 | 0 | 0 | 0 | 0 | 0 | 0 | 0 | 0 | 0 | 0 | 0 | 0 | 0 | 0 | 0 | 0 | 0 | 0 | 0 | 0 | 0 | 0 | 0 | 0 | 0 | 0 | 0 | 0 | 0 | 0 | 0 | 0 | 0 | 0 | 0 | 0 | 0 | 0 | 0 | 0 | 0 | 0 | 0 | 0 | 0 | 0 | 0 | 0 | 0 | 0 | 0 | 0 | 0 | 0 | 0 | 0 | 0 | 0 | 0 | 0 | 0 | 0 | 0 | 0 | 0 | 0 | 0 | 0 | 0 | 0 | 0 | 0 | 0 | 0 | 0 | 0 | 0 | 0 | 0 | 0 | 0 | 0 | 0 | 0 | 0 | 0 | 0 | 0 | 0 | 0 | 0 | 0 | 0 | 0 | 0 | 0 | 0 | 0 | 0 | 0 | 0 | 0 | 0 | 0 | 0 | 0 | 0 | 0 | 0 | 0 | 0 | 0 | 0 | 0 | 0 | 0 | 0 | 0 | 0 | 0 | 0 | 0 | 0 | 0 | 0 | 0 | 0 | 0 | 0 | 0 | 0 | 0 | 0 | 0 | 0 | 0 | 0 | 0 | 0 | 0 | 0 | 0 | 0 | 0 | 0 | 0 | 0 | 0 | 0 | 0 | 0 | 0 | 0 | 0 | 0 | 0 | 0 | 0 | 0 | 0 | 0 | 0 | 0 | 0 | 0 | 0 | 0 | 0 | 0 | 0 | 0 | 0 | 0 | 0 | 0 | 0 | 0 | 0 | 0 | 0 | 0 | 0 | 0 | 0 | 0 | 0 | 0 | 0 | 0 | 0 | 0 | 0 | 0 | 0 | 0 | 0 | 0 | 0 | 0 | 0 | 0 | 0 | 0 | 0 | 0 | 0 | 0 | 0 | 0 | 0 | 0 | 0 | 0 | 0 | 0 | 0 | 0 | 0 | 0 | 0 | 0 | 0 | 0 | 0 | 0 | 0 | 0 | 0 | 0 | 0 | 0 | 0 | 0 | 0 | 0 | 0 | 0 | 0 | 0 | 0 | 0 | 0 | 0 | 0 | 0 | 0 | 0 | 0 | 0 | 0 | 0 | 0 | 0 | 0 | 0 | 0 | 0 | 0 | 0 | 0 | 0 | 0 | 0 | 0 | 0 | 0 | 0 | 0 | 0 | 0 | 0 | 0 | 0 | 0 | 0 | 0 | 0 | 0 | 0 | 0 | 0 | 0 | 0 | 0 | 0 | 0 | 0 | 0 | 0 | 0 | 0 | 0 | 0 | 0 | 0 | 0 | 0 | 0 | 0 | 0 | 0 | 0 | 0 | 0 | 0 | 0 | 0 | 0 | 0 | 0 | 0 | 0 | 0 | 0 | 0 | 0 | 0 | 0 | 0 | 0 | 0 | 0 | 0 | 0 | 0 | 0 | 0 | 0 | 0 | 0 | 0 | 0 | 0 | 0 | 0 | 0 | 0 | 0 | 0 | 0 | 0 | 0 | 0 | 0 | 0 | 0 | 0 | 0 | 0 | 0 | 0 | 0 | 0 | 0 | 0 | 0 | 0 | 0 | 0 | 0 | 0 | 0 | 0 | 0 | 0 | 0 | 0 | 0 | 0 | 0 | 0 | 0 | 0 | 0 | 0 | 0 | 0 | 0 | 0 | 0 | 0 | 0 | 0 | 0 | 0 | 0 | 0 | 0 | 0 | 0 | 0 | 0 | 0 | 0 | 0 | 0 | 0 | 0 | 0 | 0 | 0 | 0 | 0 | 0 | 0 | 0 | 0 | 0 | 0 | 0 | 0 | 0 | 0 | 0 | 0 | 0 | 0 | 0 | 0 | 0 | 0 | 0 | 0 | 0 | 0 | 0 | 0 | 0 | 0 | 0 | 0 | 0 | 0 | 0 | 0 | 0 | 0 | 0 | 0 | 0 | 0 | 0 | 0 | 0 | 0 | 0 | 0 | 0 | 0 | 0 | 0 | 0 | 0 | 0 | 0 | 0 | 0 | 0 | 0 | 0 | 0 | 0 | 0 | 0 | 0 | 0 | 0 | 0 | 0 | 0 | 0 | 0 | 0 | 0 | 0 | 0 | 0 | 0 | 0 | 0 | 0 | 0 | 0 | 0 | 0 | 0 | 0 | 0 | 0 | 0 | 0 | 0 | 0 | 0 | 0 | 0 | 0 | 0 | 0 | 0 | 0 | 0 | 0 | 0 | 0 | 0 | 0 | 0 | 0 | 0 | 0 | 0 | 0 | 0 | 0 | 0 | 0 | 0 | 0 | 0 | 0 | 0 | 0 | 0 | 0 | 0 | 0 | 0 | 0 | 0 | 0 | 0 | 0 | 0 | 0 | 0 | 0 | 0 | 0 | 0 | 0 | 0 | 0 | 0 | 0 | 0 | 0 | 0 | 0 | 0 | 0 | 0 | 0 | 0 | 0 | 0 | 0 | 0 | 0 | 0 | 0 | 0 | 0 | 0 | 0 | 0 | 0 | 0 | 0 | 0 | 0 | 0 | 0 | 0 | 0 | 0 | 0 | 0 | 0 | 0 | 0 | 0 | 0 | 0 | 0 | 0 | 0 | 0 | 0 | 0 | 0 | 0 | 0 | 0 | 0 | 0 | 0 | 0 | 0 | 0 | 0 | 0 | 0 | 0 | 0 | 0 | 0 | 0 | 0 | 0 | 0 | 0 | 0 | 0 | 0 | 0 | 0 | 0 | 0 | 0 | 0 | 0 | 0 | 0 | 0 | 0 | 0 | 0 | 0 | 0 | 0 | 0 | 0 | 0 | 0 | 0 | 0 | 0 | 0 | 0 | 0 | 0 | 0 | 0 | 0 | 0 | 0 | 0 | 0 | 0 | 0 | 0 | 0 | 0 | 0 | 0 | 0 | 0 | 0 | 0 | 0 | 0 | 0 | 0 | 0 | 0 | 0 | 0 | 0 | 0 | 0 | 0 | 0 | 0 | 0 | 0 | 0 | 0 | 0 | 0 | 0 | 0 | 0 | 0 | 0 | 0 | 0 | 0 | 0 | 0 | 0 | 0 | 0 | 0 | 0 | 0 | 0 | 0 | 0 | 0 | 0 | 0 | 0 | 0 | 0 | 0 | 0 | 0 | 0 | 0 | 0 | 0 | 0 | 0 | 0 | 0 | 0 | 0 | 0 | 0 | 0 | 0 | 0 | 0 | 0 | 0 | 0 | 0 | 0 | 0 | 0 | 0 | 0 | 0 | 0 | 0 | 0 | 0 | 0 | 0 | 0 | 0 | 0 | 0 | 0 | 0 | 0 | 0 | 0 | 0 | 0 | 0 | 0 | 0 | 0 | 0 | 0 | 0 | 0 | 0 | 0 | 0 | 0 | 0 | 0 | 0 | 0 | 0 | 0 | 0 | 0 | 0 | 0 | 0 | 0 | 0 | 0 | 0 | 0 | 0 | 0 | 0 | 0 | 0 | 0 | 0 | 0 | 0 | 0 | 0 | 0 | 0 | 0 | 0 | 0 | 0 | 0 | 0 | 0 | 0 | 0 | 0 | 0 | 0 | 0 | 0 | 0 | 0 | 0 | 0 | 0 | 0 | 0 | 0 | 0 | 0 | 0 | 0 | 0 | 0 | 0 | 0 | 0 | 0 | 0 | 0 | 0 | 0 | 0 | 0 | 0 | 0 | 0 | 0 | 0 | 0 | 0 | 0 | 0 | 0 | 0 | 0 | 0 | 0 | 0 | 0 | 0 | 0 | 0 | 0 | 0 | 0 | 0 | 0 | 0 | 0 | 0 | 0 | 0 | 0 | 0 | 0 | 0 | 0 | 0 | 0 | 0 | 0 | 0 | 0 | 0 | 0 | 0 | 0 | 0 | 0 | 0 | 0 | 0 | 0 | 0 | 0 | 0 | 0 | 0 | 0 | 0 | 0 | 0 | 0 | 0 | 0 | 0 | 0 | 0 | 0 | 0 | 0 | 0 | 0 | 0 | 0 | 0 | 0 | 0 | 0 | 0 | 0 | 0 | 0 | 0 | 0 | 0 | 0 | 0 | 0 | 0 | 0 | 0 | 0 | 0 | 0 | 0 | 0 | 0 | 0 | 0 | 0 | 0 | 0 | 0 | 0 | 0 | 0 | 0 | 0 | 0 | 0 | 0 | 0 | 0 | 0 | 0 | 0 | 0 | 0 | 0 | 0 | 0 | 0 | 0 | 0 | 0 | 0 | 0 | 0 | 0 | 0 | 0 | 0 | 0 | 0 | 0 | 0 | 0 | 0 | 0 | 0 | 0 | 0 | 0 | 0 | 0 | 0 | 0 | 0 | 0 | 0 | 0 | 0 | 0 | 0 | 0 | 0 | 0 | 0 | 0 | 0 | 0 | 0 | 0 | 0 | 0 | 0 | 0 | 0 | 0 | 0 | 0 | 0 | 0 | 0 | 0 | 0 | 0 | 0 | 0 | 0 | 0 | 0 | 0 | 0 | 0 | 0 | 0 | 0 | 0 | 0 | 0 | 0 | 0 | 0 | 0 | 0 | 0 | 0 | 0 | 0 | 0 | 0 | 0 | 0 | 0 | 0 | 0 | 0 | 0 | 0 | 0 | 0 | 0 | 0 | 0 | 0 | 0 | 0 | 0 | 0 | 0 | 0 | 0 | 0 | 0 | 0 | 0 | 0 | 0 | 0 | 0 | 0 | 0 | 0 | 0 | 0 | 0 | 0 | 0 | 0 | 0 | 0 | 0 | 0 | 0 | 0 | 0 | 0 | 0 | 0 | 0 | 0 | 0 | 0 | 0 | 0 | 0 | 0 | 0 | 0 | 0 | 0 | 0 | 0 | 0 | 0 | 0 | 0 | 0 | 0 | 0 | 0 | 0 | 0 | 0 | 0 | 0 | 0 | 0 | 0 | 0 | 0 | 0 | 0 | 0 | 0 | 0 | 0 | 0 | 0 | 0 | 0 | 0 | 0 | 0 | 0 | 0 | 0 | 0 | 0 | 0 | 0 | 0 | 0 | 0 | 0 | 0 | 0 | 0 | 0 | 0 | 0 | 0 | 0 | 0 | 0 | 0 | 0 | 0 | 0 | 0 | 0 | 0 | 0 | 0 | 0 | 0 | 0 | 0 | 0 | 0 | 0 | 0 | 0 | 0 | 0 | 0 | 0 | 0 | 0 | 0 | 0 | 0 | 0 | 0 | 0 | 0 | 0 | 0 | 0 | 0 | 0 | 0 | 0 | 0 | 0 | 0 | 0 | 0 | 0 | 0 | 0 | 0 | 0 | 0 | 0 | 0 | 0 | 0 | 0 | 0 | 0 | 0 | 0 | 0 | 0 | 0 | 0 | 0 | 0 | 0 | 0 | 0 | 0 | 0 | 0 | 0 | 0 | 0 | 0 | 0 | 0 | 0 | 0 | 0 | 0 | 0 | 0 | 0 | 0 | 0 | 0 | 0 | 0 | 0 | 0 | 0 | 0 | 0 | 0 | 0 | 0 | 0 | 0 | 0 | 0 | 0 | 0 | 0 | 0 | 0 | 0 | 0 | 0 | 0 | 0 | 0 | 0 | 0 | 0 | 0 | 0 | 0 | 0 | 0 | 0 | 0 | 0 | 0 | 0 | 0 | 0 | 0 | 0 | 0 | 0 | 0 | 0 | 0 | 0 | 0 | 0 | 0 | 0 | 0 | 0 | 0 | 0 | 0 | 0 | 0 | 0 | 0 | 0 | 0 | 0 | 0 | 0 | 0 | 0 | 0 | 0 | 0 | 0 | 0 | 0 | 0 | 0 | 0 | 0 | 0 | 0 | 0 | 0 | 0 | 0 | 0 | 0 | 0 | 0 | 0 | 0 | 0 | 0 | 0 | 0 | 0 | 0 | 0 | 0 | 0 | 0 | 0 | 0 | 0 | 0 | 0 | 0 | 0 | 0 | 0 | 0 | 0 | 0 | 0 | 0 | 0 | 0 | 0 | 0 | 0 | 0 | 0 | 0 | 0 | 0 | 0 | 0 | 0 | 0 | 0 | 0 | 0 | 0 | 0 | 0 | 0 | 0 | 0 | 0 | 0 | 0 | 0 | 0 | 0 | 0 | 0 | 0 | 0 | 0 | 0 | 0 | 0 | 0 | 0 | 0 | 0 | 0 | 0 | 0 | 0 | 0 | 0 | 0 | 0 | 0 | 0 | 0 | 0 | 0 | 0 | 0 | 0 | 0 | 0 | 0 | 0 | 0 | 0 | 0 | 0 | 0 | 0 | 0 | 0 | 0 | 0 | 0 | 0 | 0 | 0 | 0 | 0 | 0 | 0 | 0 | 0 | 0 | 0 | 0 | 0 | 0 | 0 | 0 | 0 | 0 | 0 | 0 | 0 | 0 | 0 | 0 | 0 | 0 | 0 | 0 | 0 | 0 | 0 | 0 | 0 | 0 | 0 | 0 | 0 | 0 | 0 | 0 | 0 | 0 | 0 | 0 | 0 | 0 | 0 | 0 | 0 | 0 | 0 | 0 | 0 | 0 | 0 | 0 | 0 | 0 | 0 | 0 | 0 | 0 | 0 | 0 | 0 | 0 | 0 | 0 | 0 | 0 | 0 | 0 | 0 | 0 | 0 | 0 | 0 | 0 | 0 | 0 | 0 | 0 | 0 | 0 | 0 | 0 | 0 | 0 | 0 | 0 | 0 | 0 | 0 | 0 | 0 | 0 | 0 | 0 | 0 | 0 | 0 | 0 | 0 | 0 | 0 | 0 | 0 | 0 | 0 | 0 | 0 | 0 | 0 | 0 | 0 | 0 | 0 | 0 | 0 | 0 | 0 | 0 | 0 | 0 | 0 | 0 | 0 | 0 | 0 | 0 | 0 | 0 | 0 | 0 | 0 | 0 | 0 | 0 | 0 | 0 | 0 | 0 | 0 | 0 | 0 | 0 | 0 | 0 | 0 | 0 | 0 | 0 | 0 | 0 | 0 | 0 | 0 | 0 | 0 | 0 | 0 | 0 | 0 | 0 | 0 | 0 | 0 | 0 | 0 | 0 | 0 | 0 | 0 | 0 | 0 | 0 | 0 | 0 | 0 | 0 | 0 | 0 | 0 | 0 | 0 | 0 | 0 | 0 | 0 | 0 | 0 | 0 | 0 | 0 | 0 | 0 | 0 | 0 | 0 | 0 | 0 | 0 | 0 | 0 | 0 | 0 | 0 | 0 | 0 | 0 | 0 | 0 | 0 | 0 | 0 | 0 | 0 | 0 | 0 | 0 | 0 | 0 | 0 | 0 | 0 | 0 | 0 | 0 | 0 | 0 | 0 | 0 | 0 | 0 | 0 | 0 | 0 | 0 | 0 | 0 | 0 | 0 | 0 | 0 | 0 | 0 | 0 | 0 | 0 | 0 | 0 | 0 | 0 | 0 | 0 | 0 | 0 | 0 | 0 | 0 | 0 | 0 | 0 | 0 | 0 | 0 | 0 | 0 | 0 | 0 | 0 | 0 | 0 | 0 | 0 | 0 | 0 | 0 | 0 | 0 | 0 | 0 | 0 | 0 | 0 | 0 | 0 | 0 | 0 | 0 | 0 | 0 | 0 | 0 | 0 | 0 | 0 | 0 | 0 | 0 | 0 | 0 | 0 | 0 | 0 | 0 | 0 | 0 | 0 | 0 | 0 | 0 | 0 | 0 | 0 | 0 | 0 | 0 | 0 | 0 | 0 | 0 | 0 | 0 | 0 | 0 | 0 | 0 | 0 | 0 | 0 | 0 | 0 | 0 | 0 | 0 | 0 | 0 | 0 | 0 | 0 | 0 | 0 | 0 | 0 | 0 | 0 | 0 | 0 | 0 | 0 | 0 | 0 | 0 | 0 | 0 | 0 | 0 | 0 | 0 | 0 | 0 | 0 | 0 | 0 | 0 | 0 | 0 | 0 | 0 | 0 | 0 | 0 | 0 | 0 | 0 | 0 | 0 | 0 | 0 | 0 | 0 | 0 | 0 | 0 | 0 | 0 | 0 | 0 | 0 | 0 | 0 | 0 | 0 | 0 | 0 | 0 | 0 | 0 | 0 | 0 | 0 | 0 | 0 | 0 | 0 | 0 | 0 | 0 | 0 | 0 | 0 | 0 | 0 | 0 | 0 | 0 | 0 | 0 | 0 | 0 | 0 | 0 | 0 | 0 | 0 | 0 | 0 | 0 | 0 | 0 | 0 | 0 | 0 | 0 | 0 | 0 | 0 | 0 | 0 | 0 | 0 | 0 | 0 | 0 | 0 | 0 | 0 | 0 | 0 | 0 | 0 | 0 | 0 | 0 | 0 | 0 | 0 | 0 | 0 | 0 | 0 | 0 | 0 | 0 | 0 | 0 | 0 | 0 | 0 | 0 | 0 | 0 | 0 | 0 | 0 | 0 | 0 | 0 | 0 | 0 | 0 | 0 | 0 | 0 | 0 | 0 | 0 | 0 | 0 | 0 | 0 | 0 | 0 | 0 | 0 | 0 | 0 | 0 | 0 | 0 | 0 | 0 | 0 | 0 | 0 | 0 | 0 | 0 | 0 | 0 | 0 | 0 | 0 | 0 | 0 | 0 | 0 | 0 | 0 | 0 | 0 | 0 | 0 | 0 | 0 | 0 | 0 | 0 | 0 | 0 | 0 | 0 | 0 | 0 | 0 | 0 | 0 | 0 | 0 | 0 | 0 | 0 | 0 | 0 | 0 | 0 | 0 | 0 | 0 | 0 | 0 | 0 | 0 | 0 | 0 | 0 | 0 | 0 | 0 | 0 | 0 | 0 | 0 | 0 | 0 | 0 | 0 | 0 | 0 | 0 | 0 | 0 | 0 | 0 | 0 | 0 | 0 | 0 | 0 | 0 | 0 | 0 | 0 | 0 | 0 | 0 | 0 | 0 | 0 | 0 | 0 | 0 | 0 | 0 | 0 | 0 | 0 | 0 | 0 | 0 | 0 | 0 | 0 | 0 | 0 | 0 | 0 | 0 | 0 | 0 | 0 | 0 | 0 | 0 | 0 | 0 | 0 | 0 | 0 | 0 | 0 | 0 | 0 | 0 | 0 | 0 | 0 | 0 | 0 | 0 | 0 | 0 | 0 | 0 | 0 | 0 | 0 | 0 | 0 | 0 | 0 | 0 | 0 | 0 | 0 | 0 | 0 | 0 | 0 | 0 | 0 | 0 | 0 | 0 | 0 | 0 | 0 | 0 | 0 | 0 | 0 | 0 | 0 | 0 | 0 | 0 | 0 | 0 | 0 | 0 | 0 | 0 | 0 | 0 | 0 | 0 | 0 | 0 | 0 | 0 | 0 | 0 | 0 | 0 | 0 | 0 | 0 | 0 | 0 | 0 | 0 | 0 | 0 | 0 | 0 | 0 | 0 | 0 | 0 | 0 | 0 | 0 | 0 | 0 | 0 | 0 | 0 | 0 | 0 | 0 | 0 | 0 | 0 | 0 | 0 | 0 | 0 | 0 | 0 | 0 | 0 | 0 | 0 | 0 | 0 | 0 | 0 | 0 | 0 | 0 | 0 | 0 | 0 | 0 | 0 | 0 | 0 | 0 | 0 | 0 | 0 | 0 | 0 | 0 | 0 | 0 | 0 | 0 | 0 | 0 | 0 | 0 | 0 | 0 | 0 | 0 | 0 | 0 | 0 | 0 | 0 | 0 | 0 | 0 | 0 | 0 | 0 | 0 | 0 | 0 | 0 | 0 | 0 | 0 | 0 | 0 | 0 | 0 | 0 | 0 | 0 | 0 | 0 | 0 | 0 | 0 | 0 | 0 | 0 | 0 | 0 | 0 | 0 | 0 | 0 | 0 | 0 | 0 | 0 | 0 | 0 | 0 | 0 | 0 | 0 | 0 | 0 | 0 | 0 | 0 | 0 | 0 | 0 | 0 | 0 | 0 | 0 | 0 | 0 | 0 | 0 | 0 | 0 | 0 | 0 | 0 | 0 | 0 | 0 | 0 | 0 | 0 | 0 | 0 | 0 | 0 | 0 | 0 | 0 | 0 | 0 | 0 | 0 | 0 | 0 | 0 | 0 | 0 | 0 | 0 | 0 | 0 | 0 | 0 | 0 | 0 | 0 | 0 | 0 | 0 | 0 | 0 | 0 | 0 | 0 | 0 | 0 | 0 | 0 | 0 | 0 | 0 | 0 | 0 | 0 | 0 | 0 | 0 | 0 | 0 | 0 | 0 | 0 | 0 | 0 | 0 | 0 | 0 | 0 | 0 | 0 | 0 | 0 | 0 | 0 | 0 | 0 | 0 | 0 | 0 | 0 | 0 | 0 | 0 | 0 | 0 | 0 | 0 | 0 | 0 | 0 | 0 | 0 | 0 | 0 | 0 | 0 | 0 | 0 | 0 | 0 | 0 | 0 | 0 | 0 | 0 | 0 | 0 | 0 | 0 | 0 | 0 | 0 | 0 | 0 | 0 | 0 | 0 | 0 | 0 | 0 | 0 | 0 | 0 | 0 | 0 | 0 | 0 | 0 | 0 | 0 | 0 | 0 | 0 | 0 | 0 | 0 | 0 | 0 | 0 | 0 | 0 | 0 | 0 | 0 | 0 | 0 | 0 | 0 | 0 | 0 | 0 | 0 | 0 | 0 | 0 | 0 | 0 | 0 | 0 | 0 | 0 | 0 | 0 | 0 | 0 | 0 | 0 | 0 | 0 | 0 | 0 | 0 | 0 | 0 | 0 | 0 | 0 | 0 | 0 | 0 | 0 | 0 | 0 | 0 | 0 | 0 | 0 | 0 | 0 | 0 | 0 | 0 | 0 | 0 | 0 | 0 | 0 | 0 | 0 | 0 | 0 | 0 | 0 | 0 | 0 | 0 | 0 | 0 | 0 | 0 | 0 | 0 | 0 | 0 | 0 | 0 | 0 | 0 | 0 | 0 | 0 | 0 | 0 | 0 | 0 | 0 | 0 | 0 | 0 | 0 | 0 | 0 | 0 | 0 | 0 | 0 | 0 | 0 | 0 | 0 | 0 | 0 | 0 | 0 | 0 | 0 | 0 | 0 | 0 | 0 | 0 | 0 | 0 | 0 | 0 | 0 | 0 | 0 | 0 | 0 | 0 | 0 | 0 | 0 | 0 | 0 | 0 | 0 | 0 | 0 | 0 | 0 | 0 | 0 | 0 | 0 | 0 | 0 | 0 | 0 | 0 | 0 | 0 | 0 | 0 | 0 | 0 | 0 | 0 | 0 | 0 | 0 | 0 | 0 | 0 | 0 | 0 | 0 | 0 | 0 | 0 | 0 | 0 | 0 | 0 | 0 | 0 | 0 | 0 | 0 | 0 | 0 | 0 | 0 | 0 | 0 | 0 | 0 | 0 | 0 | 0 | 0 | 0 | 0 | 0 | 0 | 0 | 0 | 0 | 0 | 0 | 0 | 0 | 0 | 0 | 0 | 0 | 0 | 0 | 0 | 0 | 0 | 0 | 0 | 0 | 0 | 0 | 0 | 0 | 0 | 0 | 0 | 0 | 0 | 0 | 0 | 0 | 0 | 0 | 0 | 0 | 0 | 0 | 0 | 0 | 0 | 0 | 0 | 0 | 0 | 0 | 0 | 0 | 0 | 0 | 0 | 0 | 0 | 0 | 0 | 0 | 0 | 0 | 0 | 0 | 0 | 0 | 0 | 0 | 0 | 0 | 0 | 0 | 0 | 0 | 0 | 0 | 0 | 0 | 0 | 0 | 0 | 0 | 0 | 0 | 0 | 0 | 0 | 0 | 0 | 0 | 0 | 0 | 0 | 0 | 0 | 0 | 0 | 0 | 0 | 0 | 0 | 0 | 0 | 0 | 0 | 0 | 0 | 0 | 0 | 0 | 0 | 0 | 0 | 0 | 0 | 0 | 0 | 0 | 0 | 0 | 0 | 0 | 0 | 0 | 0 | 0 | 0 | 0 | 0 | 0 | 0 | 0 | 0 | 0 | 0 | 0 | 0 | 0 | 0 | 0 | 0 | 0 | 0 | 0 | 0 | 0 | 0 | 0 | 0 | 0 | 0 | 0 | 0 | 0 | 0 | 0 | 0 | 0 | 0 | 0 | 0 | 0 | 0 | 0 | 0 | 0 | 0 | 0 | 0 | 0 | 0 | 0 | 0 | 0 | 0 | 0 | 0 | 0 | 0 | 0 | 0 | 0 | 0 | 0 | 0 | 0 | 0 | 0 | 0 | 0 | 0 | 0 | 0 | 0 | 0 | 0 | 0 | 0 | 0 | 0 | 0 | 0 | 0 | 0 | 0 | 0 | 0 | 0 | 0 | 0 | 0 | 0 | 0 | 0 | 0 | 0 | 0 | 0 | 0 | 0 | 0 | 0 | 0 | 0 | 0 | 0 | 0 | 0 | 0 | 0 | 0 | 0 | 0 | 0 | 0 | 0 | 0 | 0 | 0 | 0 | 0 | 0 | 0 | 0 | 0 | 0 | 0 | 0 | 0 | 0 | 0 | 0 | 0 | 0 | 0 | 0 | 0 | 0 | 0 | 0 | 0 | 0 | 0 | 0 | 0 | 0 | 0 | 0 | 0 | 0 | 0 | 0 | 0 | 0 | 0 | 0 | 0 | 0 | 0 | 0 | 0 | 0 | 0 | 0 | 0 | 0 | 0 | 0 | 0 | 0 | 0 | 0 | 0 | 0 | 0 | 0 | 0 | 0 | 0 | 0 | 0 | 0 | 0 | 0 | 0 | 0 | 0 | 0 | 0 | 0 | 0 | 0 | 0 | 0 | 0 | 0 | 0 | 0 | 0 | 0 | 0 | 0 | 0 | 0 | 0 | 0 | 0 | 0 | 0 | 0 | 0 | 0 | 0 | 0 | 0 | 0 | 0 | 0 | 0 | 0 | 0 | 0 | 0 | 0 | 0 | 0 | 0 | 0 | 0 | 0 | 0 | 0 | 0 | 0 | 0 | 0 | 0 | 0 | 0 | 0 | 0 | 0 | 0 | 0 | 0 | 0 | 0 | 0 | 0 | 0 | 0 | 0 | 0 | 0 | 0 | 0 | 0 | 0 | 0 | 0 | 0 | 0 | 0 | 0 | 0 | 0 | 0 | 0 | 0 | 0 | 0 | 0 | 0 | 0 | 0 | 0 | 0 | 0 | 0 | 0 | 0 | 0 | 0 | 0 | 0 | 0 | 0 | 0 | 0 | 0 | 0 | 0 | 0 | 0 | 0 | 0 | 0 | 0 | 0 | 0 | 0 | 0 | 0 | 0 | 0 | 0 | 0 | 0 | 0 | 0 | 0 | 0 | 0 | 0 | 0 | 0 | 0 | 0 | 0 | 0 | 0 | 0 | 0 | 0 | 0 | 0 | 0 | 0 | 0 | 0 | 0 | 0 | 0 | 0 | 0 | 0 | 0 | 0 | 0 | 0 | 0 | 0 | 0 | 0 | 0 | 0 | 0 | 0 | 0 | 0 | 0 | 0 | 0 | 0 | 0 | 0 | 0 | 0 | 0 | 0 | 0 | 0 | 0 | 0 | 0 | 0 | 0 | 0 | 0 | 0 | 0 | 0 | 0 | 0 | 0 | 0 | 0 | 0 | 0 | 0 | 0 | 0 | 0 | 0 | 0 | 0 | 0 | 0 | 0 | 0 | 0 | 0 | 0 | 0 | 0 | 0 | 0 | 0 | 0 | 0 | 0 | 0 | 0 | 0 | 0 | 0 | 0 | 0 | 0 | 0 | 0 | 0 | 0 | 0 | 0 | 0 | 0 | 0 | 0 | 0 | 0 | 0 | 0 | 0 | 0 | 0 | 0 | 0 | 0 | 0 | 0 | 0 | 0 | 0 | 0 | 0 | 0 | 0 | 0 | 0 | 0 | 0 | 0 | 0 | 0 | 0 | 0 | 0 | 0 | 0 | 0 | 0 | 0 | 0 | 0 | 0 | 0 | 0 | 0 | 0 | 0 | 0 | 0 | 0 | 0 | 0 | 0 | 0 | 0 | 0 | 0 | 0 | 0 | 0 | 0 | 0 | 0 | 0 | 0 | 0 | 0 | 0 | 0 | 0 | 0 | 0 | 0 | 0 | 0 | 0 | 0 | 0 | 0 | 0 | 0 | 0 | 0 | 0 | 0 | 0 | 0 | 0 | 0 | 0 | 0 | 0 | 0 | 0 | 0 | 0 | 0 | 0 | 0 | 0 | 0 | 0 | 0 | 0 | 0 | 0 | 0 | 0 | 0 | 0 | 0 | 0 | 0 | 0 | 0 | 0 | 0 | 0 | 0 | 0 | 0 | 0 | 0 | 0 | 0 | 0 | 0 | 0 | 0 | 0 | 0 | 0 | 0 | 0 | 0 | 0 | 0 | 0 | 0 | 0 | 0 | 0 | 0 | 0 | 0 | 0 | 0 | 0 | 0 | 0 | 0 | 0 | 0 | 0 | 0 | 0 | 0 | 0 | 0 | 0 | 0 | 0 | 0 | 0 | 0 | 0 | 0 | 0 | 0 | 0 | 0 | 0 | 0 | 0 | 0 | 0 | 0 | 0 | 0 | 0 | 0 | 0 | 0 | 0 | 0 | 0 | 0 | 0 | 0 | 0 | 0 | 0 | 0 | 0 | 0 | 0 | 0 | 0 | 0 | 0 | 0 | 0 | 0 | 0 | 0 | 0 | 0 | 0 | 0 | 0 | 0 | 0 | 0 | 0 | 0 | 0 | 0 | 0 | 0 | 0 | 0 | 0 | 0 | 0 | 0 | 0 | 0 | 0 | 0 | 0 | 0 | 0 | 0 | 0 | 0 | 0 | 0 | 0 | 0 | 0 | 0 | 0 | 0 | 0 | 0 | 0 | 0 | 0 | 0 | 0 | 0 | 0 | 0 | 0 | 0 | 0 | 0 | 0 | 0 | 0 | 0 | 0 | 0 | 0 | 0 | 0 | 0 | 0 | 0 | 0 | 0 | 0 | 0 | 0 | 0 | 0 | 0 | 0 | 0 | 0 | 0 | 0 | 0 | 0 | 0 | 0 | 0 | 0 | 0 | 0 | 0 | 0 | 0 | 0 | 0 | 0 | 0 | 0 | 0 | 0 | 0 | 0 | 0 | 0 | 0 | 0 | 0 | 0 | 0 | 0 | 0 | 0 | 0 | 0 | 0 | 0 | 0 | 0 | 0 | 0 | 0 | 0 | 0 | 0 | 0 | 0 | 0 | 0 | 0 | 0 | 0 | 0 | 0 | 0 | 0 | 0 | 0 | 0 | 0 | 0 | 0 | 0 | 0 | 0 | 0 | 0 | 0 | 0 | 0 | 0 | 0 | 0 | 0 | 0 | 0 | 0 | 0 | 0 | 0 | 0 | 0 | 0 | 0 | 0 | 0 | 0 | 0 | 0 | 0 | 0 | 0 | 0 | 0 | 0 | 0 | 0 | 0 | 0 | 0 | 0 | 0 | 0 | 0 | 0 | 0 | 0 | 0 | 0 | 0 | 0 | 0 | 0 | 0 | 0 | 0 | 0 | 0 | 0 | 0 | 0 | 0 | 0 | 0 | 0 | 0 | 0 | 0 | 0 | 0 | 0 | 0 | 0 | 0 | 0 | 0 | 0 | 0 | 0 | 0 | 0 | 0 | 0 | 0 | 0 | 0 | 0 | 0 | 0 | 0 | 0 | 0 | 0 | 0 | 0 | 0 | 0 | 0 | 0 | 0 | 0 | 0 | 0 | 0 | 0 | 0 | 0 | 0 | 0 | 0 | 0 | 0 | 0 | 0 | 0 | 0 | 0 | 0 | 0 | 0 | 0 | 0 | 0 | 0 | 0 | 0 | 0 | 0 | 0 | 0 | 0 | 0 | 0 | 0 | 0 | 0 | 0 | 0 | 0 | 0 | 0 | 0 | 0 | 0 | 0 | 0 | 0 | 0 | 0 | 0 | 0 | 0 | 0 | 0 | 0 | 0 | 0 | 0 | 0 | 0 | 0 | 0 | 0 | 0 | 0 | 0 | 0 | 0 | 0 | 0 | 0 | 0 | 0 | 0 | 0 | 0 | 0 | 0 | 0 | 0 | 0 | 0 | 0 | 0 | 0 | 0 | 0 | 0 | 0 | 0 | 0 | 0 | 0 | 0 | 0 | 0 | 0 | 0 | 0 | 0 | 0 | 0 | 0 | 0 | 0 | 0 | 0 | 0 | 0 | 0 | 0 | 0 | 0 | 0 | 0 | 0 | 0 | 0 | 0 | 0 | 0 | 0 | 0 | 0 | 0 | 0 | 0 | 0 | 0 | 0 | 0 | 0 | 0 | 0 | 0 | 0 | 0 | 0 | 0 | 0 | 0 | 0 | 0 | 0 | 0 | 0 | 0 | 0 | 0 | 0 | 0 | 0 | 0 | 0 | 0 | 0 | 0 | 0 | 0 | 0 | 0 | 0 | 0 | 0 | 0 | 0 | 0 | 0 | 0 | 0 | 0 | 0 | 0 | 0 | 0 | 0 | 0 | 0 | 0 | 0 | 0 | 0 | 0 | 0 | 0 | 0 | 0 | 0 | 0 | 0 | 0 | 0 | 0 | 0 | 0 | 0 | 0 | 0 | 0 | 0 | 0 | 0 | 0 | 0 | 0 | 0 | 0 | 0 | 0 | 0 | 0 | 0 | 0 | 0 | 0 | 0 | 0 | 0 | 0 | 0 | 0 | 0 | 0 | 0 | 0 | 0 | 0 | 0 | 0 | 0 | 0 | 0 | 0 | 0 | 0 | 0 | 0 | 0 | 0 | 0 | 0 | 0 | 0 | 0 | 0 | 0 | 0 | 0 | 0 | 0 | 0 | 0 | 0 | 0 | 0 | 0 | 0 | 0 | 0 | 0 | 0 | 0 | 0 | 0 | 0 | 0 | 0 | 0 | 0 | 0 | 0 | 0 | 0 | 0 | 0 | 0 | 0 | 0 | 0 | 0 | 0 | 0 | 0 | 0 | 0 | 0 | 0 | 0 | 0 | 0 | 0 | 0 | 0 | 0 | 0 | 0 | 0 | 0 | 0 | 0 | 0 | 0 | 0 | 0 | 0 | 0 | 0 | 0 | 0 | 0 | 0 | 0 | 0 | 0 | 0 | 0 | 0 | 0 | 0 | 0 | 0 | 0 | 0 | 0 | 0 | 0 | 0 | 0 | 0 | 0 | 0 | 0 | 0 | 0 | 0 | 0 | 0 | 0 | 0 | 0 | 0 | 0 | 0 | 0 | 0 | 0 | 0 | 0 | 0 | 0 | 0 | 0 | 0 | 0 | 0 | 0 | 0 | 0 | 0 | 0 | 0 | 0 | 0 | 0 | 0 | 0 | 0 | 0 | 0 | 0 | 0 | 0 | 0 | 0 | 0 | 0 | 0 | 0 | 0 | 0 | 0 | 0 | 0 | 0 | 0 | 0 | 0 | 0 | 0 | 0 | 0 | 0 | 0 | 0 | 0 | 0 | 0 | 0 | 0 | 0 | 0 | 0 | 0 | 0 | 0 | 0 | 0 | 0 | 0 | 0 | 0 | 0 | 0 | 0 | 0 | 0 | 0 | 0 | 0 | 0 | 0 | 0 | 0 | 0 | 0 | 0 | 0 | 0 | 0 | 0 | 0 | 0 | 0 | 0 | 0 | 0 | 0 | 0 | 0 | 0 | 0 | 0 | 0 | 0 | 0 | 0 | 0 | 0 | 0 | 0 | 0 | 0 | 0 | 0 | 0 | 0 | 0 | 0 | 0 | 0 | 0 | 0 | 0 | 0 | 0 | 0 | 0 | 0 | 0 | 0 | 0 | 0 | 0 | 0 | 0 | 0 | 0 | 0 | 0 | 0 | 0 | 0 | 0 | 0 | 0 | 0 | 0 | 0 | 0 | 0 | 0 | 0 | 0 | 0 | 0 | 0 | 0 | 0 | 0 | 0 | 0 | 0 | 0 | 0 | 0 | 0 | 0 | 0 | 0 | 0 | 0 | 0 | 0 | 0 | 0 | 0 | 0 | 0 | 0 | 0 | 0 | 0 | 0 | 0 | 0 | 0 | 0 | 0 | 0 | 0 | 0 | 0 | 0 | 0 | 0 | 0 | 0 | 0 | 0 | 0 | 0 | 0 | 0 | 0 | 0 | 0 | 0 | 0 | 0 | 0 | 0 | 0 | 0 | 0 | 0 | 0 | 0 | 0 | 0 | 0 | 0 | 0 | 0 | 0 | 0 | 0 | 0 | 0 | 0 | 0 | 0 | 0 | 0 | 0 | 0 | 0 | 0 | 0 | 0 | 0 | 0 | 0 | 0 | 0 | 0 | 0 | 0 | 0 | 0 | 0 | 0 | 0 | 0 | 0 | 0 | 0 | 0 | 0 | 0 | 0 | 0 | 0 | 0 | 0 | 0 | 0 | 0 | 0 | 0 | 0 | 0 | 0 | 0 | 0 | 0 | 0 | 0 | 0 | 0 | 0 | 0 | 0 | 0 | 0 | 0 | 0 | 0 | 0 | 0 | 0 | 0 | 0 | 0 | 0 | 0 | 0 | 0 | 0 | 0 | 0 | 0 | 0 | 0 | 0 | 0 | 0 | 0 | 0 | 0 | 0 | 0 | 0 | 0 | 0 | 0 | 0 | 0 | 0 | 0 | 0 | 0 | 0 | 0 | 0 | 0 | 0 | 0 | 0 | 0 | 0 | 0 | 0 | 0 | 0 | 0 | 0 | 0 | 0 | 0 | 0 | 0 | 0 | 0 | 0 | 0 | 0 | 0 | 0 | 0 | 0 | 0 | 0 | 0 | 0 | 0 | 0 | 0 | 0 | 0 | 0 | 0 | 0 | 0 | 0 | 0 | 0 | 0 | 0 | 0 | 0 | 0 | 0 | 0 | 0 | 0 | 0 | 0 | 0 | 0 | 0 | 0 | 0 | 0 | 0 | 0 | 0 | 0 | 0 | 0 | 0 | 0 | 0 | 0 | 0 | 0 | 0 | 0 | 0 | 0 | 0 | 0 | 0 | 0 | 0 | 0 | 0 | 0 | 0 | 0 | 0 | 0 | 0 | 0 | 0 | 0 | 0 | 0 | 0 | 0 | 0 | 0 | 0 | 0 | 0 | 0 | 0 | 0 | 0 | 0 | 0 | 0 | 0 | 0 | 0 | 0 | 0 | 0 | 0 | 0 | 0 | 0 | 0 | 0 | 0 | 0 | 0 | 0 | 0 | 0 | 0 | 0 | 0 | 0 | 0 | 0 | 0 | 0 | 0 | 0 | 0 | 0 | 0 | 0 | 0 | 0 | 0 | 0 | 0 | 0 | 0 | 0 | 0 | 0 | 0 | 0 | 0 | 0 | 0 | 0 | 0 | 0 | 0 | 0 | 0 | 0 | 0 | 0 | 0 | 0 | 0 | 0 | 0 | 0 | 0 | 0 | 0 | 0 | 0 | 0 | 0 | 0 | 0 | 0 | 0 | 0 | 0 | 0 | 0 | 0 | 0 | 0 | 0 | 0 | 0 | 0 | 0 | 0 | 0 | 0 | 0 | 0 | 0 | 0 | 0 | 0 | 0 | 0 | 0 | 0 | 0 | 0 | 0 | 0 | 0 | 0 | 0 | 0 | 0 | 0 | 0 | 0 | 0 | 0 | 0 | 0 | 0 | 0 | 0 | 0 | 0 | 0 | 0 | 0 | 0 | 0 | 0 | 0 | 0 | 0 | 0 | 0 | 0 | 0 | 0 | 0 | 0 | 0 | 0 | 0 | 0 | 0 | 0 | 0 | 0 | 0 | 0 | 0 | 0 | 0 | 0 | 0 | 0 | 0 | 0 | 0 | 0 | 0 | 0 | 0 | 0 | 0 | 0 | 0 | 0 | 0 | 0 | 0 | 0 | 0 | 0 | 0 | 0 | 0 | 0 | 0 | 0 | 0 | 0 | 0 | 0 | 0 | 0 | 0 | 0 | 0 | 0 | 0 | 0 | 0 | 0 | 0 | 0 | 0 | 0 | 0 | 0 | 0 | 0 | 0 | 0 | 0 | 0 | 0 | 0 | 0 | 0 | 0 | 0 | 0 | 0 | 0 | 0 | 0 | 0 | 0 | 0 | 0 | 0 | 0 | 0 | 0 | 0 | 0 | 0 | 0 | 0 | 0 | 0 | 0 | 0 | 0 | 0 | 0 | 0 | 0 | 0 | 0 | 0 | 0 | 0 | 0 | 0 | 0 | 0 | 0 | 0 | 0 | 0 | 0 | 0 | 0 | 0 | 0 | 0 | 0 | 0 | 0 | 0 | 0 | 0 | 0 | 0 | 0 | 0 | 0 | 0 | 0 | 0 | 0 | 0 | 0 | 0 | 0 | 0 | 0 | 0 | 0 | 0 | 0 | 0 | 0 | 0 | 0 | 0 | 0 | 0 | 0 | 0 | 0 | 0 | 0 | 0 | 0 | 0 | 0 | 0 | 0 | 0 | 0 | 0 | 0 | 0 | 0 | 0 | 0 | 0 | 0 | 0 | 0 | 0 | 0 | 0 | 0 | 0 | 0 | 0 | 0 | 0 | 0 | 0 | 0 | 0 | 0 | 0 | 0 | 0 | 0 | 0 | 0 | 0 | 0 | 0 | 0 | 0 | 0 | 0 | 0 | 0 | 0 | 0 | 0 | 0 | 0 | 0 | 0 | 0 | 0 | 0 | 0 | 0 | 0 | 0 | 0 | 0 | 0 | 0 | 0 | 0 | 0 | 0 | 0 | 0 | 0 | 0 | 0 | 0 | 0 | 0 | 0 | 0 | 0 | 0 | 0 | 0 | 0 | 0 | 0 | 0 | 0 | 0 | 0 | 0 | 0 | 0 | 0 | 0 | 0 | 0 | 0 | 0 | 0 | 0 | 0 | 0 | 0 | 0 | 0 | 0 | 0 | 0 | 0 | 0 | 0 | 0 | 0 | 0 | 0 | 0 | 0 | 0 | 0 | 0 | 0 | 0 | 0 | 0 | 0 | 0 | 0 | 0 | 0 | 0 | 0 | 0 | 0 | 0 | 0 | 0 | 0 | 0 | 0 | 0 | 0 | 0 | 0 | 0 | 0 | 0 | 0 | 0 | 0 | 0 | 0 | 0 | 0 | 0 | 0 | 0 | 0 | 0 | 0 | 0 | 0 | 0 | 0 | 0 | 0 | 0 | 0 | 0 | 0 | 0 | 0 | 0 | 0 | 0 | 0 | 0 | 0 | 0 | 0 | 0 | 0 | 0 | 0 | 0 | 0 | 0 | 0 | 0 | 0 | 0 | 0 | 0 | 0 | 0 | 0 | 0 | 0 | 0 | 0 | 0 | 0 | 0 | 0 | 0 | 0 | 0 | 0 | 0 | 0 | 0 | 0 | 0 | 0 | 0 | 0 | 0 | 0 | 0 | 0 | 0 | 0 | 0 | 0 | 0 | 0 | 0 | 0 | 0 | 0 | 0 | 0 | 0 | 0 | 0 | 0 | 0 | 0 | 0 | 0 | 0 | 0 | 0 | 0 | 0 | 0 | 0 | 0 | 0 | 0 | 0 | 0 | 0 | 0 | 0 | 0 | 0 | 0 | 0 | 0 | 0 | 0 | 0 | 0 | 0 | 0 | 0 | 0 | 0 | 0 | 0 | 0 | 0 | 0 | 0 | 0 | 0 | 0 | 0 | 0 | 0 | 0 | 0 | 0 | 0 | 0 | 0 | 0 | 0 | 0 | 0 | 0 | 0 | 0 | 0 | 0 | 0 | 0 | 0 | 0 | 0 | 0 | 0 | 0 | 0 | 0 | 0 | 0 | 0 | 0 | 0 | 0 | 0 | 0 | 0 | 0 | 0 | 0 | 0 | 0 | 0 | 0 | 0 | 0 | 0 | 0 | 0 | 0 | 0 | 0 | 0 | 0 | 0 | 0 | 0 | 0 | 0 | 0 | 0 | 0 | 0 | 0 | 0 | 0 | 0 | 0 | 0 | 0 | 0 | 0 | 0 | 0 | 0 | 0 | 0 | 0 | 0 | 0 | 0 | 0 | 0 | 0 | 0 | 0 | 0 | 0 | 0 | 0 | 0 | 0 | 0 | 0 | 0 | 0 | 0 | 0 | 0 | 0 | 0 | 0 | 0 | 0 | 0 | 0 | 0 | 0 | 0 | 0 | 0 | 0 | 0 | 0 | 0 | 0 | 0 | 0 | 0 | 0 | 0 | 0 | 0 | 0 | 0 | 0 | 0 | 0 | 0 | 0 | 0 | 0 | 0 | 0 | 0 | 0 | 0 | 0 | 0 | 0 | 0 | 0 | 0 | 0 | 0 | 0 | 0 | 0 | 0 | 0 | 0 | 0 | 0 | 0 | 0 | 0 | 0 | 0 | 0 | 0 | 0 | 0 | 0 | 0 | 0 | 0 | 0 | 0 | 0 | 0 | 0 | 0 | 0 | 0 | 0 | 0 | 0 | 0 | 0 | 0 | 0 | 0 | 0 | 0 | 0 | 0 | 0 | 0 | 0 | 0 | 0 | 0 | 0 | 0 | 0 | 0 | 0 | 0 | 0 | 0 | 0 | 0 | 0 | 0 | 0 | 0 | 0 | 0 | 0 | 0 | 0 | 0 | 0 | 0 | 0 | 0 | 0 | 0 | 0 | 0 | 0 | 0 | 0 | 0 | 0 | 0 | 0 | 0 | 0 | 0 | 0 | 0 | 0 | 0 | 0 | 0 | 0 | 0 | 0 | 0 | 0 | 0 | 0 | 0 | 0 | 0 | 0 | 0 | 0 | 0 | 0 | 0 | 0 | 0 | 0 | 0 | 0 | 0 | 0 | 0 | 0 | 0 | 0 | 0 | 0 | 0 | 0 | 0 | 0 | 0 | 0 | 0 | 0 | 0 | 0 | 0 | 0 | 0 | 0 | 0 | 0 | 0 | 0 | 0 | 0 | 0 | 0 | 0 | 0 | 0 | 0 | 0 | 0 | 0 | 0 | 0 | 0 | 0 | 0 | 0 | 0 | 0 | 0 | 0 | 0 | 0 | 0 | 0 | 0 | 0 | 0 | 0 | 0 | 0 | 0 | 0 | 0 | 0 | 0 | 0 | 0 | 0 | 0 | 0 | 0 | 0 | 0 | 0 | 0 | 0 | 0 | 0 | 0 | 0 | 0 | 0 | 0 | 0 | 0 | 0 | 0 | 0 | 0 | 0 | 0 | 0 | 0 | 0 | 0 | 0 | 0 | 0 | 0 | 0 | 0 | 0 | 0 | 0 | 0 | 0 | 0 | 0 | 0 | 0 | 0 | 0 | 0 | 0 | 0 | 0 | 0 | 0 | 0 | 0 | 0 | 0 | 0 | 0 | 0 | 0 | 0 | 0 | 0 | 0 | 0 | 0 | 0 | 0 | 0 | 0 | 0 | 0 | 0 | 0 | 0 | 0 | 0 | 0 | 0 | 0 | 0 | 0 | 0 | 0 | 0 | 0 | 0 | 0 | 0 | 0 | 0 | 0 | 0 | 0 | 0 | 0 | 0 | 0 | 0 | 0 | 0 | 0 | 0 | 0 | 0 | 0 | 0 | 0 | 0 | 0 | 0 | 0 | 0 | 0 | 0 | 0 | 0 | 0 | 0 | 0 | 0 | 0 | 0 | 0 | 0 | 0 | 0 | 0 | 0 | 0 | 0 | 0 | 0 | 0 | 0 | 0 | 0 | 0 | 0 | 0 | 0 | 0 | 0 | 0 | 0 | 0 | 0 | 0 | 0 | 0 | 0 | 0 | 0 | 0 | 0 | 0 | 0 | 0 | 0 | 0 | 0 | 0 | 0 | 0 | 0 | 0 | 0 | 0 | 0 | 0 | 0 | 0 | 0 | 0 | 0 | 0 | 0 | 0 | 0 | 0 | 0 | 0 | 0 | 0 | 0 | 0 | 0 | 0 | 0 | 0 | 0 | 0 | 0 | 0 | 0 | 0 | 0 | 0 | 0 | 0 | 0 | 0 | 0 | 0 | 0 | 0 | 0 | 0 | 0 | 0 | 0 | 0 | 0 | 0 | 0 | 0 | 0 | 0 | 0 | 0 | 0 | 0 | 0 | 0 | 0 | 0 | 0 | 0 | 0 | 0 | 0 | 0 | 0 | 0 | 0 | 0 | 0 | 0 | 0 | 0 | 0 | 0 | 0 | 0 | 0 | 0 | 0 | 0 | 0 | 0 | 0 | 0 | 0 | 0 | 0 | 0 | 0 | 0 | 0 | 0 | 0 | 0 | 0 | 0 | 0 | 0 | 0 | 0 | 0 | 0 | 0 | 0 | 0 | 0 | 0 | 0 | 0 | 0 | 0 | 0 | 0 | 0 | 0 | 0 | 0 | 0 | 0 | 0 | 0 | 0 | 0 | 0 | 0 | 0 | 0 | 0 | 0 | 0 | 0 | 0 | 0 | 0 | 0 | 0 | 0 | 0 | 0 | 0 | 0 | 0 | 0 | 0 | 0 | 0 | 0 | 0 | 0 | 0 | 0 | 0 | 0 | 0 | 0 | 0 | 0 | 0 | 0 | 0 | 0 | 0 | 0 | 0 | 0 | 0 | 0 | 0 | 0 | 0 | 0 | 0 | 0 | 0 | 0 | 0 | 0 | 0 | 0 | 0 | 0 | 0 | 0 | 0 | 0 | 0 | 0 | 0 | 0 | 0 | 0 | 0 | 0 | 0 | 0 | 0 | 0 | 0 | 0 | 0 | 0 | 0 | 0 | 0 | 0 | 0 | 0 | 0 | 0 | 0 | 0 | 0 | 0 | 0 | 0 | 0 | 0 | 0 | 0 | 0 | 0 | 0 | 0 | 0 | 0 | 0 | 0 | 0 | 0 | 0 | 0 | 0 | 0 | 0 | 0 | 0 | 0 | 0 | 0 | 0 | 0 | 0 | 0 | 0 | 0 | 0 | 0 | 0 | 0 | 0 | 0 | 0 | 0 | 0 | 0 | 0 | 0 | 0 | 0 | 0 | 0 | 0 | 0 | 0 | 0 | 0 | 0 | 0 | 0 | 0 | 0 | 0 | 0 | 0 | 0 | 0 | 0 | 0 | 0 | 0 | 0 | 0 | 0 | 0 | 0 | 0 | 0 | 0 | 0 | 0 | 0 | 0 | 0 | 0 | 0 | 0 | 0 | 0 | 0 | 0 | 0 | 0 | 0 | 0 | 0 | 0 | 0 | 0 | 0 | 0 | 0 | 0 | 0 | 0 | 0 | 0 | 0 | 0 | 0 | 0 | 0 | 0 | 0 | 0 | 0 | 0 | 0 | 0 | 0 | 0 | 0 | 0 | 0 | 0 | 0 | 0 | 0 | 0 | 0 | 0 | 0 | 0 | 0 | 0 | 0 | 0 | 0 | 0 | 0 | 0 | 0 | 0 | 0 | 0 | 0 | 0 | 0 | 0 | 0 | 0 | 0 | 0 | 0 | 0 | 0 | 0 | 0 | 0 | 0 | 0 | 0 | 0 | 0 | 0 | 0 | 0 | 0 | 0 | 0 | 0 | 0 | 0 | 0 | 0 | 0 | 0 | 0 | 0 | 0 | 0 | 0 | 0 | 0 | 0 | 0 | 0 | 0 | 0 | 0 | 0 | 0 | 0 | 0 | 0 | 0 | 0 | 0 | 0 | 0 | 0 | 0 | 0 | 0 | 0 | 0 | 0 | 0 | 0 | 0 | 0 | 0 | 0 | 0 | 0 | 0 | 0 | 0 | 0 | 0 | 0 | 0 | 0 | 0 | 0 | 0 | 0 | 0 | 0 | 0 | 0 | 0 | 0 | 0 | 0 | 0 | 0 | 0 | 0 | 0 | 0 | 0 | 0 | 0 | 0 | 0 | 0 | 0 | 0 | 0 | 0 | 0 | 0 | 0 | 0 | 0 | 0 | 0 | 0 | 0 | 0 | 0 | 0 | 0 | 0 | 0 | 0 | 0 | 0 | 0 | 0 | 0 | 0 | 0 | 0 | 0 | 0 | 0 | 0 | 0 | 0 | 0 | 0 | 0 | 0 | 0 | 0 | 0 | 0 | 0 | 0 | 0 | 0 | 0 | 0 | 0 | 0 | 0 | 0 | 0 | 0 | 0 | 0 | 0 | 0 | 0 | 0 | 0 | 0 | 0 | 0 | 0 | 0 | 0 | 0 | 0 | 0 | 0 | 0 | 0 | 0 | 0 | 0 | 0 | 0 | 0 | 0 | 0 | 0 | 0 | 0 | 0 | 0 | 0 | 0 | 0 | 0 | 0 | 0 | 0 | 0 | 0 | 0 | 0 | 0 | 0 | 0 | 0 | 0 | 0 | 0 | 0 | 0 | 0 | 0 | 0 | 0 | 0 | 0 | 0 | 0 | 0 | 0 | 0 | 0 | 0 | 0 | 0 | 0 | 0 | 0 | 0 | 0 | 0 | 0 | 0 | 0 | 0 | 0 | 0 | 0 | 0 | 0 | 0 | 0 | 0 | 0 | 0 | 0 | 0 | 0 | 0 | 0 | 0 | 0 | 0 | 0 | 0 | 0 | 0 | 0 | 0 | 0 | 0 | 0 | 0 | 0 | 0 | 0 | 0 | 0 | 0 | 0 | 0 | 0 | 0 | 0 | 0 | 0 | 0 | 0 | 0 | 0 | 0 | 0 | 0 | 0 | 0 | 0 | 0 | 0 | 0 | 0 | 0 | 0 | 0 | 0 | 0 | 0 | 0 | 0 | 0 | 0 | 0 | 0 | 0 | 0 | 0 | 0 | 0 | 0 | 0 | 0 | 0 | 0 | 0 | 0 | 0 | 0 | 0 | 0 | 0 | 0 | 0 | 0 | 0 | 0 | 0 | 0 | 0 | 0 | 0 | 0 | 0 | 0 | 0 | 0 | 0 | 0 | 0 | 0 | 0 | 0 | 0 | 0 | 0 | 0 | 0 | 0 | 0 | 0 | 0 | 0 | 0 | 0 | 0 | 0 | 0 | 0 | 0 | 0 | 0 | 0 | 0 | 0 | 0 | 0 | 0 | 0 | 0 | 0 | 0 | 0 | 0 | 0 | 0 | 0 | 0 | 0 | 0 | 0 | 0 | 0 | 0 | 0 | 0 | 0 | 0 | 0 | 0 | 0 | 0 | 0 | 0 | 0 | 0 | 0 | 0 | 0 | 0 | 0 | 0 | 0 | 0 | 0 | 0 | 0 | 0 | 0 | 0 | 0 | 0 | 0 | 0 | 0 | 0 | 0 | 0 | 0 | 0 | 0 | 0 | 0 | 0 | 0 | 0 | 0 | 0 | 0 | 0 | 0 | 0 | 0 | 0 | 0 | 0 | 0 | 0 | 0 | 0 | 0 | 0 | 0 | 0 | 0 | 0 | 0 | 0 | 0 | 0 | 0 | 0 | 0 | 0 | 0 | 0 | 0 | 0 | 0 | 0 | 0 | 0 | 0 | 0 | 0 | 0 | 0 | 0 | 0 | 0 | 0 | 0 | 0 | 0 | 0 | 0 | 0 | 0 | 0 | 0 | 0 | 0 | 0 | 0 | 0 | 0 | 0 | 0 | 0 | 0 | 0 | 0 | 0 | 0 | 0 | 0 | 0 | 0 | 0 | 0 | 0 | 0 | 0 | 0 | 0 | 0 | 0 | 0 | 0 | 0 | 0 | 0 | 0 | 0 | 0 | 0 | 0 | 0 | 0 | 0 | 0 | 0 | 0 | 0 | 0 | 0 | 0 | 0 | 0 | 0 | 0 | 0 | 0 | 0 | 0 | 0 | 0 | 0 | 0 | 0 | 0 | 0 | 0 | 0 | 0 | 0 | 0 | 0 | 0 | 0 | 0 | 0 | 0 | 0 | 0 | 0 | 0 | 0 | 0 | 0 | 0 | 0 | 0 | 0 | 0 | 0 | 0 | 0 | 0 | 0 | 0 | 0 | 0 | 0 | 0 | 0 | 0 | 0 | 0 | 0 | 0 | 0 | 0 | 0 | 0 | 0 | 0 | 0 | 0 | 0 | 0 | 0 | 0 | 0 | 0 | 0 | 0 | 0 | 0 | 0 | 0 | 0 | 0 | 0 | 0 | 0 | 0 | 0 | 0 | 0 | 0 | 0 | 0 | 0 | 0 | 0 | 0 | 0 | 0 | 0 | 0 | 0 | 0 | 0 | 0 | 0 | 0 | 0 | 0 | 0 | 0 | 0 | 0 | 0 | 0 | 0 | 0 | 0 | 0 | 0 | 0 | 0 | 0 | 0 | 0 | 0 | 0 | 0 | 0 | 0 | 0 | 0 | 0 | 0 | 0 | 0 | 0 | 0 | 0 | 0 | 0 | 0 | 0 | 0 | 0 | 0 | 0 | 0 | 0 | 0 | 0 | 0 | 0 | 0 | 0 | 0 | 0 | 0 | 0 | 0 | 0 | 0 | 0 | 0 | 0 | 0 | 0 | 0 | 0 | 0 | 0 | 0 | 0 | 0 | 0 | 0 | 0 | 0 | 0 | 0 | 0 | 0 | 0 | 0 | 0 | 0 | 0 | 0 | 0 | 0 | 0 | 0 | 0 | 0 | 0 | 0 | 0 | 0 | 0 | 0 | 0 | 0 | 0 | 0 | 0 | 0 | 0 | 0 | 0 | 0 | 0 | 0 | 0 | 0 | 0 | 0 | 0 | 0 | 0 | 0 | 0 | 0 | 0 | 0 | 0 | 0 | 0 | 0 | 0 | 0 | 0 | 0 | 0 | 0 | 0 | 0 | 0 | 0 | 0 | 0 | 0 | 0 | 0 | 0 | 0 | 0 | 0 | 0 | 0 | 0 | 0 | 0 | 0 | 0 | 0 | 0 | 0 | 0 | 0 | 0 | 0 | 0 | 0 | 0 | 0 | 0 | 0 | 0 | 0 | 0 | 0 | 0 | 0 | 0 | 0 | 0 | 0 | 0 | 0 | 0 | 0 | 0 | 0 | 0 | 0 | 0 | 0 | 0 | 0 | 0 | 0 | 0 | 0 | 0 | 0 | 0 | 0 | 0 | 0 | 0 | 0 | 0 | 0 | 0 | 0 | 0 | 0 | 0 | 0 | 0 | 0 | 0 | 0 | 0 | 0 | 0 | 0 | 0 | 0 | 0 | 0 | 0 | 0 | 0 | 0 | 0 | 0 | 0 | 0 | 0 | 0 | 0 | 0 | 0 | 0 | 0 | 0 | 0 | 0 | 0 | 0 | 0 | 0 | 0 | 0 | 0 | 0 | 0 | 0 | 0 | 0 | 0 | 0 | 0 | 0 | 0 | 0 | 0 | 0 | 0 | 0 | 0 | 0 | 0 | 0 | 0 | 0 | 0 | 0 | 0 | 0 | 0 | 0 | 0 | 0 | 0 | 0 | 0 | 0 | 0 | 0 | 0 | 0 | 0 | 0 | 0 | 0 | 0 | 0 | 0 | 0 | 0 | 0 | 0 | 0 | 0 | 0 | 0 | 0 | 0 | 0 | 0 | 0 | 0 | 0 | 0 | 0 | 0 | 0 | 0 | 0 | 0 | 0 | 0 | 0 | 0 | 0 | 0 | 0 | 0 | 0 | 0 | 0 | 0 | 0 | 0 | 0 | 0 | 0 | 0 | 0 | 0 | 0 | 0 | 0 | 0 | 0 | 0 | 0 | 0 | 0 | 0 | 0 | 0 | 0 | 0 | 0 | 0 | 0 | 0 | 0 | 0 | 0 | 0 | 0 | 0 | 0 | 0 | 0 | 0 | 0 | 0 | 0 | 0 | 0 | 0 | 0 | 0 | 0 | 0 | 0 | 0 | 0 | 0 | 0 | 0 | 0 | 0 | 0 | 0 | 0 | 0 | 0 | 0 | 0 | 0 | 0 | 0 | 0 | 0 | 0 | 0 | 0 | 0 | 0 | 0 | 0 | 0 | 0 | 0 | 0 | 0 | 0 | 0 | 0 | 0 | 0 | 0 | 0 | 0 | 0 | 0 | 0 | 0 | 0 | 0 | 0 | 0 | 0 | 0 | 0 | 0 | 0 | 0 | 0 | 0 | 0 | 0 | 0 | 0 | 0 | 0 | 0 | 0 | 0 | 0 | 0 | 0 | 0 | 0 | 0 | 0 | 0 | 0 | 0 | 0 | 0 | 0 | 0 | 0 | 0 | 0 | 0 | 0 | 0 | 0 | 0 | 0 | 0 | 0 | 0 | 0 | 0 | 0 | 0 | 0 | 0 | 0 | 0 | 0 | 0 | 0 | 0 | 0 | 0 | 0 | 0 | 0 | 0 | 0 | 0 | 0 | 0 | 0 | 0 | 0 | 0 | 0 | 0 | 0 | 0 | 0 | 0 | 0 | 0 | 0 | 0 | 0 | 0 | 0 | 0 | 0 | 0 | 0 | 0 | 0 | 0 | 0 | 0 | 0 | 0 | 0 | 0 | 0 | 0 | 0 | 0 | 0 | 0 | 0 | 0 | 0 | 0 | 0 | 0 | 0 | 0 | 0 | 0 | 0 | 0 | 0 | 0 | 0 | 0 | 0 | 0 | 0 | 0 | 0 | 0 | 0 | 0 | 0 | 0 | 0 | 0 | 0 | 0 | 0 | 0 | 0 | 0 | 0 | 0 | 0 | 0 | 0 | 0 | 0 | 0 | 0 | 0 | 0 | 0 | 0 | 0 | 0 | 0 | 0 | 0 | 0 | 0 | 0 | 0 | 0 | 0 | 0 | 0 | 0 | 0 | 0 | 0 | 0 | 0 | 0 | 0 | 0 | 0 | 0 | 0 | 0 | 0 | 0 | 0 | 0 | 0 | 0 | 0 | 0 | 0 | 0 | 0 | 0 | 0 | 0 | 0 | 0 | 0 | 0 | 0 | 0 | 0 | 0 | 0 | 0 | 0 | 0 | 0 | 0 | 0 | 0 | 0 | 0 | 0 | 0 | 0 | 0 | 0 | 0 | 0 | 0 | 0 | 0 | 0 | 0 | 0 | 0 | 0 | 0 | 0 | 0 | 0 | 0 | 0 | 0 | 0 | 0 | 0 | 0 | 0 | 0 | 0 | 0 | 0 | 0 | 0 | 0 | 0 | 0 | 0 | 0 | 0 | 0 | 0 | 0 | 0 | 0 | 0 | 0 | 0 | 0 | 0 | 0 | 0 | 0 | 0 | 0 | 0 | 0 | 0 | 0 | 0 | 0 | 0 | 0 | 0 | 0 | 0 | 0 | 0 | 0 | 0 | 0 | 0 | 0 | 0 | 0 | 0 | 0 | 0 | 0 | 0 | 0 | 0 | 0 | 0 | 0 | 0 | 0 | 0 | 0 | 0 | 0 | 0 | 0 | 0 | 0 | 0 | 0 | 0 | 0 | 0 | 0 | 0 | 0 | 0 | 0 | 0 | 0 | 0 | 0 | 0 | 0 | 0 | 0 | 0 | 0 | 0 | 0 | 0 | 0 | 0 | 0 | 0 | 0 | 0 | 0 | 0 | 0 | 0 | 0 | 0 | 0 | 0 | 0 | 0 | 0 | 0 | 0 | 0 | 0 | 0 | 0 | 0 | 0 | 0 | 0 | 0 | 0 | 0 | 0 | 0 | 0 | 0 | 0 | 0 | 0 | 0 | 0 | 0 | 0 | 0 | 0 | 0 | 0 | 0 | 0 | 0 | 0 | 0 | 0 | 0 | 0 | 0 | 0 | 0 | 0 | 0 | 0 | 0 | 0 | 0 | 0 | 0 | 0 | 0 | 0 | 0 | 0 | 0 | 0 | 0 | 0 | 0 | 0 | 0 | 0 | 0 | 0 | 0 | 0 | 0 | 0 | 0 | 0 | 0 | 0 | 0 | 0 | 0 | 0 | 0 | 0 | 0 | 0 | 0 | 0 | 0 | 0 | 0 | 0 | 0 | 0 | 0 | 0 | 0 | 0 | 0 | 0 | 0 | 0 | 0 | 0 | 0 | 0 | 0 | 0 | 0 | 0 | 0 | 0 | 0 | 0 | 0 | 0 | 0 | 0 | 0 | 0 | 0 | 0 | 0 | 0 | 0 | 0 | 0 | 0 | 0 | 0 | 0 | 0 | 0 | 0 | 0 | 0 | 0 | 0 | 0 | 0 | 0 | 0 | 0 | 0 | 0 | 0 | 0 | 0 | 0 | 0 | 0 | 0 | 0 | 0 | 0 | 0 | 0 | 0 | 0 | 0 | 0 | 0 | 0 | 0 | 0 | 0 | 0 | 0 | 0 | 0 | 0 | 0 | 0 | 0 | 0 | 0 | 0 | 0 | 0 | 0 | 0 | 0 | 0 | 0 | 0 | 0 | 0 | 0 | 0 | 0 | 0 | 0 | 0 | 0 | 0 | 0 | 0 | 0 | 0 | 0 | 0 | 0 | 0 | 0 | 0 | 0 | 0 | 0 | 0 | 0 | 0 | 0 | 0 | 0 | 0 | 0 | 0 | 0 | 0 | 0 | 0 | 0 | 0 | 0 | 0 | 0 | 0 | 0 | 0 | 0 | 0 | 0 | 0 | 0 | 0 | 0 | 0 | 0 | 0 | 0 | 0 | 0 | 0 | 0 | 0 | 0 | 0 | 0 | 0 | 0 | 0 | 0 | 0 | 0 | 0 | 0 | 0 | 0 | 0 | 0 | 0 | 0 | 0 | 0 | 0 | 0 | 0 | 0 | 0 | 0 | 0 | 0 | 0 | 0 | 0 | 0 | 0 | 0 | 0 | 0 | 0 | 0 | 0 | 0 | 0 | 0 | 0 | 0 | 0 | 0 | 0 | 0 | 0 | 0 | 0 | 0 | 0 | 0 | 0 | 0 | 0 | 0 | 0 | 0 | 0 | 0 | 0 | 0 | 0 | 0 | 0 | 0 | 0 | 0 | 0 | 0 | 0 | 0 | 0 | 0 | 0 | 0 | 0 | 0 | 0 | 0 | 0 | 0 | 0 | 0 | 0 | 0 | 0 | 0 | 0 | 0 | 0 | 0 | 0 | 0 | 0 | 0 | 0 | 0 | 0 | 0 | 0 | 0 | 0 | 0 | 0 | 0 | 0 | 0 | 0 | 0 | 0 | 0 | 0 | 0 | 0 | 0 | 0 | 0 | 0 | 0 | 0 | 0 | 0 | 0 | 0 | 0 | 0 | 0 | 0 | 0 | 0 | 0 | 0 | 0 | 0 | 0 | 0 | 0 | 0 | 0 | 0 | 0 | 0 | 0 | 0 | 0 | 0 | 0 | 0 | 0 | 0 | 0 | 0 | 0 | 0 | 0 | 0 | 0 | 0 | 0 | 0 | 0 | 0 | 0 | 0 | 0 | 0 | 0 | 0 | 0 | 0 | 0 | 0 | 0 | 0 | 0 | 0 | 0 | 0 | 0 | 0 | 0 | 0 | 0 | 0 | 0 | 0 | 0 | 0 | 0 | 0 | 0 | 0 | 0 | 0 | 0 | 0 | 0 | 0 | 0 | 0 | 0 | 0 | 0 | 0 | 0 | 0 | 0 | 0 | 0 | 0 | 0 | 0 | 0 | 0 | 0 | 0 | 0 | 0 | 0 | 0 | 0 | 0 | 0 | 0 | 0 | 0 | 0 | 0 | 0 | 0 | 0 | 0 | 0 | 0 | 0 | 0 | 0 | 0 | 0 | 0 | 0 | 0 | 0 | 0 | 0 | 0 | 0 | 0 | 0 | 0 | 0 | 0 | 0 | 0 | 0 | 0 | 0 | 0 | 0 | 0 | 0 | 0 | 0 | 0 | 0 | 0 | 0 | 0 | 0 | 0 | 0 | 0 | 0 | 0 | 0 | 0 | 0 | 0 | 0 | 0 | 0 | 0 | 0 | 0 | 0 | 0 | 0 | 0 | 0 | 0 | 0 | 0 | 0 | 0 | 0 | 0 | 0 | 0 | 0 | 0 | 0 | 0 | 0 | 0 | 0 | 0 | 0 | 0 | 0 | 0 | 0 | 0 | 0 | 0 | 0 | 0 | 0 | 0 | 0 | 0 | 0 | 0 | 0 | 0 | 0 | 0 | 0 | 0 | 0 | 0 | 0 | 0 | 0 | 0 | 0 | 0 | 0 | 0 | 0 | 0 | 0 | 0 | 0 | 0 | 0 | 0 | 0 | 0 | 0 | 0 | 0 | 0 | 0 | 0 | 0 | 0 | 0 | 0 | 0 | 0 | 0 | 0 | 0 | 0 | 0 | 0 | 0 | 0 | 0 | 0 | 0 | 0 | 0 | 0 | 0 | 0 | 0 | 0 | 0 | 0 | 0 | 0 | 0 | 0 | 0 | 0 | 0 | 0 | 0 | 0 | 0 | 0 | 0 | 0 | 0 | 0 | 0 | 0 | 0 | 0 | 0 | 0 | 0 | 0 | 0 | 0 | 0 | 0 | 0 | 0 | 0 | 0 | 0 | 0 | 0 | 0 | 0 | 0 | 0 | 0 | 0 | 0 | 0 | 0 | 0 | 0 | 0 | 0 | 0 | 0 | 0 | 0 | 0 | 0 | 0 | 0 | 0 | 0 | 0 | 0 | 0 | 0 | 0 | 0 | 0 | 0 | 0 | 0 | 0 | 0 | 0 | 0 | 0 | 0 | 0 | 0 | 0 | 0 | 0 | 0 | 0 | 0 | 0 | 0 | 0 | 0 | 0 | 0 | 0 | 0 | 0 | 0 | 0 | 0 | 0 | 0 | 0 | 0 | 0 | 0 | 0 | 0 | 0 | 0 | 0 | 0 | 0 | 0 | 0 | 0 | 0 | 0 | 0 | 0 | 0 | 0 | 0 | 0 | 0 | 0 | 0 | 0 | 0 | 0 | 0 | 0 | 0 | 0 | 0 | 0 | 0 | 0 | 0 | 0 | 0 | 0 | 0 | 0 | 0 | 0 | 0 | 0 | 0 | 0 | 0 | 0 | 0 | 0 | 0 | 0 | 0 | 0 | 0 | 0 | 0 | 0 | 0 | 0 | 0 | 0 | 0 | 0 | 0 | 0 | 0 | 0 | 0 | 0 | 0 | 0 | 0 | 0 | 0 | 0 | 0 | 0 | 0 | 0 | 0 | 0 | 0 | 0 | 0 | 0 | 0 | 0 | 0 | 0 | 0 | 0 | 0 | 0 | 0 | 0 | 0 | 0 | 0 | 0 | 0 | 0 | 0 | 0 | 0 | 0 | 0 | 0 | 0 | 0 | 0 | 0 | 0 | 0 | 0 | 0 | 0 | 0 | 0 | 0 | 0 | 0 | 0 | 0 | 0 | 0 | 0 | 0 | 0 | 0 | 0 | 0 | 0 | 0 | 0 | 0 | 0 | 0 | 0 | 0 | 0 | 0 | 0 | 0 | 0 | 0 | 0 | 0 | 0 | 0 | 0 | 0 | 0 | 0 | 0 | 0 | 0 | 0 | 0 | 0 | 0 | 0 | 0 | 0 | 0 | 0 | 0 | 0 | 0 | 0 | 0 | 0 | 0 | 0 | 0 | 0 | 0 | 0 | 0 | 0 | 0 | 0 | 0 | 0 | 0 | 0 | 0 | 0 | 0 | 0 | 0 | 0 | 0 | 0 | 0 | 0 | 0 | 0 | 0 | 0 | 0 | 0 | 0 | 0 | 0 | 0 | 0 | 0 | 0 | 0 | 0 | 0 | 0 | 0 | 0 | 0 | 0 | 0 | 0 | 0 | 0 | 0 | 0 | 0 | 0 | 0 | 0 | 0 | 0 | 0 | 0 | 0 | 0 | 0 | 0 | 0 | 0 | 0 | 0 | 0 | 0 | 0 | 0 | 0 | 0 | 0 | 0 | 0 | 0 | 0 | 0 | 0 | 0 | 0 | 0 | 0 | 0 | 0 | 0 | 0 | 0 | 0 | 0 | 0 | 0 | 0 | 0 | 0 | 0 | 0 | 0 | 0 | 0 | 0 | 0 | 0 | 0 | 0 | 0 | 0 | 0 | 0 | 0 | 0 | 0 | 0 | 0 | 0 | 0 | 0 | 0 | 0 | 0 | 0 | 0 | 0 | 0 | 0 | 0 | 0 | 0 | 0 | 0 | 0 | 0 | 0 | 0 | 0 | 0 | 0 | 0 | 0 | 0 | 0 | 0 | 0 | 0 | 0 | 0 | 0 | 0 | 0 | 0 | 0 | 0 | 0 | 0 | 0 | 0 | 0 | 0 | 0 | 0 | 0 | 0 | 0 | 0 | 0 | 0 | 0 | 0 | 0 | 0 | 0 | 0 | 0 | 0 | 0 | 0 | 0 | 0 | 0 | 0 | 0 | 0 | 0 | 0 | 0 | 0 | 0 | 0 | 0 | 0 | 0 | 0 | 0 | 0 | 0 | 0 | 0 | 0 | 0 | 0 | 0 | 0 | 0 | 0 | 0 | 0 | 0 | 0 | 0 | 0 | 0 | 0 | 0 | 0 | 0 | 0 | 0 | 0 | 0 | 0 | 0 | 0 | 0 | 0 | 0 | 0 | 0 | 0 | 0 | 0 | 0 | 0 | 0 | 0 | 0 | 0 | 0 | 0 | 0 | 0 | 0 | 0 | 0 | 0 | 0 | 0 | 0 | 0 | 0 | 0 | 0 | 0 | 0 | 0 | 0 | 0 | 0 | 0 | 0 | 0 | 0 | 0 | 0 | 0 | 0 | 0 | 0 | 0 | 0 | 0 | 0 | 0 | 0 | 0 | 0 | 0 | 0 | 0 | 0 | 0 | 0 | 0 | 0 | 0 | 0 | 0 | 0 | 0 | 0 | 0 | 0 | 0 | 0 | 0 | 0 | 0 | 0 | 0 | 0 | 0 | 0 | 0 | 0 | 0 | 0 | 0 | 0 | 0 | 0 | 0 | 0 | 0 | 0 | 0 | 0 | 0 | 0 | 0 | 0 | 0 | 0 | 0 | 0 | 0 | 0 | 0 | 0 | 0 | 0 | 0 | 0 | 0 | 0 | 0 | 0 | 0 | 0 | 0 | 0 | 0 | 0 | 0 | 0 | 0 | 0 | 0 | 0 | 0 | 0 | 0 | 0 | 0 | 0 | 0 | 0 | 0 | 0 | 0 | 0 | 0 | 0 | 0 | 0 | 0 | 0 | 0 | 0 | 0 | 0 | 0 | 0 | 0 | 0 | 0 | 0 | 0 | 0 | 0 | 0 | 0 | 0 | 0 | 0 | 0 | 0 | 0 | 0 | 0 | 0 | 0 | 0 | 0 | 0 | 0 | 0 | 0 | 0 | 0 | 0 | 0 | 0 | 0 | 0 | 0 | 0 | 0 | 0 | 0 | 0 | 0 | 0 | 0 | 0 | 0 | 0 | 0 | 0 | 0 | 0 | 0 | 0 | 0 | 0 | 0 | 0 | 0 | 0 | 0 | 0 | 0 | 0 | 0 | 0 | 0 | 0 | 0 | 0 | 0 | 0 | 0 | 0 | 0 | 0 | 0 | 0 | 0 | 0 | 0 | 0 | 0 | 0 | 0 | 0 | 0 | 0 | 0 | 0 | 0 | 0 | 0 | 0 | 0 | 0 | 0 | 0 | 0 | 0 | 0 | 0 | 0 | 0 | 0 | 0 | 0 | 0 | 0 | 0 | 0 | 0 | 0 | 0 | 0 | 0 | 0 | 0 | 0 | 0 | 0 | 0 | 0 | 0 | 0 | 0 | 0 | 0 | 0 | 0 | 0 | 0 | 0 | 0 | 0 | 0 | 0 | 0 | 0 | 0 | 0 | 0 | 0 | 0 | 0 | 0 | 0 | 0 | 0 | 0 | 0 | 0 | 0 | 0 | 0 | 0 | 0 | 0 | 0 | 0 | 0 | 0 | 0 | 0 | 0 | 0 | 0 | 0 | 0 | 0 | 0 | 0 | 0 | 0 | 0 | 0 | 0 | 0 | 0 | 0 | 0 | 0 | 0 | 0 | 0 | 0 | 0 | 0 | 0 | 0 | 0 | 0 | 0 | 0 | 0 | 0 | 0 | 0 | 0 | 0 | 0 | 0 | 0 | 0 | 0 | 0 | 0 | 0 | 0 | 0 | 0 | 0 | 0 | 0 | 0 | 0 | 0 | 0 | 0 | 0 | 0 | 0 | 0 | 0 | 0 | 0 | 0 | 0 | 0 | 0 | 0 | 0 | 0 | 0 | 0 | 0 | 0 | 0 | 0 | 0 | 0 | 0 | 0 | 0 | 0 | 0 | 0 | 0 | 0 | 0 | 0 | 0 | 0 | 0 | 0 | 0 | 0 | 0 | 0 | 0 | 0 | 0 | 0 | 0 | 0 | 0 | 0 | 0 | 0 | 0 | 0 | 0 | 0 | 0 | 0 | 0 | 0 | 0 | 0 | 0 | 0 | 0 | 0 | 0 | 0 | 0 | 0 | 0 | 0 | 0 | 0 | 0 | 0 | 0 | 0 | 0 | 0 | 0 | 0 | 0 | 0 | 0 | 0 | 0 | 0 | 0 | 0 | 0 | 0 | 0 | 0 | 0 | 0 | 0 | 0 | 0 | 0 | 0 | 0 | 0 | 0 | 0 | 0 | 0 | 0 | 0 | 0 | 0 | 0 | 0 | 0 | 0 | 0 | 0 | 0 | 0 | 0 | 0 | 0 | 0 | 0 | 0 | 0 | 0 | 0 | 0 | 0 | 0 | 0 | 0 | 0 | 0 | 0 | 0 | 0 | 0 | 0 | 0 | 0 | 0 | 0 | 0 | 0 | 0 | 0 | 0 | 0 | 0 | 0 | 0 | 0 | 0 | 0 | 0 | 0 | 0 | 0 | 0 | 0 | 0 | 0 | 0 | 0 | 0 | 0 | 0 | 0 | 0 | 0 | 0 | 0 | 0 | 0 | 0 | 0 | 0 | 0 | 0 | 0 | 0 | 0 | 0 | 0 | 0 | 0 | 0 | 0 | 0 | 0 | 0 | 0 | 0 | 0 | 0 | 0 | 0 | 0 | 0 | 0 | 0 | 0 | 0 | 0 | 0 | 0 | 0 | 0 | 0 | 0 | 0 | 0 | 0 | 0 | 0 | 0 | 0 | 0 | 0 | 0 | 0 | 0 | 0 | 0 | 0 | 0 | 0 | 0 | 0 | 0 | 0 | 0 | 0 | 0 | 0 | 0 | 0 | 0 | 0 | 0 | 0 | 0 | 0 | 0 | 0 | 0 | 0 | 0 | 0 | 0 | 0 | 0 | 0 | 0 | 0 | 0 | 0 | 0 | 0 | 0 | 0 | 0 | 0 | 0 | 0 | 0 | 0 | 0 | 0 | 0 | 0 | 0 | 0 | 0 | 0 | 0 | 0 | 0 | 0 | 0 | 0 | 0 | 0 | 0 | 0 | 0 | 0 | 0 | 0 | 0 | 0 | 0 | 0 | 0 | 0 | 0 | 0 | 0 | 0 | 0 | 0 | 0 | 0 | 0 | 0 | 0 | 0 | 0 | 0 | 0 | 0 | 0 | 0 | 0 | 0 | 0 | 0 | 0 | 0 | 0 | 0 | 0 | 0 | 0 | 0 | 0 | 0 | 0 | 0 | 0 | 0 | 0 | 0 | 0 | 0 | 0 | 0 | 0 | 0 | 0 | 0 | 0 | 0 | 0 | 0 | 0 | 0 | 0 | 0 | 0 | 0 | 0 | 0 | 0 | 0 | 0 | 0 | 0 | 0 | 0 | 0 | 0 | 0 | 0 | 0 | 0 | 0 | 0 | 0 | 0 | 0 | 0 | 0 | 0 | 0 | 0 | 0 | 0 | 0 | 0 | 0 | 0 | 0 | 0 | 0 | 0 | 0 | 0 | 0 | 0 | 0 | 0 | 0 | 0 | 0 | 0 | 0 | 0 | 0 | 0 | 0 | 0 | 0 | 0 | 0 | 0 | 0 | 0 | 0 | 0 | 0 | 0 | 0 | 0 | 0 | 0 | 0 | 0 | 0 | 0 | 0 | 0 | 0 | 0 | 0 | 0 | 0 | 0 | 0 | 0 | 0 | 0 | 0 | 0 | 0 | 0 | 0 | 0 | 0 | 0 | 0 | 0 | 0 | 0 | 0 | 0 | 0 | 0 | 0 | 0 | 0 | 0 | 0 | 0 | 0 | 0 | 0 | 0 | 0 | 0 | 0 | 0 | 0 | 0 | 0 | 0 | 0 | 0 | 0 | 0 | 0 | 0 | 0 | 0 | 0 | 0 | 0 | 0 | 0 | 0 | 0 | 0 | 0 | 0 | 0 | 0 | 0 | 0 | 0 | 0 | 0 | 0 | 0 | 0 | 0 | 0 | 0 | 0 | 0 | 0 | 0 | 0 | 0 | 0 | 0 | 0 | 0 | 0 | 0 | 0 | 0 | 0 | 0 | 0 | 0 | 0 | 0 | 0 | 0 | 0 | 0 | 0 | 0 | 0 | 0 | 0 | 0 | 0 | 0 | 0 | 0 | 0 | 0 | 0 | 0 | 0 | 0 | 0 | 0 | 0 | 0 | 0 | 0 | 0 | 0 | 0 | 0 | 0 | 0 | 0 | 0 | 0 | 0 | 0 | 0 | 0 | 0 | 0 | 0 | 0 | 0 | 0 | 0 | 0 | 0 | 0 | 0 | 0 | 0 | 0 | 0 | 0 | 0 | 0 | 0 | 0 | 0 | 0 | 0 | 0 | 0 | 0 | 0 | 0 | 0 | 0 | 0 | 0 | 0 | 0 | 0 | 0 | 0 | 0 | 0 | 0 | 0 | 0 | 0 | 0 | 0 | 0 | 0 | 0 | 0 | 0 | 0 | 0 | 0 | 0 | 0 | 0 | 0 | 0 | 0 | 0 | 0 | 0 | 0 | 0 | 0 | 0 | 0 | 0 | 0 | 0 | 0 | 0 | 0 | 0 | 0 | 0 | 0 | 0 | 0 | 0 | 0 | 0 | 0 | 0 | 0 | 0 | 0 | 0 | 0 | 0 | 0 | 0 | 0 | 0 | 0 | 0 | 0 | 0 | 0 | 0 | 0 | 0 | 0 | 0 | 0 | 0 | 0 | 0 | 0 | 0 | 0 | 0 | 0 | 0 | 0 | 0 | 0 | 0 | 0 | 0 | 0 | 0 | 0 | 0 | 0 | 0 | 0 | 0 | 0 | 0 | 0 | 0 | 0 | 0 | 0 | 0 | 0 | 0 | 0 | 0 | 0 | 0 | 0 | 0 | 0 | 0 | 0 | 0 | 0 | 0 | 0 | 0 | 0 | 0 | 0 | 0 | 0 | 0 | 0 | 0 | 0 | 0 | 0 | 0 | 0 | 0 | 0 | 0 | 0 | 0 | 0 | 0 | 0 | 0 | 0 | 0 | 0 | 0 | 0 | 0 | 0 | 0 | 0 | 0 | 0 | 0 | 0 | 0 | 0 | 0 | 0 | 0 | 0 | 0 | 0 | 0 | 0 | 0 | 0 | 0 | 0 | 0 | 0 | 0 | 0 | 0 | 0 | 0 | 0 | 0 | 0 | 0 | 0 | 0 | 0 | 0 | 0 | 0 | 0 | 0 | 0 | 0 | 0 | 0 | 0 | 0 | 0 | 0 | 0 | 0 | 0 | 0 | 0 | 0 | 0 | 0 | 0 | 0 | 0 | 0 | 0 | 0 | 0 | 0 | 0 | 0 | 0 | 0 | 0 | 0 | 0 | 0 | 0 | 0 | 0 | 0 | 0 | 0 | 0 | 0 | 0 | 0 | 0 | 0 | 0 | 0 | 0 | 0 | 0 | 0 | 0 | 0 | 0 | 0 | 0 | 0 | 0 | 0 | 0 | 0 | 0 | 0 | 0 | 0 | 0 | 0 | 0 | 0 | 0 | 0 | 0 | 0 | 0 | 0 | 0 | 0 | 0 | 0 | 0 | 0 | 0 | 0 | 0 | 0 | 0 | 0 | 0 | 0 | 0 | 0 | 0 | 0 | 0 | 0 | 0 | 0 | 0 | 0 | 0 | 0 | 0 | 0 | 0 | 0 | 0 | 0 | 0 | 0 | 0 | 0 | 0 | 0 | 0 | 0 | 0 | 0 | 0 | 0 | 0 | 0 | 0 | 0 | 0 | 0 | 0 | 0 | 0 | 0 | 0 | 0 | 0 | 0 | 0 | 0 | 0 | 0 | 0 | 0 | 0 | 0 | 0 | 0 | 0 | 0 | 0 | 0 | 0 | 0 | 0 | 0 | 0 | 0 | 0 | 0 | 0 | 0 | 0 | 0 | 0 | 0 | 0 | 0 | 0 | 0 | 0 | 0 | 0 | 0 | 0 | 0 | 0 | 0 | 0 | 0 | 0 | 0 | 0 | 0 | 0 | 0 | 0 | 0 | 0 | 0 | 0 | 0 | 0 | 0 | 0 | 0 | 0 | 0 | 0 | 0 | 0 | 0 | 0 | 0 | 0 | 0 | 0 | 0 | 0 | 0 | 0 | 0 | 0 | 0 | 0 | 0 | 0 | 0 | 0 | 0 | 0 | 0 | 0 | 0 | 0 | 0 | 0 | 0 | 0 | 0 | 0 | 0 | 0 | 0 | 0 | 0 | 0 | 0 | 0 | 0 | 0 | 0 | 0 | 0 | 0 | 0 | 0 | 0 | 0 | 0 | 0 | 0 | 0 | 0 | 0 | 0 | 0 | 0 | 0 | 0 | 0 | 0 | 0 | 0 | 0 | 0 | 0 | 0 | 0 | 0 | 0 | 0 | 0 | 0 | 0 | 0 | 0 | 0 | 0 | 0 | 0 | 0 | 0 | 0 | 0 | 0 | 0 | 0 | 0 | 0 | 0 | 0 | 0 | 0 | 0 | 0 | 0 | 0 | 0 | 0 | 0 | 0 | 0 | 0 | 0 | 0 | 0 | 0 | 0 | 0 | 0 | 0 | 0 | 0 | 0 | 0 | 0 | 0 | 0 | 0 | 0 | 0 | 0 | 0 | 0 | 0 | 0 | 0 | 0 | 0 | 0 | 0 | 0 | 0 | 0 | 0 | 0 | 0 | 0 | 0 | 0 | 0 | 0 | 0 | 0 | 0 | 0 | 0 | 0 | 0 | 0 | 0 | 0 | 0 | 0 | 0 | 0 | 0 | 0 | 0 | 0 | 0 | 0 | 0 | 0 | 0 | 0 | 0 | 0 | 0 | 0 | 0 | 0 | 0 | 0 | 0 | 0 | 0 | 0 | 0 | 0 | 0 | 0 | 0 | 0 | 0 | 0 | 0 | 0 | 0 | 0 | 0 | 0 | 0 | 0 | 0 | 0 | 0 | 0 | 0 | 0 | 0 | 0 | 0 | 0 | 0 | 0 | 0 | 0 | 0 | 0 | 0 | 0 | 0 | 0 | 0 | 0 | 0 | 0 | 0 | 0 | 0 | 0 | 0 | 0 | 0 | 0 | 0 | 0 | 0 | 0 | 0 | 0 | 0 | 0 | 0 | 0 | 0 | 0 | 0 | 0 | 0 | 0 | 0 | 0 | 0 | 0 | 0 | 0 | 0 | 0 | 0 | 0 | 0 | 0 | 0 | 0 | 0 | 0 | 0 | 0 | 0 | 0 | 0 | 0 | 0 | 0 | 0 | 0 | 0 | 0 | 0 | 0 | 0 | 0 | 0 | 0 | 0 | 0 | 0 | 0 | 0 | 0 | 0 | 0 | 0 | 0 | 0 | 0 | 0 | 0 | 0 | 0 | 0 | 0 | 0 | 0 | 0 | 0 | 0 | 0 | 0 | 0 | 0 | 0 | 0 | 0 | 0 | 0 | 0 | 0 | 0 | 0 | 0 | 0 | 0 | 0 | 0 | 0 | 0 | 0 | 0 | 0 | 0 | 0 | 0 | 0 | 0 | 0 | 0 | 0 | 0 | 0 | 0 | 0 | 0 | 0 | 0 | 0 | 0 | 0 | 0 | 0 | 0 | 0 | 0 | 0 | 0 | 0 | 0 | 0 | 0 | 0 | 0 | 0 | 0 | 0 | 0 | 0 | 0 | 0 | 0 | 0 | 0 | 0 | 0 | 0 | 0 | 0 | 0 | 0 | 0 | 0 | 0 | 0 | 0 | 0 | 0 | 0 | 0 | 0 | 0 | 0 | 0 | 0 | 0 | 0 | 0 | 0 | 0 | 0 | 0 | 0 | 0 | 0 | 0 | 0 | 0 | 0 | 0 | 0 | 0 | 0 | 0 | 0 | 0 | 0 | 0 | 0 | 0 | 0 | 0 | 0 | 0 | 0 | 0 | 0 | 0 | 0 | 0 | 0 | 0 | 0 | 0 | 0 | 0 | 0 | 0 | 0 | 0 | 0 | 0 | 0 | 0 | 0 | 0 | 0 | 0 | 0 | 0 | 0 | 0 | 0 | 0 | 0 | 0 | 0 | 0 | 0 | 0 | 0 | 0 | 0 | 0 | 0 | 0 | 0 | 0 | 0 | 0 | 0 | 0 | 0 | 0 | 0 | 0 | 0 | 0 | 0 | 0 | 0 | 0 | 0 | 0 | 0 | 0 | 0 | 0 | 0 | 0 | 0 | 0 | 0 | 0 | 0 | 0 | 0 | 0 | 0 | 0 | 0 | 0 | 0 | 0 | 0 | 0 | 0 | 0 | 0 | 0 | 0 | 0 | 0 | 0 | 0 | 0 | 0 | 0 | 0 | 0 | 0 | 0 | 0 | 0 | 0 | 0 | 0 | 0 | 0 | 0 | 0 | 0 | 0 | 0 | 0 | 0 | 0 | 0 | 0 | 0 | 0 | 0 | 0 | 0 | 0 | 0 | 0 | 0 | 0 | 0 | 0 | 0 | 0 | 0 | 0 | 0 | 0 | 0 | 0 | 0 | 0 | 0 | 0 | 0 | 0 | 0 | 0 | 0 | 0 | 0 | 0 | 0 | 0 | 0 | 0 | 0 | 0 | 0 | 0 | 0 | 0 | 0 | 0 | 0 | 0 | 0 | 0 | 0 | 0 | 0 | 0 | 0 | 0 | 0 | 0 | 0 | 0 | 0 | 0 | 0 | 0 | 0 | 0 | 0 | 0 | 0 | 0 | 0 | 0 | 0 | 0 | 0 | 0 | 0 | 0 | 0 | 0 | 0 | 0 | 0 | 0 | 0 | 0 | 0 | 0 | 0 | 0 | 0 | 0 | 0 | 0 | 0 | 0 | 0 | 0 | 0 | 0 | 0 | 0 | 0 | 0 | 0 | 0 | 0 | 0 | 0 | 0 | 0 | 0 | 0 | 0 | 0 | 0 | 0 | 0 | 0 | 0 | 0 | 0 | 0 | 0 | 0 | 0 | 0 | 0 | 0 | 0 | 0 | 0 | 0 | 0 | 0 | 0 | 0 | 0 | 0 | 0 | 0 | 0 | 0 | 0 | 0 | 0 | 0 | 0 | 0 | 0 | 0 | 0 | 0 | 0 | 0 | 0 | 0 | 0 | 0 | 0 | 0 | 0 | 0 | 0 | 0 | 0 | 0 | 0 | 0 | 0 | 0 | 0 | 0 | 0 | 0 | 0 | 0 | 0 | 0 | 0 | 0 | 0 | 0 | 0 | 0 | 0 | 0 | 0 | 0 | 0 | 0 | 0 | 0 | 0 | 0 | 0 | 0 | 0 | 0 | 0 | 0 | 0 | 0 | 0 | 0 | 0 | 0 | 0 | 0 | 0 | 0 | 0 | 0 | 0 | 0 | 0 | 0 | 0 | 0 | 0 | 0 | 0 | 0 | 0 | 0 | 0 | 0 | 0 | 0 | 0 | 0 | 0 | 0 | 0 | 0 | 0 | 0 | 0 | 0 | 0 | 0 | 0 | 0 | 0 | 0 | 0 | 0 | 0 | 0 | 0 | 0 | 0 | 0 | 0 | 0 | 0 | 0 | 0 | 0 | 0 | 0 | 0 | 0 | 0 | 0 | 0 | 0 | 0 | 0 | 0 | 0 | 0 | 0 | 0 | 0 | 0 | 0 | 0 | 0 | 0 | 0 | 0 | 0 | 0 | 0 | 0 | 0 | 0 | 0 | 0 | 0 | 0 | 0 | 0 | 0 | 0 | 0 | 0 | 0 | 0 | 0 | 0 | 0 | 0 | 0 | 0 | 0 | 0 | 0 | 0 | 0 | 0 | 0 | 0 | 0 | 0 | 0 | 0 | 0 | 0 | 0 | 0 | 0 | 0 | 0 | 0 | 0 | 0 | 0 | 0 | 0 | 0 | 0 | 0 | 0 | 0 | 0 | 0 | 0 | 0 | 0 | 0 | 0 | 0 | 0 | 0 | 0 | 0 | 0 | 0 | 0 | 0 | 0 | 0 | 0 | 0 | 0 | 0 | 0 | 0 | 0 | 0 | 0 | 0 | 0 | 0 | 0 | 0 | 0 | 0 | 0 | 0 | 0 | 0 | 0 | 0 | 0 | 0 | 0 | 0 | 0 | 0 | 0 | 0 | 0 | 0 | 0 | 0 | 0 | 0 | 0 | 0 | 0 | 0 | 0 | 0 | 0 | 0 | 0 | 0 | 0 | 0 | 0 | 0 | 0 | 0 | 0 | 0 | 0 | 0 | 0 | 0 | 0 | 0 | 0 | 0 | 0 | 0 | 0 | 0 | 0 | 0 | 0 | 0 | 0 | 0 | 0 | 0 | 0 | 0 | 0 | 0 | 0 | 0 | 0 | 0 | 0 | 0 | 0 | 0 | 0 | 0 | 0 | 0 | 0 | 0 | 0 | 0 | 0 | 0 | 0 | 0 | 0 | 0 | 0 | 0 | 0 | 0 | 0 | 0 | 0 | 0 | 0 | 0 | 0 | 0 | 0 | 0 | 0 | 0 | 0 | 0 | 0 | 0 | 0 | 0 | 0 | 0 | 0 | 0 | 0 | 0 | 0 | 0 | 0 | 0 | 0 | 0 | 0 | 0 | 0 | 0 | 0 | 0 | 0 | 0 | 0 | 0 | 0 | 0 | 0 | 0 | 0 | 0 | 0 | 0 | 0 | 0 | 0 | 0 | 0 | 0 | 0 | 0 | 0 | 0 | 0 | 0 | 0 | 0 | 0 | 0 | 0 | 0 | 0 | 0 | 0 | 0 | 0 | 0 | 0 | 0 | 0 | 0 | 0 | 0 | 0 | 0 | 0 | 0 | 0 | 0 | 0 | 0 | 0 | 0 | 0 | 0 | 0 | 0 | 0 | 0 | 0 | 0 | 0 | 0 | 0 | 0 | 0 | 0 | 0 | 0 | 0 | 0 | 0 | 0 | 0 | 0 | 0 | 0 | 0 | 0 | 0 | 0 | 0 | 0 | 0 | 0 | 0 | 0 | 0 | 0 | 0 | 0 | 0 | 0 | 0 | 0 | 0 | 0 | 0 | 0 | 0 | 0 | 0 | 0 | 0 | 0 | 0 | 0 | 0 | 0 | 0 | 0 | 0 | 0 | 0 | 0 | 0 | 0 | 0 | 0 | 0 | 0 | 0 | 0 | 0 | 0 | 0 | 0 | 0 | 0 | 0 | 0 | 0 | 0 | 0 | 0 | 0 | 0 | 0 | 0 | 0 | 0 | 0 | 0 | 0 | 0 | 0 | 0 | 0 | 0 | 0 | 0 | 0 | 0 | 0 | 0 | 0 | 0 | 0 | 0 | 0 | 0 | 0 | 0 | 0 | 0 | 0 | 0 | 0 | 0 | 0 | 0 | 0 | 0 | 0 | 0 | 0 | 0 | 0 | 0 | 0 | 0 | 0 | 0 | 0 | 0 | 0 | 0 | 0 | 0 | 0 | 0 | 0 | 0 | 0 | 0 | 0 | 0 | 0 | 0 | 0 | 0 | 0 | 0 | 0 | 0 | 0 | 0 | 0 | 0 | 0 | 0 | 0 | 0 | 0 | 0 | 0 | 0 | 0 | 0 | 0 | 0 | 0 | 0 | 0 | 0 | 0 | 0 | 0 | 0 | 0 | 0 | 0 | 0 | 0 | 0 | 0 | 0 | 0 | 0 | 0 | 0 | 0 | 0 | 0 | 0 | 0 | 0 | 0 | 0 | 0 | 0 | 0 | 0 | 0 | 0 | 0 | 0 | 0 | 0 | 0 | 0 | 0 | 0 | 0 | 0 | 0 | 0 | 0 | 0 | 0 | 0 | 0 | 0 | 0 | 0 | 0 | 0 | 0 | 0 | 0 | 0 | 0 | 0 | 0 | 0 | 0 | 0 | 0 | 0 | 0 | 0 | 0 | 0 | 0 | 0 | 0 | 0 | 0 | 0 | 0 | 0 | 0 | 0 | 0 | 0 | 0 | 0 | 0 | 0 | 0 | 0 | 0 | 0 | 0 | 0 | 0 | 0 | 0 | 0 | 0 | 0 | 0 | 0 | 0 | 0 | 0 | 0 | 0 | 0 | 0 | 0 | 0 | 0 | 0 | 0 | 0 | 0 | 0 | 0 | 0 | 0 | 0 | 0 | 0 | 0 | 0 | 0 | 0 | 0 | 0 | 0 | 0 | 0 | 0 | 0 | 0 | 0 | 0 | 0 | 0 | 0 | 0 | 0 | 0 | 0 | 0 | 0 | 0 | 0 | 0 | 0 | 0 | 0 | 0 | 0 | 0 | 0 | 0 | 0 | 0 | 0 | 0 | 0 | 0 | 0 | 0 | 0 | 0 | 0 | 0 | 0 | 0 | 0 | 0 | 0 | 0 | 0 | 0 | 0 | 0 | 0 | 0 | 0 | 0 | 0 | 0 | 0 | 0 | 0 | 0 | 0 | 0 | 0 | 0 | 0 | 0 | 0 | 0 | 0 | 0 | 0 | 0 | 0 | 0 | 0 | 0 | 0 | 0 | 0 | 0 | 0 | 0 | 0 | 0 | 0 | 0 | 0 | 0 | 0 | 0 | 0 | 0 | 0 | 0 | 0 | 0 | 0 | 0 | 0 | 0 | 0 | 0 | 0 | 0 | 0 | 0 | 0 | 0 | 0 | 0 | 0 | 0 | 0 | 0 | 0 | 0 | 0 | 0 | 0 | 0 | 0 | 0 | 0 | 0 | 0 | 0 | 0 | 0 | 0 | 0 | 0 | 0 | 0 | 0 | 0 | 0 | 0 | 0 | 0 | 0 | 0 | 0 | 0 | 0 | 0 | 0 | 0 | 0 | 0 | 0 | 0 | 0 | 0 | 0 | 0 | 0 | 0 | 0 | 0 | 0 | 0 | 0 | 0 | 0 | 0 | 0 | 0 | 0 | 0 | 0 | 0 | 0 | 0 | 0 | 0 | 0 | 0 | 0 | 0 | 0 | 0 | 0 | 0 | 0 | 0 | 0 | 0 | 0 | 0 | 0 | 0 | 0 | 0 | 0 | 0 | 0 | 0 | 0 | 0 | 0 | 0 | 0 | 0 | 0 | 0 | 0 | 0 | 0 | 0 | 0 | 0 | 0 | 0 | 0 | 0 | 0 | 0 | 0 | 0 | 0 | 0 | 0 | 0 | 0 | 0 | 0 | 0 | 0 | 0 | 0 | 0 | 0 | 0 | 0 | 0 | 0 | 0 | 0 | 0 | 0 | 0 | 0 | 0 | 0 | 0 | 0 | 0 | 0 | 0 | 0 | 0 | 0 | 0 | 0 | 0 | 0 | 0 | 0 | 0 | 0 | 0 | 0 | 0 | 0 | 0 | 0 | 0 | 0 | 0 | 0 | 0 | 0 | 0 | 0 | 0 | 0 | 0 | 0 | 0 | 0 | 0 | 0 | 0 | 0 | 0 | 0 | 0 | 0 | 0 | 0 | 0 | 0 | 0 | 0 | 0 | 0 | 0 | 0 | 0 | 0 | 0 | 0 | 0 | 0 | 0 | 0 | 0 | 0 | 0 | 0 | 0 | 0 | 0 | 0 | 0 | 0 | 0 | 0 | 0 | 0 | 0 | 0 | 0 | 0 | 0 | 0 | 0 | 0 | 0 | 0 | 0 | 0 | 0 | 0 | 0 | 0 | 0 | 0 | 0 | 0 | 0 | 0 | 0 | 0 | 0 | 0 | 0 | 0 | 0 | 0 | 0 | 0 | 0 | 0 | 0 | 0 | 0 | 0 | 0 | 0 | 0 | 0 | 0 | 0 | 0 | 0 | 0 | 0 | 0 | 0 | 0 | 0 | 0 | 0 | 0 | 0 | 0 | 0 | 0 | 0 | 0 | 0 | 0 | 0 | 0 | 0 | 0 | 0 | 0 | 0 | 0 | 0 | 0 | 0 | 0 | 0 | 0 | 0 | 0 | 0 | 0 | 0 | 0 | 0 | 0 | 0 | 0 | 0 | 0 | 0 | 0 | 0 | 0 | 0 | 0 | 0 | 0 | 0 | 0 | 0 | 0 | 0 | 0 | 0 | 0 | 0 | 0 | 0 | 0 | 0 | 0 | 0 | 0 | 0 | 0 | 0 | 0 | 0 | 0 | 0 | 0 | 0 | 0 | 0 | 0 | 0 | 0 | 0 | 0 | 0 | 0 | 0 | 0 | 0 | 0 | 0 | 0 | 0 | 0 | 0 | 0 | 0 | 0 | 0 | 0 | 0 | 0 | 0 | 0 | 0 | 0 | 0 | 0 | 0 | 0 | 0 | 0 | 0 | 0 | 0 | 0 | 0 | 0 | 0 | 0 | 0 | 0 | 0 | 0 | 0 | 0 | 0 | 0 | 0 | 0 | 0 | 0 | 0 | 0 | 0 | 0 | 0 | 0 | 0 | 0 | 0 | 0 | 0 | 0 | 0 | 0 | 0 | 0 | 0 | 0 | 0 | 0 | 0 | 0 | 0 | 0 | 0 | 0 | 0 | 0 | 0 | 0 | 0 | 0 | 0 | 0 | 0 | 0 | 0 | 0 | 0 | 0 | 0 | 0 | 0 | 0 | 0 | 0 | 0 | 0 | 0 | 0 | 0 | 0 | 0 | 0 | 0 | 0 | 0 | 0 | 0 | 0 | 0 | 0 | 0 | 0 | 0 | 0 | 0 | 0 | 0 | 0 | 0 | 0 | 0 | 0 | 0 | 0 | 0 | 0 | 0 | 0 | 0 | 0 | 0 | 0 | 0 | 0 | 0 | 0 | 0 | 0 | 0 | 0 | 0 | 0 | 0 | 0 | 0 | 0 | 0 | 0 | 0 | 0 | 0 | 0 | 0 | 0 | 0 | 0 | 0 | 0 | 0 | 0 | 0 | 0 | 0 | 0 | 0 | 0 | 0 | 0 | 0 | 0 | 0 | 0 | 0 | 0 | 0 | 0 | 0 | 0 | 0 | 0 | 0 | 0 | 0 | 0 | 0 | 0 | 0 | 0 | 0 | 0 | 0 | 0 | 0 | 0 | 0 | 0 | 0 | 0 | 0 | 0 | 0 | 0 | 0 | 0 | 0 | 0 | 0 | 0 | 0 | 0 | 0 | 0 | 0 | 0 | 0 | 0 | 0 | 0 | 0 | 0 | 0 | 0 | 0 | 0 | 0 | 0 | 0 | 0 | 0 | 0 | 0 | 0 | 0 | 0 | 0 | 0 | 0 | 0 | 0 | 0 | 0 | 0 | 0 | 0 | 0 | 0 | 0 | 0 | 0 | 0 | 0 | 0 | 0 | 0 | 0 | 0 | 0 | 0 | 0 | 0 | 0 | 0 | 0 | 0 | 0 | 0 | 0 | 0 | 0 | 0 | 0 | 0 | 0 | 0 | 0 | 0 | 0 | 0 | 0 | 0 | 0 | 0 | 0 | 0 | 0 | 0 | 0 | 0 | 0 | 0 | 0 | 0 | 0 | 0 | 0 | 0 | 0 | 0 | 0 | 0 | 0 | 0 | 0 | 0 | 0 | 0 | 0 | 0 | 0 | 0 | 0 | 0 | 0 | 0 | 0 | 0 | 0 | 0 | 0 | 0 | 0 | 0 | 0 | 0 | 0 | 0 | 0 | 0 | 0 | 0 | 0 | 0 | 0 | 0 | 0 | 0 | 0 | 0 | 0 | 0 | 0 | 0 | 0 | 0 | 0 | 0 | 0 | 0 | 0 | 0 | 0 | 0 | 0 | 0 | 0 | 0 | 0 | 0 | 0 | 0 | 0 | 0 | 0 | 0 | 0 | 0 | 0 | 0 | 0 | 0 | 0 | 0 | 0 | 0 | 0 | 0 | 0 | 0 | 0 | 0 | 0 | 0 | 0 | 0 | 0 | 0 | 0 | 0 | 0 | 0 | 0 | 0 | 0 | 0 | 0 | 0 | 0 | 0 | 0 | 0 | 0 | 0 | 0 | 0 | 0 | 0 | 0 | 0 | 0 | 0 | 0 | 0 | 0 | 0 | 0 | 0 | 0 | 0 | 0 | 0 | 0 | 0 | 0 | 0 | 0 | 0 | 0 | 0 | 0 | 0 | 0 | 0 | 0 | 0 | 0 | 0 | 0 | 0 | 0 | 0 | 0 | 0 | 0 | 0 | 0 | 0 | 0 | 0 | 0 | 0 | 0 | 0 | 0 | 0 | 0 | 0 | 0 | 0 | 0 | 0 | 0 | 0 | 0 | 0 | 0 | 0 | 0 | 0 | 0 | 0 | 0 | 0 | 0 | 0 | 0 | 0 | 0 | 0 | 0 | 0 | 0 | 0 | 0 | 0 | 0 | 0 | 0 | 0 | 0 | 0 | 0 | 0 | 0 | 0 | 0 | 0 | 0 | 0 | 0 | 0 | 0 | 0 | 0 | 0 | 0 | 0 | 0 | 0 | 0 | 0 | 0 | 0 | 0 | 0 | 0 | 0 | 0 | 0 | 0 | 0 | 0 | 0 | 0 | 0 | 0 | 0 | 0 | 0 | 0 | 0 | 0 | 0 | 0 | 0 | 0 | 0 | 0 | 0 | 0 | 0 | 0 | 0 | 0 | 0 | 0 | 0 | 0 | 0 | 0 | 0 | 0 | 0 | 0 | 0 | 0 | 0 | 0 | 0 | 0 | 0 | 0 | 0 | 0 | 0 | 0 | 0 | 0 | 0 | 0 | 0 | 0 | 0 | 0 | 0 | 0 | 0 | 0 | 0 | 0 | 0 | 0 | 0 | 0 | 0 | 0 | 0 | 0 | 0 | 0 | 0 | 0 | 0 | 0 | 0 | 0 | 0 | 0 | 0 | 0 | 0 | 0 | 0 | 0 | 0 | 0 | 0 | 0 | 0 | 0 | 0 | 0 | 0 | 0 | 0 | 0 | 0 | 0 | 0 | 0 | 0 | 0 | 0 | 0 | 0 | 0 | 0 | 0 | 0 | 0 | 0 | 0 | 0 | 0 | 0 | 0 | 0 | 0 | 0 | 0 | 0 | 0 | 0 | 0 | 0 | 0 | 0 | 0 | 0 | 0 | 0 | 0 | 0 | 0 | 0 | 0 | 0 | 0 | 0 | 0 | 0 | 0 | 0 | 0 | 0 | 0 | 0 | 0 | 0 | 0 | 0 | 0 | 0 | 0 | 0 | 0 | 0 | 0 | 0 | 0 | 0 | 0 | 0 | 0 | 0 | 0 | 0 | 0 | 0 | 0 | 0 | 0 | 0 | 0 | 0 | 0 | 0 | 0 | 0 | 0 | 0 | 0 | 0 | 0 | 0 | 0 | 0 | 0 | 0 | 0 | 0 | 0 | 0 | 0 | 0 | 0 | 0 | 0 | 0 | 0 | 0 | 0 | 0 | 0 | 0 | 0 | 0 | 0 | 0 | 0 | 0 | 0 | 0 | 0 | 0 | 0 | 0 | 0 | 0 | 0 | 0 | 0 | 0 | 0 | 0 | 0 | 0 | 0 | 0 | 0 | 0 | 0 | 0 | 0 | 0 | 0 | 0 | 0 | 0 | 0 | 0 | 0 | 0 | 0 | 0 | 0 | 0 | 0 | 0 | 0 | 0 | 0 | 0 | 0 | 0 | 0 | 0 | 0 | 0 | 0 | 0 | 0 | 0 | 0 | 0 | 0 | 0 | 0 | 0 | 0 | 0 | 0 | 0 | 0 | 0 | 0 | 0 | 0 | 0 | 0 | 0 | 0 | 0 | 0 | 0 | 0 | 0 | 0 | 0 | 0 | 0 | 0 | 0 | 0 | 0 | 0 | 0 | 0 | 0 | 0 | 0 | 0 | 0 | 0 | 0 | 0 | 0 | 0 | 0 | 0 | 0 | 0 | 0 | 0 | 0 | 0 | 0 | 0 | 0 | 0 | 0 | 0 | 0 | 0 | 0 | 0 | 0 | 0 | 0 | 0 | 0 | 0 | 0 | 0 | 0 | 0 | 0 | 0 | 0 | 0 | 0 | 0 | 0 | 0 | 0 | 0 | 0 | 0 | 0 | 0 | 0 | 0 | 0 | 0 | 0 | 0 | 0 | 0 | 0 | 0 | 0 | 0 | 0 | 0 | 0 | 0 | 0 | 0 | 0 | 0 | 0 | 0 | 0 | 0 | 0 | 0 | 0 | 0 | 0 | 0 | 0 | 0 | 0 | 0 | 0 | 0 | 0 | 0 | 0 | 0 | 0 | 0 | 0 | 0 | 0 | 0 | 0 | 0 | 0 | 0 | 0 | 0 | 0 | 0 | 0 | 0 | 0 | 0 | 0 | 0 | 0 | 0 | 0 | 0 | 0 | 0 | 0 | 0 | 0 | 0 | 0 | 0 | 0 | 0 | 0 | 0 | 0 | 0 | 0 | 0 | 0 | 0 | 0 | 0 | 0 | 0 | 0 | 0 | 0 | 0 | 0 | 0 | 0 | 0 | 0 | 0 | 0 | 0 | 0 | 0 | 0 | 0 | 0 | 0 | 0 | 0 | 0 | 0 | 0 | 0 | 0 | 0 | 0 | 0 | 0 | 0 | 0 | 0 | 0 | 0 | 0 | 0 | 0 | 0 | 0 | 0 | 0 | 0 | 0 | 0 | 0 | 0 | 0 | 0 | 0 | 0 | 0 | 0 | 0 | 0 | 0 | 0 | 0 | 0 | 0 | 0 | 0 | 0 | 0 | 0 | 0 | 0 | 0 | 0 | 0 | 0 | 0 | 0 | 0 | 0 | 0 | 0 | 0 | 0 | 0 | 0 | 0 | 0 | 0 | 0 | 0 | 0 | 0 | 0 | 0 | 0 | 0 | 0 | 0 | 0 | 0 | 0 | 0 | 0 | 0 | 0 | 0 | 0 | 0 | 0 | 0 | 0 | 0 | 0 | 0 | 0 | 0 | 0 | 0 | 0 | 0 | 0 | 0 | 0 | 0 | 0 | 0 | 0 | 0 | 0 | 0 | 0 | 0 | 0 | 0 | 0 | 0 | 0 | 0 | 0 | 0 | 0 | 0 | 0 | 0 | 0 | 0 | 0 | 0 | 0 | 0 | 0 | 0 | 0 | 0 | 0 | 0 | 0 | 0 | 0 | 0 | 0 | 0 | 0 | 0 | 0 | 0 | 0 | 0 | 0 | 0 | 0 | 0 | 0 | 0 | 0 | 0 | 0 | 0 | 0 | 0 | 0 | 0 | 0 | 0 | 0 | 0 | 0 | 0 | 0 | 0 | 0 | 0 | 0 | 0 | 0 | 0 | 0 | 0 | 0 | 0 | 0 | 0 | 0 | 0 | 0 | 0 | 0 | 0 | 0 | 0 | 0 | 0 | 0 | 0 | 0 | 0 | 0 | 0 | 0 | 0 | 0 | 0 | 0 | 0 | 0 | 0 | 0 | 0 | 0 | 0 | 0 | 0 | 0 | 0 | 0 | 0 | 0 | 0 | 0 | 0 | 0 | 0 | 0 | 0 | 0 | 0 | 0 | 0 | 0 | 0 | 0 | 0 | 0 | 0 | 0 | 0 | 0 | 0 | 0 | 0 | 0 | 0 | 0 | 0 | 0 | 0 | 0 | 0 | 0 | 0 | 0 | 0 | 0 | 0 | 0 | 0 | 0 | 0 | 0 | 0 | 0 | 0 | 0 | 0 | 0 | 0 | 0 | 0 | 0 | 0 | 0 | 0 | 0 | 0 | 0 | 0 | 0 | 0 | 0 | 0 | 0 | 0 | 0 | 0 | 0 | 0 | 0 | 0 | 0 | 0 | 0 | 0 | 0 | 0 | 0 | 0 | 0 | 0 | 0 | 0 | 0 | 0 | 0 | 0 | 0 | 0 | 0 | 0 | 0 | 0 | 0 | 0 | 0 | 0 | 0 | 0 | 0 | 0 | 0 | 0 | 0 | 0 | 0 | 0 | 0 | 0 | 0 | 0 | 0 | 0 | 0 | 0 | 0 | 0 | 0 | 0 | 0 | 0 | 0 | 0 | 0 | 0 | 0 | 0 | 0 | 0 | 0 | 0 | 0 | 0 | 0 | 0 | 0 | 0 | 0 | 0 | 0 | 0 | 0 | 0 | 0 | 0 | 0 | 0 | 0 | 0 | 0 | 0 | 0 | 0 | 0 | 0 | 0 | 0 | 0 | 0 | 0 | 0 | 0 | 0 | 0 | 0 | 0 | 0 | 0 | 0 | 0 | 0 | 0 | 0 | 0 | 0 | 0 | 0 | 0 | 0 | 0 | 0 | 0 | 0 | 0 | 0 | 0 | 0 | 0 | 0 | 0 | 0 | 0 | 0 | 0 | 0 | 0 | 0 | 0 | 0 | 0 | 0 | 0 | 0 | 0 | 0 | 0 | 0 | 0 | 0 | 0 | 0 | 0 | 0 | 0 | 0 | 0 | 0 | 0 | 0 | 0 | 0 | 0 | 0 | 0 | 0 | 0 | 0 | 0 | 0 | 0 | 0 | 0 | 0 | 0 | 0 | 0 | 0 | 0 | 0 | 0 | 0 | 0 | 0 | 0 | 0 | 0 | 0 | 0 | 0 | 0 | 0 | 0 | 0 | 0 | 0 | 0 | 0 | 0 | 0 | 0 | 0 | 0 | 0 | 0 | 0 | 0 | 0 | 0 | 0 | 0 | 0 | 0 | 0 | 0 | 0 | 0 | 0 | 0 | 0 | 0 | 0 | 0 | 0 | 0 | 0 | 0 | 0 | 0 | 0 | 0 | 0 | 0 | 0 | 0 | 0 | 0 | 0 | 0 | 0 | 0 | 0 | 0 | 0 | 0 | 0 | 0 | 0 | 0 | 0 | 0 | 0 | 0 | 0 | 0 | 0 | 0 | 0 | 0 | 0 | 0 | 0 | 0 | 0 | 0 | 0 | 0 | 0 | 0 | 0 | 0 | 0 | 0 | 0 | 0 | 0 | 0 | 0 | 0 | 0 | 0 | 0 | 0 | 0 | 0 | 0 | 0 | 0 | 0 | 0 | 0 | 0 | 0 | 0 | 0 | 0 | 0 | 0 | 0 | 0 | 0 | 0 | 0 | 0 | 0 | 0 | 0 | 0 | 0 | 0 | 0 | 0 | 0 | 0 | 0 | 0 | 0 | 0 | 0 | 0 | 0 | 0 | 0 | 0 | 0 | 0 | 0 | 0 | 0 | 0 | 0 | 0 | 0 | 0 | 0 | 0 | 0 | 0 | 0 | 0 | 0 | 0 | 0 | 0 | 0 | 0 | 0 | 0 | 0 | 0 | 0 | 0 | 0 | 0 | 0 | 0 | 0 | 0 | 0 | 0 | 0 | 0 | 0 | 0 | 0 | 0 | 0 | 0 | 0 | 0 | 0 | 0 | 0 | 0 | 0 | 0 | 0 | 0 | 0 | 0 | 0 | 0 | 0 | 0 | 0 | 0 | 0 | 0 | 0 | 0 | 0 | 0 | 0 | 0 | 0 | 0 | 0 | 0 | 0 | 0 | 0 | 0 | 0 | 0 | 0 | 0 | 0 | 0 | 0 | 0 | 0 | 0 | 0 | 0 | 0 | 0 | 0 | 0 | 0 | 0 | 0 | 0 | 0 | 0 | 0 | 0 | 0 | 0 | 0 | 0 | 0 | 0 | 0 | 0 | 0 | 0 | 0 | 0 | 0 | 0 | 0 | 0 | 0 | 0 | 0 | 0 | 0 | 0 | 0 | 0 | 0 | 0 | 0 | 0 | 0 | 0 | 0 | 0 | 0 | 0 | 0 | 0 | 0 | 0 | 0 | 0 | 0 | 0 | 0 | 0 | 0 | 0 | 0 | 0 | 0 | 0 | 0 | 0 | 0 | 0 | 0 | 0 | 0 | 0 | 0 | 0 | 0 | 0 | 0 | 0 | 0 | 0 | 0 | 0 | 0 | 0 | 0 | 0 | 0 | 0 | 0 | 0 | 0 | 0 | 0 | 0 | 0 | 0 | 0 | 0 | 0 | 0 | 0 | 0 | 0 | 0 | 0 | 0 | 0 | 0 | 0 | 0 | 0 | 0 | 0 | 0 | 0 | 0 | 0 | 0 | 0 | 0 | 0 | 0 | 0 | 0 | 0 | 0 | 0 | 0 | 0 | 0 | 0 | 0 | 0 | 0 | 0 | 0 | 0 | 0 | 0 | 0 | 0 | 0 | 0 | 0 | 0 | 0 | 0 | 0 | 0 | 0 | 0 | 0 | 0 | 0 | 0 | 0 | 0 | 0 | 0 | 0 | 0 | 0 | 0 | 0 | 0 | 0 | 0 | 0 | 0 | 0 | 0 | 0 | 0 | 0 | 0 | 0 | 0 | 0 | 0 | 0 | 0 | 0 | 0 | 0 | 0 | 0 | 0 | 0 | 0 | 0 | 0 | 0 | 0 | 0 | 0 | 0 | 0 | 0 | 0 | 0 | 0 | 0 | 0 | 0 | 0 | 0 | 0 | 0 | 0 | 0 | 0 | 0 | 0 | 0 | 0 | 0 | 0 | 0 | 0 | 0 | 0 | 0 | 0 | 0 | 0 | 0 | 0 | 0 | 0 | 0 | 0 | 0 | 0 | 0 | 0 | 0 | 0 | 0 | 0 | 0 | 0 | 0 | 0 | 0 | 0 | 0 | 0 | 0 | 0 | 0 | 0 | 0 | 0 | 0 | 0 | 0 | 0 | 0 | 0 | 0 | 0 | 0 | 0 | 0 | 0 | 0 | 0 | 0 | 0 | 0 | 0 | 0 | 0 | 0 | 0 | 0 | 0 | 0 | 0 | 0 | 0 | 0 | 0 | 0 | 0 | 0 | 0 | 0 | 0 | 0 | 0 | 0 | 0 | 0 | 0 | 0 | 0 | 0 | 0 | 0 | 0 | 0 | 0 | 0 | 0 | 0 | 0 | 0 | 0 | 0 | 0 | 0 | 0 | 0 | 0 | 0 | 0 | 0 | 0 | 0 | 0 | 0 | 0 | 0 | 0 | 0 | 0 | 0 | 0 | 0 | 0 | 0 | 0 | 0 | 0 | 0 | 0 | 0 | 0 | 0 | 0 | 0 | 0 | 0 | 0 | 0 | 0 | 0 | 0 | 0 | 0 | 0 | 0 | 0 | 0 | 0 | 0 | 0 | 0 | 0 | 0 | 0 | 0 | 0 | 0 | 0 | 0 | 0 | 0 | 0 | 0 | 0 | 0 | 0 | 0 | 0 | 0 | 0 | 0 | 0 | 0 | 0 | 0 | 0 | 0 | 0 | 0 | 0 | 0 | 0 | 0 | 0 | 0 | 0 | 0 | 0 | 0 | 0 | 0 | 0 | 0 | 0 | 0 | 0 | 0 | 0 | 0 | 0 | 0 | 0 | 0 | 0 | 0 | 0 | 0 | 0 | 0 | 0 | 0 | 0 | 0 | 0 | 0 | 0 | 0 | 0 | 0 | 0 | 0 | 0 | 0 | 0 | 0 | 0 | 0 | 0 | 0 | 0 | 0 | 0 | 0 | 0 | 0 | 0 | 0 | 0 | 0 | 0 | 0 | 0 | 0 | 0 | 0 | 0 | 0 | 0 | 0 | 0 | 0 | 0 | 0 | 0 | 0 | 0 | 0 | 0 | 0 | 0 | 0 | 0 | 0 | 0 | 0 | 0 | 0 | 0 | 0 | 0 | 0 | 0 | 0 | 0 | 0 | 0 | 0 | 0 | 0 | 0 | 0 | 0 | 0 | 0 | 0 | 0 | 0 | 0 | 0 | 0 | 0 | 0 | 0 | 0 | 0 | 0 | 0 | 0 | 0 | 0 | 0 | 0 | 0 | 0 | 0 | 0 | 0 | 0 | 0 | 0 | 0 | 0 | 0 | 0 | 0 | 0 | 0 | 0 | 0 | 0 | 0 | 0 | 0 | 0 | 0 | 0 | 0 | 0 | 0 | 0 | 0 | 0 | 0 | 0 | 0 | 0 | 0 | 0 | 0 | 0 | 0 | 0 | 0 | 0 | 0 | 0 | 0 | 0 | 0 | 0 | 0 | 0 | 0 | 0 | 0 | 0 | 0 | 0 | 0 | 0 | 0 | 0 | 0 | 0 | 0 | 0 | 0 | 0 | 0 | 0 | 0 | 0 | 0 | 0 | 0 | 0 | 0 | 0 | 0 | 0 | 0 | 0 | 0 | 0 | 0 | 0 | 0 | 0 | 0 | 0 | 0 | 0 | 0 | 0 | 0 | 0 | 0 | 0 | 0 | 0 | 0 | 0 | 0 | 0 | 0 | 0 | 0 | 0 | 0 | 0 | 0 | 0 | 0 | 0 | 0 | 0 | 0 | 0 | 0 | 0 | 0 | 0 | 0 | 0 | 0 | 0 | 0 | 0 | 0 | 0 | 0 | 0 | 0 | 0 | 0 | 0 | 0 | 0 | 0 | 0 | 0 | 0 | 0 | 0 | 0 | 0 | 0 | 0 | 0 | 0 | 0 | 0 | 0 | 0 | 0 | 0 | 0 | 0 | 0 | 0 | 0 | 0 | 0 | 0 | 0 | 0 | 0 | 0 | 0 | 0 | 0 | 0 | 0 | 0 | 0 | 0 | 0 | 0 | 0 | 0 | 0 | 0 | 0 | 0 | 0 | 0 | 0 | 0 | 0 | 0 | 0 | 0 | 0 | 0 | 0 | 0 | 0 | 0 | 0 | 0 | 0 | 0 | 0 | 0 | 0 | 0 | 0 | 0 | 0 | 0 | 0 | 0 | 0 | 0 | 0 | 0 | 0 | 0 | 0 | 0 | 0 | 0 | 0 | 0 | 0 | 0 | 0 | 0 | 0 | 0 | 0 | 0 | 0 | 0 | 0 | 0 | 0 | 0 | 0 | 0 | 0 | 0 | 0 | 0 | 0 | 0 | 0 | 0 | 0 | 0 | 0 | 0 | 0 | 0 | 0 | 0 | 0 | 0 | 0 | 0 | 0 | 0 | 0 | 0 | 0 | 0 | 0 | 0 | 0 | 0 | 0 | 0 | 0 | 0 | 0 | 0 | 0 | 0 | 0 | 0 | 0 | 0 | 0 | 0 | 0 | 0 | 0 | 0 | 0 | 0 | 0 | 0 | 0 | 0 | 0 | 0 | 0 | 0 | 0 | 0 | 0 | 0 | 0 | 0 | 0 | 0 | 0 | 0 | 0 | 0 | 0 | 0 | 0 | 0 | 0 | 0 | 0 | 0 | 0 | 0 | 0 | 0 | 0 | 0 | 0 | 0 | 0 | 0 | 0 | 0 | 0 | 0 | 0 | 0 | 0 | 0 | 0 | 0 | 0 | 0 | 0 | 0 | 0 | 0 | 0 | 0 | 0 | 0 | 0 | 0 | 0 | 0 | 0 | 0 | 0 | 0 | 0 | 0 | 0 | 0 | 0 | 0 | 0 | 0 | 0 | 0 | 0 | 0 | 0 | 0 | 0 | 0 | 0 | 0 | 0 | 0 | 0 | 0 | 0 | 0 | 0 | 0 | 0 | 0 | 0 | 0 | 0 | 0 | 0 | 0 | 0 | 0 | 0 | 0 | 0 | 0 | 0 | 0 | 0 | 0 | 0 | 0 | 0 | 0 | 0 | 0 | 0 | 0 | 0 | 0 | 0 | 0 | 0 | 0 | 0 | 0 | 0 | 0 | 0 | 0 | 0 | 0 | 0 | 0 | 0 | 0 | 0 | 0 | 0 | 0 | 0 | 0 | 0 | 0 | 0 | 0 | 0 | 0 | 0 | 0 | 0 | 0 | 0 | 0 | 0 | 0 | 0 | 0 | 0 | 0 | 0 | 0 | 0 | 0 | 0 | 0 | 0 | 0 | 0 | 0 | 0 | 0 | 0 | 0 | 0 | 0 | 0 | 0 | 0 | 0 | 0 | 0 | 0 | 0 | 0 | 0 | 0 | 0 | 0 | 0 | 0 | 0 | 0 | 0 | 0 | 0 | 0 | 0 | 0 | 0 | 0 | 0 | 0 | 0 | 0 | 0 | 0 | 0 | 0 | 0 | 0 | 0 | 0 | 0 | 0 | 0 | 0 | 0 | 0 | 0 | 0 | 0 | 0 | 0 | 0 | 0 | 0 | 0 | 0 | 0 | 0 | 0 | 0 | 0 | 0 | 0 | 0 | 0 | 0 | 0 | 0 | 0 | 0 | 0 | 0 | 0 | 0 | 0 | 0 | 0 | 0 | 0 | 0 | 0 | 0 | 0 | 0 | 0 | 0 | 0 | 0 | 0 | 0 | 0 | 0 | 0 | 0 | 0 | 0 | 0 | 0 | 0 | 0 | 0 | 0 | 0 | 0 | 0 | 0 | 0 | 0 | 0 | 0 | 0 | 0 | 0 | 0 | 0 | 0 | 0 | 0 | 0 | 0 | 0 | 0 | 0 | 0 | 0 | 0 | 0 | 0 | 0 | 0 | 0 | 0 | 0 | 0 | 0 | 0 | 0 | 0 | 0 | 0 | 0 | 0 | 0 | 0 | 0 | 0 | 0 | 0 | 0 | 0 | 0 | 0 | 0 | 0 | 0 | 0 | 0 | 0 | 0 | 0 | 0 | 0 | 0 | 0 | 0 | 0 | 0 | 0 | 0 | 0 | 0 | 0 | 0 | 0 | 0 | 0 | 0 | 0 | 0 | 0 | 0 | 0 | 0 | 0 | 0 | 0 | 0 | 0 | 0 | 0 | 0 | 0 | 0 | 0 | 0 | 0 | 0 | 0 | 0 | 0 | 0 | 0 | 0 | 0 | 0 | 0 | 0 | 0 | 0 | 0 | 0 | 0 | 0 | 0 | 0 | 0 | 0 | 0 | 0 | 0 | 0 | 0 | 0 | 0 | 0 | 0 | 0 | 0 | 0 | 0 | 0 | 0 | 0 | 0 | 0 | 0 | 0 | 0 | 0 | 0 | 0 | 0 | 0 | 0 | 0 | 0 | 0 | 0 | 0 | 0 | 0 | 0 | 0 | 0 | 0 | 0 | 0 | 0 | 0 | 0 | 0 | 0 | 0 | 0 | 0 | 0 | 0 | 0 | 0 | 0 | 0 | 0 | 0 | 0 | 0 | 0 | 0 | 0 | 0 | 0 | 0 | 0 | 0 | 0 | 0 | 0 | 0 | 0 | 0 | 0 | 0 | 0 | 0 | 0 | 0 | 0 | 0 | 0 | 0 | 0 | 0 | 0 | 0 | 0 | 0 | 0 | 0 | 0 | 0 | 0 | 0 | 0 | 0 | 0 | 0 | 0 | 0 | 0 | 0 | 0 | 0 | 0 | 0 | 0 | 0 | 0 | 0 | 0 | 0 | 0 | 0 | 0 | 0 | 0 | 0 | 0 | 0 | 0 | 0 | 0 | 0 | 0 | 0 | 0 | 0 | 0 | 0 | 0 | 0 | 0 | 0 | 0 | 0 | 0 | 0 | 0 | 0 | 0 | 0 | 0 | 0 | 0 | 0 | 0 | 0 | 0 | 0 | 0 | 0 | 0 | 0 | 0 | 0 | 0 | 0 | 0 | 0 | 0 | 0 | 0 | 0 | 0 | 0 | 0 | 0 | 0 | 0 | 0 | 0 | 0 | 0 | 0 | 0 | 0 | 0 | 0 | 0 | 0 | 0 | 0 | 0 | 0 | 0 | 0 | 0 | 0 | 0 | 0 | 0 | 0 | 0 | 0 | 0 | 0 | 0 | 0 | 0 | 0 | 0 | 0 | 0 | 0 | 0 | 0 | 0 | 0 | 0 | 0 | 0 | 0 | 0 | 0 | 0 | 0 | 0 | 0 | 0 | 0 | 0 | 0 | 0 | 0 | 0 | 0 | 0 | 0 | 0 | 0 | 0 | 0 | 0 | 0 | 0 | 0 | 0 | 0 | 0 | 0 | 0 | 0 | 0 | 0 | 0 | 0 | 0 | 0 | 0 | 0 | 0 | 0 | 0 | 0 | 0 | 0 | 0 | 0 | 0 | 0 | 0 | 0 | 0 | 0 | 0 | 0 | 0 | 0 | 0 | 0 | 0 | 0 | 0 | 0 | 0 | 0 | 0 | 0 | 0 | 0 | 0 | 0 | 0 | 0 | 0 | 0 | 0 | 0 | 0 | 0 | 0 | 0 | 0 | 0 | 0 | 0 | 0 | 0 | 0 | 0 | 0 | 0 | 0 | 0 | 0 | 0 | 0 | 0 | 0 | 0 | 0 | 0 | 0 | 0 | 0 | 0 | 0 | 0 | 0 | 0 | 0 | 0 | 0 | 0 | 0 | 0 | 0 | 0 | 0 | 0 | 0 | 0 | 0 | 0 | 0 | 0 | 0 | 0 | 0 | 0 | 0 | 0 | 0 | 0 | 0 | 0 | 0 | 0 | 0 | 0 | 0 | 0 | 0 | 0 | 0 | 0 | 0 | 0 | 0 | 0 | 0 | 0 | 0 | 0 | 0 | 0 | 0 | 0 | 0 | 0 | 0 | 0 | 0 | 0 | 0 | 0 | 0 | 0 | 0 | 0 | 0 | 0 | 0 | 0 | 0 | 0 | 0 | 0 | 0 | 0 | 0 | 0 | 0 | 0 | 0 | 0 | 0 | 0 | 0 | 0 | 0 | 0 | 0 | 0 | 0 | 0 | 0 | 0 | 0 | 0 | 0 | 0 | 0 | 0 | 0 | 0 | 0 | 0 | 0 | 0 | 0 | 0 | 0 | 0 | 0 | 0 | 0 | 0 | 0 | 0 | 0 | 0 | 0 | 0 | 0 | 0 | 0 | 0 | 0 | 0 | 0 | 0 | 0 | 0 | 0 | 0 | 0 | 0 | 0 | 0 | 0 | 0 | 0 | 0 | 0 | 0 | 0 | 0 | 0 | 0 | 0 | 0 | 0 | 0 | 0 | 0 | 0 | 0 | 0 | 0 | 0 | 0 | 0 | 0 | 0 | 0 | 0 | 0 | 0 | 0 | 0 | 0 | 0 | 0 | 0 | 0 | 0 | 0 | 0 | 0 | 0 | 0 | 0 | 0 | 0 | 0 | 0 | 0 | 0 | 0 | 0 | 0 | 0 | 0 | 0 | 0 | 0 | 0 | 0 | 0 | 0 | 0 | 0 | 0 | 0 | 0 | 0 | 0 | 0 | 0 | 0 | 0 | 0 | 0 | 0 | 0 | 0 | 0 | 0 | 0 | 0 | 0 | 0 | 0 | 0 | 0 | 0 | 0 | 0 | 0 | 0 | 0 | 0 | 0 | 0 | 0 | 0 | 0 | 0 | 0 | 0 | 0 | 0 | 0 | 0 | 0 | 0 | 0 | 0 | 0 | 0 | 0 | 0 | 0 | 0 | 0 | 0 | 0 | 0 | 0 | 0 | 0 | 0 | 0 | 0 | 0 | 0 | 0 | 0 | 0 | 0 | 0 | 0 | 0 | 0 | 0 | 0 | 0 | 0 | 0 | 0 | 0 | 0 | 0 | 0 | 0 | 0 | 0 | 0 | 0 | 0 | 0 | 0 | 0 | 0 | 0 | 0 | 0 | 0 | 0 | 0 | 0 | 0 | 0 | 0 | 0 | 0 | 0 | 0 | 0 | 0 | 0 | 0 | 0 | 0 | 0 | 0 | 0 | 0 | 0 | 0 | 0 | 0 | 0 | 0 | 0 | 0 | 0 | 0 | 0 | 0 | 0 | 0 | 0 | 0 | 0 | 0 | 0 | 0 | 0 | 0 | 0 | 0 | 0 | 0 | 0 | 0 | 0 | 0 | 0 | 0 | 0 | 0 | 0 | 0 | 0 | 0 | 0 | 0 | 0 | 0 | 0 | 0 | 0 | 0 | 0 | 0 | 0 | 0 | 0 | 0 | 0 | 0 | 0 | 0 | 0 | 0 | 0 | 0 | 0 | 0 | 0 | 0 | 0 | 0 | 0 | 0 | 0 | 0 | 0 | 0 | 0 | 0 | 0 | 0 | 0 | 0 | 0 | 0 | 0 | 0 | 0 | 0 | 0 | 0 | 0 | 0 | 0 | 0 | 0 | 0 | 0 | 0 | 0 | 0 | 0 | 0 | 0 | 0 | 0 | 0 | 0 | 0 | 0 | 0 | 0 | 0 | 0 | 0 | 0 | 0 | 0 | 0 | 0 | 0 | 0 | 0 | 0 | 0 | 0 | 0 | 0 | 0 | 0 | 0 | 0 | 0 | 0 | 0 | 0 | 0 | 0 | 0 | 0 | 0 | 0 | 0 | 0 | 0 | 0 | 0 | 0 | 0 | 0 | 0 | 0 | 0 | 0 | 0 | 0 | 0 | 0 | 0 | 0 | 0 | 0 | 0 | 0 | 0 | 0 | 0 | 0 | 0 | 0 | 0 | 0 | 0 | 0 | 0 | 0 | 0 | 0 | 0 | 0 | 0 | 0 | 0 | 0 | 0 | 0 | 0 | 0 | 0 | 0 | 0 | 0 | 0 | 0 | 0 | 0 | 0 | 0 | 0 | 0 | 0 | 0 | 0 | 0 | 0 | 0 | 0 | 0 | 0 | 0 | 0 | 0 | 0 | 0 | 0 | 0 | 0 | 0 | 0 | 0 | 0 | 0 | 0 | 0 | 0 | 0 | 0 | 0 | 0 | 0 | 0 | 0 | 0 | 0 | 0 | 0 | 0 | 0 | 0 | 0 | 0 | 0 | 0 | 0 | 0 | 0 | 0 | 0 | 0 | 0 | 0 | 0 | 0 | 0 | 0 | 0 | 0 | 0 | 0 | 0 | 0 | 0 | 0 | 0 | 0 | 0 | 0 | 0 | 0 | 0 | 0 | 0 | 0 | 0 | 0 | 0 | 0 | 0 | 0 | 0 | 0 | 0 | 0 | 0 | 0 | 0 | 0 | 0 | 0 | 0 | 0 | 0 | 0 | 0 | 0 | 0 | 0 | 0 | 0 | 0 | 0 | 0 | 0 | 0 | 0 | 0 | 0 | 0 | 0 | 0 | 0 | 0 | 0 | 0 | 0 | 0 | 0 | 0 | 0 | 0 | 0 | 0 | 0 | 0 | 0 | 0 | 0 | 0 | 0 | 0 | 0 | 0 | 0 | 0 | 0 | 0 | 0 | 0 | 0 | 0 | 0 | 0 | 0 | 0 | 0 | 0 | 0 | 0 | 0 | 0 | 0 | 0 | 0 | 0 | 0 | 0 | 0 | 0 | 0 | 0 | 0 | 0 | 0 | 0 | 0 | 0 | 0 | 0 | 0 | 0 | 0 | 0 | 0 | 0 | 0 | 0 | 0 | 0 | 0 | 0 | 0 | 0 | 0 | 0 | 0 | 0 | 0 | 0 | 0 | 0 | 0 | 0 | 0 | 0 | 0 | 0 | 0 | 0 | 0 | 0 | 0 | 0 | 0 | 0 | 0 | 0 | 0 | 0 | 0 | 0 | 0 | 0 | 0 | 0 | 0 | 0 | 0 | 0 | 0 | 0 | 0 | 0 | 0 | 0 | 0 | 0 | 0 | 0 | 0 | 0 | 0 | 0 | 0 | 0 | 0 | 0 | 0 | 0 | 0 | 0 | 0 | 0 | 0 | 0 | 0 | 0 | 0 | 0 | 0 | 0 | 0 | 0 | 0 | 0 | 0 | 0 | 0 | 0 | 0 | 0 | 0 | 0 | 0 | 0 | 0 | 0 | 0 | 0 | 0 | 0 | 0 | 0 | 0 | 0 | 0 | 0 | 0 | 0 | 0 | 0 | 0 | 0 | 0 | 0 | 0 | 0 | 0 | 0 | 0 | 0 | 0 | 0 | 0 | 0 | 0 | 0 | 0 | 0 | 0 | 0 | 0 | 0 | 0 | 0 | 0 | 0 | 0 | 0 | 0 | 0 | 0 | 0 | 0 | 0 | 0 | 0 | 0 | 0 | 0 | 0 | 0 | 0 | 0 | 0 | 0 | 0 | 0 | 0 | 0 | 0 | 0 | 0 | 0 | 0 | 0 | 0 | 0 | 0 | 0 | 0 | 0 | 0 | 0 | 0 | 0 | 0 | 0 | 0 | 0 | 0 | 0 | 0 | 0 | 0 | 0 | 0 | 0 | 0 | 0 | 0 | 0 | 0 | 0 | 0 | 0 | 0 | 0 | 0 | 0 | 0 | 0 | 0 | 0 | 0 | 0 | 0 | 0 | 0 | 0 | 0 | 0 | 0 | 0 | 0 | 0 | 0 | 0 | 0 | 0 | 0 | 0 | 0 | 0 | 0 | 0 | 0 | 0 | 0 | 0 | 0 | 0 | 0 | 0 | 0 | 0 | 0 | 0 | 0 | 0 | 0 | 0 | 0 | 0 | 0 | 0 | 0 | 0 | 0 | 0 | 0 | 0 | 0 | 0 | 0 | 0 | 0 | 0 | 0 | 0 | 0 | 0 | 0 | 0 | 0 | 0 | 0 | 0 | 0 | 0 | 0 | 0 | 0 | 0 | 0 | 0 | 0 | 0 | 0 | 0 | 0 | 0 | 0 | 0 | 0 | 0 | 0 | 0 | 0 | 0 | 0 | 0 | 0 | 0 | 0 | 0 | 0 | 0 | 0 | 0 | 0 | 0 | 0 | 0 | 0 | 0 | 0 | 0 | 0 | 0 | 0 | 0 | 0 | 0 | 0 | 0 | 0 | 0 | 0 | 0 | 0 | 0 | 0 | 0 | 0 | 0 | 0 | 0 | 0 | 0 | 0 | 0 | 0 | 0 | 0 | 0 | 0 | 0 | 0 | 0 | 0 | 0 | 0 | 0 | 0 | 0 | 0 | 0 | 0 | 0 | 0 | 0 | 0 | 0 | 0 | 0 | 0 | 0 | 0 | 0 | 0 | 0 | 0 | 0 | 0 | 0 | 0 | 0 | 0 | 0 | 0 | 0 | 0 | 0 | 0 | 0 | 0 | 0 | 0 | 0 | 0 | 0 | 0 | 0 | 0 | 0 | 0 | 0 | 0 | 0 | 0 | 0 | 0 | 0 | 0 | 0 | 0 | 0 | 0 | 0 | 0 | 0 | 0 | 0 | 0 | 0 | 0 | 0 | 0 | 0 | 0 | 0 | 0 | 0 | 0 | 0 | 0 | 0 | 0 | 0 | 0 | 0 | 0 | 0 | 0 | 0 | 0 | 0 | 0 | 0 | 0 | 0 | 0 | 0 | 0 | 0 | 0 | 0 | 0 | 0 | 0 | 0 | 0 | 0 | 0 | 0 | 0 | 0 | 0 | 0 | 0 | 0 | 0 | 0 | 0 | 0 | 0 | 0 | 0 | 0 | 0 | 0 | 0 | 0 | 0 | 0 | 0 | 0 | 0 | 0 | 0 | 0 | 0 | 0 | 0 | 0 | 0 | 0 | 0 | 0 | 0 | 0 | 0 | 0 | 0 | 0 | 0 | 0 | 0 | 0 | 0 | 0 | 0 | 0 | 0 | 0 | 0 | 0 | 0 | 0 | 0 | 0 | 0 | 0 | 0 | 0 | 0 | 0 | 0 | 0 | 0 | 0 | 0 | 0 | 0 | 0 | 0 | 0 | 0 | 0 | 0 | 0 | 0 | 0 | 0 | 0 | 0 | 0 | 0 | 0 | 0 | 0 | 0 | 0 | 0 | 0 | 0 | 0 | 0 | 0 | 0 | 0 | 0 | 0 | 0 | 0 | 0 | 0 | 0 | 0 | 0 | 0 | 0 | 0 | 0 | 0 | 0 | 0 | 0 | 0 | 0 | 0 | 0 | 0 | 0 | 0 | 0 | 0 | 0 | 0 | 0 | 0 | 0 | 0 | 0 | 0 | 0 | 0 | 0 | 0 | 0 | 0 | 0 | 0 | 0 | 0 | 0 | 0 | 0 | 0 | 0 | 0 | 0 | 0 | 0 | 0 | 0 | 0 | 0 | 0 | 0 | 0 | 0 | 0 | 0 | 0 | 0 | 0 | 0 | 0 | 0 | 0 | 0 | 0 | 0 | 0 | 0 | 0 | 0 | 0 | 0 | 0 | 0 | 0 | 0 | 0 | 0 | 0 | 0 | 0 | 0 | 0 | 0 | 0 | 0 | 0 | 0 | 0 | 0 | 0 | 0 | 0 | 0 | 0 | 0 | 0 | 0
Muskrat Falls ($/MWh) |  | 10491669.9638 | 126.623 | 749.6585 | 505918.656 | 624985.7082 | 624985.7082 | 624985.7082 | 627163.6235 | 624985.7082 | 624985.7082 | 624985.7082 | 627163.6235 | 624985.7082 | 624985.7082 | 624985.7082 | 627163.6235 | 624985.7082 | 624985.7082 | 624985.7082 | 627163.6235 | 624985.7082 | 624985.7082 | 624985.7082 | 627163.6235 | 624985.7082 | 624985.7082 | 624985.7082 | 627163.6235 | 624985.7082 | 624985.7082 | 624985.7082 | 627163.6235 | 624985.7082 | 624985.7082 | 624985.7082 | 627163.6235 | 624985.7082 | 624985.7082 | 624985.7082 | 627163.6235 | 624985.7082 | 624985.7082 | 624985.7082 | 627163.6235 | 624985.7082 | 624985.7082 | 624985.7082 | 627163.6235 | 624985.7082 | 624985.7082 | 624985.7082 | 627163.6235 | 624985.7082 | 409333.5212 | 0 | 0 | 0 | 0 | 0 | 0 | 0 | 0 | 0 | 0 | 0 | 0 | 0 | 0 | 0 | 0 | 0 | 0 | 0 | 0 | 0 | 0 | 0 | 0 | 0 | 0 | 0 | 0 | 0 | 0 | 0 | 0 | 0 | 0 | 0 | 0 | 0 | 0 | 0 | 0 | 0 | 0 | 0 | 0 | 0 | 0 | 0 | 0 | 0 | 0 | 0 | 0 | 0 | 0 | 0 | 0 | 0 | 0 | 0 | 0 | 0 | 0 | 0 | 0 | 0 | 0 | 0 | 0 | 0 | 0 | 0 | 0 | 0 | 0 | 0 | 0 | 0 | 0 | 0 | 0 | 0 | 0 | 0 | 0 | 0 | 0 | 0 | 0 | 0 | 0 | 0 | 0 | 0 | 0 | 0 | 0 | 0 | 0 | 0 | 0 | 0 | 0 | 0 | 0 | 0 | 0 | 0 | 0 | 0 | 0 | 0 | 0 | 0 | 0 | 0 | 0 | 0 | 0 | 0 | 0 | 0 | 0 | 0 | 0 | 0 | 0 | 0 | 0 | 0 | 0 | 0 | 0 | 0 | 0 | 0 | 0 | 0 | 0 | 0 | 0 | 0 | 0 | 0 | 0 | 0 | 0 | 0 | 0 | 0 | 0 | 0 | 0 | 0 | 0 | 0 | 0 | 0 | 0 | 0 | 0 | 0 | 0 | 0 | 0 | 0 | 0 | 0 | 0 | 0 | 0 | 0 | 0 | 0 | 0 | 0 | 0 | 0 | 0 | 0 | 0 | 0 | 0 | 0 | 0 | 0 | 0 | 0 | 0 | 0 | 0 | 0 | 0 | 0 | 0 | 0 | 0 | 0 | 0 | 0 | 0 | 0 | 0 | 0 | 0 | 0 | 0 | 0 | 0 | 0 | 0 | 0 | 0 | 0 | 0 | 0 | 0 | 0 | 0 | 0 | 0 | 0 | 0 | 0 | 0 | 0 | 0 | 0 | 0 | 0 | 0 | 0 | 0 | 0 | 0 | 0 | 0 | 0 | 0 | 0 | 0 | 0 | 0 | 0 | 0 | 0 | 0 | 0 | 0 | 0 | 0 | 0 | 0 | 0 | 0 | 0 | 0 | 0 | 0 | 0 | 0 | 0 | 0 | 0 | 0 | 0 | 0 | 0 | 0 | 0 | 0 | 0 | 0 | 0 | 0 | 0 | 0 | 0 | 0 | 0 | 0 | 0 | 0 | 0 | 0 | 0 | 0 | 0 | 0 | 0 | 0 | 0 | 0 | 0 | 0 | 0 | 0 | 0 | 0 | 0 | 0 | 0 | 0 | 0 | 0 | 0 | 0 | 0 | 0 | 0 | 0 | 0 | 0 | 0 | 0 | 0 | 0 | 0 | 0 | 0 | 0 | 0 | 0 | 0 | 0 | 0 | 0 | 0 | 0 | 0 | 0 | 0 | 0 | 0 | 0 | 0 | 0 | 0 | 0 | 0 | 0 | 0 | 0 | 0 | 0 | 0 | 0 | 0 | 0 | 0 | 0 | 0 | 0 | 0 | 0 | 0 | 0 | 0 | 0 | 0 | 0 | 0 | 0 | 0 | 0 | 0 | 0 | 0 | 0 | 0 | 0 | 0 | 0 | 0 | 0 | 0 | 0 | 0 | 0 | 0 | 0 | 0 | 0 | 0 | 0 | 0 | 0 | 0 | 0 | 0 | 0 | 0 | 0 | 0 | 0 | 0 | 0 | 0 | 0 | 0 | 0 | 0 | 0 | 0 | 0 | 0 | 0 | 0 | 0 | 0 | 0 | 0 | 0 | 0 | 0 | 0 | 0 | 0 | 0 | 0 | 0 | 0 | 0 | 0 | 0 | 0 | 0 | 0 | 0 | 0 | 0 | 0 | 0 | 0 | 0 | 0 | 0 | 0 | 0 | 0 | 0 | 0 | 0 | 0 | 0 | 0 | 0 | 0 | 0 | 0 | 0 | 0 | 0 | 0 | 0 | 0 | 0 | 0 | 0 | 0 | 0 | 0 | 0 | 0 | 0 | 0 | 0 | 0 | 0 | 0 | 0 | 0 | 0 | 0 | 0 | 0 | 0 | 0 | 0 | 0 | 0 | 0 | 0 | 0 | 0 | 0 | 0 | 0 | 0 | 0 | 0 | 0 | 0 | 0 | 0 | 0 | 0 | 0 | 0 | 0 | 0 | 0 | 0 | 0 | 0 | 0 | 0 | 0 | 0 | 0 | 0 | 0 | 0 | 0 | 0 | 0 | 0 | 0 | 0 | 0 | 0 | 0 | 0 | 0 | 0 | 0 | 0 | 0 | 0 | 0 | 0 | 0 | 0 | 0 | 0 | 0 | 0 | 0 | 0 | 0 | 0 | 0 | 0 | 0 | 0 | 0 | 0 | 0 | 0 | 0 | 0 | 0 | 0 | 0 | 0 | 0 | 0 | 0 | 0 | 0 | 0 | 0 | 0 | 0 | 0 | 0 | 0 | 0 | 0 | 0 | 0 | 0 | 0 | 0 | 0 | 0 | 0 | 0 | 0 | 0 | 0 | 0 | 0 | 0 | 0 | 0 | 0 | 0 | 0 | 0 | 0 | 0 | 0 | 0 | 0 | 0 | 0 | 0 | 0 | 0 | 0 | 0 | 0 | 0 | 0 | 0 | 0 | 0 | 0 | 0 | 0 | 0 | 0 | 0 | 0 | 0 | 0 | 0 | 0 | 0 | 0 | 0 | 0 | 0 | 0 | 0 | 0 | 0 | 0 | 0 | 0 | 0 | 0 | 0 | 0 | 0 | 0 | 0 | 0 | 0 | 0 | 0 | 0 | 0 | 0 | 0 | 0 | 0 | 0 | 0 | 0 | 0 | 0 | 0 | 0 | 0 | 0 | 0 | 0 | 0 | 0 | 0 | 0 | 0 | 0 | 0 | 0 | 0 | 0 | 0 | 0 | 0 | 0 | 0 | 0 | 0 | 0 | 0 | 0 | 0 | 0 | 0 | 0 | 0 | 0 | 0 | 0 | 0 | 0 | 0 | 0 | 0 | 0 | 0 | 0 | 0 | 0 | 0 | 0 | 0 | 0 | 0 | 0 | 0 | 0 | 0 | 0 | 0 | 0 | 0 | 0 | 0 | 0 | 0 | 0 | 0 | 0 | 0 | 0 | 0 | 0 | 0 | 0 | 0 | 0 | 0 | 0 | 0 | 0 | 0 | 0 | 0 | 0 | 0 | 0 | 0 | 0 | 0 | 0 | 0 | 0 | 0 | 0 | 0 | 0 | 0 | 0 | 0 | 0 | 0 | 0 | 0 | 0 | 0 | 0 | 0 | 0 | 0 | 0 | 0 | 0 | 0 | 0 | 0 | 0 | 0 | 0 | 0 | 0 | 0 | 0 | 0 | 0 | 0 | 0 | 0 | 0 | 0 | 0 | 0 | 0 | 0 | 0 | 0 | 0 | 0 | 0 | 0 | 0 | 0 | 0 | 0 | 0 | 0 | 0 | 0 | 0 | 0 | 0 | 0 | 0 | 0 | 0 | 0 | 0 | 0 | 0 | 0 | 0 | 0 | 0 | 0 | 0 | 0 | 0 | 0 | 0 | 0 | 0 | 0 | 0 | 0 | 0 | 0 | 0 | 0 | 0 | 0 | 0 | 0 | 0 | 0 | 0 | 0 | 0 | 0 | 0 | 0 | 0 | 0 | 0 | 0 | 0 | 0 | 0 | 0 | 0 | 0 | 0 | 0 | 0 | 0 | 0 | 0 | 0 | 0 | 0 | 0 | 0 | 0 | 0 | 0 | 0 | 0 | 0 | 0 | 0 | 0 | 0 | 0 | 0 | 0 | 0 | 0 | 0 | 0 | 0 | 0 | 0 | 0 | 0 | 0 | 0 | 0 | 0 | 0 | 0 | 0 | 0 | 0 | 0 | 0 | 0 | 0 | 0 | 0 | 0 | 0 | 0 | 0 | 0 | 0 | 0 | 0 | 0 | 0 | 0 | 0 | 0 | 0 | 0 | 0 | 0 | 0 | 0 | 0 | 0 | 0 | 0 | 0 | 0 | 0 | 0 | 0 | 0 | 0 | 0 | 0 | 0 | 0 | 0 | 0 | 0 | 0 | 0 | 0 | 0 | 0 | 0 | 0 | 0 | 0 | 0 | 0 | 0 | 0 | 0 | 0 | 0 | 0 | 0 | 0 | 0 | 0 | 0 | 0 | 0 | 0 | 0 | 0 | 0 | 0 | 0 | 0 | 0 | 0 | 0 | 0 | 0 | 0 | 0 | 0 | 0 | 0 | 0 | 0 | 0 | 0 | 0 | 0 | 0 | 0 | 0 | 0 | 0 | 0 | 0 | 0 | 0 | 0 | 0 | 0 | 0 | 0 | 0 | 0 | 0 | 0 | 0 | 0 | 0 | 0 | 0 | 0 | 0 | 0 | 0 | 0 | 0 | 0 | 0 | 0 | 0 | 0 | 0 | 0 | 0 | 0 | 0 | 0 | 0 | 0 | 0 | 0 | 0 | 0 | 0 | 0 | 0 | 0 | 0 | 0 | 0 | 0 | 0 | 0 | 0 | 0 | 0 | 0 | 0 | 0 | 0 | 0 | 0 | 0 | 0 | 0 | 0 | 0 | 0 | 0 | 0 | 0 | 0 | 0 | 0 | 0 | 0 | 0 | 0 | 0 | 0 | 0 | 0 | 0 | 0 | 0 | 0 | 0 | 0 | 0 | 0 | 0 | 0 | 0 | 0 | 0 | 0 | 0 | 0 | 0 | 0 | 0 | 0 | 0 | 0 | 0 | 0 | 0 | 0 | 0 | 0 | 0 | 0 | 0 | 0 | 0 | 0 | 0 | 0 | 0 | 0 | 0 | 0 | 0 | 0 | 0 | 0 | 0 | 0 | 0 | 0 | 0 | 0 | 0 | 0 | 0 | 0 | 0 | 0 | 0 | 0 | 0 | 0 | 0 | 0 | 0 | 0 | 0 | 0 | 0 | 0 | 0 | 0 | 0 | 0 | 0 | 0 | 0 | 0 | 0 | 0 | 0 | 0 | 0 | 0 | 0 | 0 | 0 | 0 | 0 | 0 | 0 | 0 | 0 | 0 | 0 | 0 | 0 | 0 | 0 | 0 | 0 | 0 | 0 | 0 | 0 | 0 | 0 | 0 | 0 | 0 | 0 | 0 | 0 | 0 | 0 | 0 | 0 | 0 | 0 | 0 | 0 | 0 | 0 | 0 | 0 | 0 | 0 | 0 | 0 | 0 | 0 | 0 | 0 | 0 | 0 | 0 | 0 | 0 | 0 | 0 | 0 | 0 | 0 | 0 | 0 | 0 | 0 | 0 | 0 | 0 | 0 | 0 | 0 | 0 | 0 | 0 | 0 | 0 | 0 | 0 | 0 | 0 | 0 | 0 | 0 | 0 | 0 | 0 | 0 | 0 | 0 | 0 | 0 | 0 | 0 | 0 | 0 | 0 | 0 | 0 | 0 | 0 | 0 | 0 | 0 | 0 | 0 | 0 | 0 | 0 | 0 | 0 | 0 | 0 | 0 | 0 | 0 | 0 | 0 | 0 | 0 | 0 | 0 | 0 | 0 | 0 | 0 | 0 | 0 | 0 | 0 | 0 | 0 | 0 | 0 | 0 | 0 | 0 | 0 | 0 | 0 | 0 | 0 | 0 | 0 | 0 | 0 | 0 | 0 | 0 | 0 | 0 | 0 | 0 | 0 | 0 | 0 | 0 | 0 | 0 | 0 | 0 | 0 | 0 | 0 | 0 | 0 | 0 | 0 | 0 | 0 | 0 | 0 | 0 | 0 | 0 | 0 | 0 | 0 | 0 | 0 | 0 | 0 | 0 | 0 | 0 | 0 | 0 | 0 | 0 | 0 | 0 | 0 | 0 | 0 | 0 | 0 | 0 | 0 | 0 | 0 | 0 | 0 | 0 | 0 | 0 | 0 | 0 | 0 | 0 | 0 | 0 | 0 | 0 | 0 | 0 | 0 | 0 | 0 | 0 | 0 | 0 | 0 | 0 | 0 | 0 | 0 | 0 | 0 | 0 | 0 | 0 | 0 | 0 | 0 | 0 | 0 | 0 | 0 | 0 | 0 | 0 | 0 | 0 | 0 | 0 | 0 | 0 | 0 | 0 | 0 | 0 | 0 | 0 | 0 | 0 | 0 | 0 | 0 | 0 | 0 | 0 | 0 | 0 | 0 | 0 | 0 | 0 | 0 | 0 | 0 | 0 | 0 | 0 | 0 | 0 | 0 | 0 | 0 | 0 | 0 | 0 | 0 | 0 | 0 | 0 | 0 | 0 | 0 | 0 | 0 | 0 | 0 | 0 | 0 | 0 | 0 | 0 | 0 | 0 | 0 | 0 | 0 | 0 | 0 | 0 | 0 | 0 | 0 | 0 | 0 | 0 | 0 | 0 | 0 | 0 | 0 | 0 | 0 | 0 | 0 | 0 | 0 | 0 | 0 | 0 | 0 | 0 | 0 | 0 | 0 | 0 | 0 | 0 | 0 | 0 | 0 | 0 | 0 | 0 | 0 | 0 | 0 | 0 | 0 | 0 | 0 | 0 | 0 | 0 | 0 | 0 | 0 | 0 | 0 | 0 | 0 | 0 | 0 | 0 | 0 | 0 | 0 | 0 | 0 | 0 | 0 | 0 | 0 | 0 | 0 | 0 | 0 | 0 | 0 | 0 | 0 | 0 | 0 | 0 | 0 | 0 | 0 | 0 | 0 | 0 | 0 | 0 | 0 | 0 | 0 | 0 | 0 | 0 | 0 | 0 | 0 | 0 | 0 | 0 | 0 | 0 | 0 | 0 | 0 | 0 | 0 | 0 | 0 | 0 | 0 | 0 | 0 | 0 | 0 | 0 | 0 | 0 | 0 | 0 | 0 | 0 | 0 | 0 | 0 | 0 | 0 | 0 | 0 | 0 | 0 | 0 | 0 | 0 | 0 | 0 | 0 | 0 | 0 | 0 | 0 | 0 | 0 | 0 | 0 | 0 | 0 | 0 | 0 | 0 | 0 | 0 | 0 | 0 | 0 | 0 | 0 | 0 | 0 | 0 | 0 | 0 | 0 | 0 | 0 | 0 | 0 | 0 | 0 | 0 | 0 | 0 | 0 | 0 | 0 | 0 | 0 | 0 | 0 | 0 | 0 | 0 | 0 | 0 | 0 | 0 | 0 | 0 | 0 | 0 | 0 | 0 | 0 | 0 | 0 | 0 | 0 | 0 | 0 | 0 | 0 | 0 | 0 | 0 | 0 | 0 | 0 | 0 | 0 | 0 | 0 | 0 | 0 | 0 | 0 | 0 | 0 | 0 | 0 | 0 | 0 | 0 | 0 | 0 | 0 | 0 | 0 | 0 | 0 | 0 | 0 | 0 | 0 | 0 | 0 | 0 | 0 | 0 | 0 | 0 | 0 | 0 | 0 | 0 | 0 | 0 | 0 | 0 | 0 | 0 | 0 | 0 | 0 | 0 | 0 | 0 | 0 | 0 | 0 | 0 | 0 | 0 | 0 | 0 | 0 | 0 | 0 | 0 | 0 | 0 | 0 | 0 | 0 | 0 | 0 | 0 | 0 | 0 | 0 | 0 | 0 | 0 | 0 | 0 | 0 | 0 | 0 | 0 | 0 | 0 | 0 | 0 | 0 | 0 | 0 | 0 | 0 | 0 | 0 | 0 | 0 | 0 | 0 | 0 | 0 | 0 | 0 | 0 | 0 | 0 | 0 | 0 | 0 | 0 | 0 | 0 | 0 | 0 | 0 | 0 | 0 | 0 | 0 | 0 | 0 | 0 | 0 | 0 | 0 | 0 | 0 | 0 | 0 | 0 | 0 | 0 | 0 | 0 | 0 | 0 | 0 | 0 | 0 | 0 | 0 | 0 | 0 | 0 | 0 | 0 | 0 | 0 | 0 | 0 | 0 | 0 | 0 | 0 | 0 | 0 | 0 | 0 | 0 | 0 | 0 | 0 | 0 | 0 | 0 | 0 | 0 | 0 | 0 | 0 | 0 | 0 | 0 | 0 | 0 | 0 | 0 | 0 | 0 | 0 | 0 | 0 | 0 | 0 | 0 | 0 | 0 | 0 | 0 | 0 | 0 | 0 | 0 | 0 | 0 | 0 | 0 | 0 | 0 | 0 | 0 | 0 | 0 | 0 | 0 | 0 | 0 | 0 | 0 | 0 | 0 | 0 | 0 | 0 | 0 | 0 | 0 | 0 | 0 | 0 | 0 | 0 | 0 | 0 | 0 | 0 | 0 | 0 | 0 | 0 | 0 | 0 | 0 | 0 | 0 | 0 | 0 | 0 | 0 | 0 | 0 | 0 | 0 | 0 | 0 | 0 | 0 | 0 | 0 | 0 | 0 | 0 | 0 | 0 | 0 | 0 | 0 | 0 | 0 | 0 | 0 | 0 | 0 | 0 | 0 | 0 | 0 | 0 | 0 | 0 | 0 | 0 | 0 | 0 | 0 | 0 | 0 | 0 | 0 | 0 | 0 | 0 | 0 | 0 | 0 | 0 | 0 | 0 | 0 | 0 | 0 | 0 | 0 | 0 | 0 | 0 | 0 | 0 | 0 | 0 | 0 | 0 | 0 | 0 | 0 | 0 | 0 | 0 | 0 | 0 | 0 | 0 | 0 | 0 | 0 | 0 | 0 | 0 | 0 | 0 | 0 | 0 | 0 | 0 | 0 | 0 | 0 | 0 | 0 | 0 | 0 | 0 | 0 | 0 | 0 | 0 | 0 | 0 | 0 | 0 | 0 | 0 | 0 | 0 | 0 | 0 | 0 | 0 | 0 | 0 | 0 | 0 | 0 | 0 | 0 | 0 | 0 | 0 | 0 | 0 | 0 | 0 | 0 | 0 | 0 | 0 | 0 | 0 | 0 | 0 | 0 | 0 | 0 | 0 | 0 | 0 | 0 | 0 | 0 | 0 | 0 | 0 | 0 | 0 | 0 | 0 | 0 | 0 | 0 | 0 | 0 | 0 | 0 | 0 | 0 | 0 | 0 | 0 | 0 | 0 | 0 | 0 | 0 | 0 | 0 | 0 | 0 | 0 | 0 | 0 | 0 | 0 | 0 | 0 | 0 | 0 | 0 | 0 | 0 | 0 | 0 | 0 | 0 | 0 | 0 | 0 | 0 | 0 | 0 | 0 | 0 | 0 | 0 | 0 | 0 | 0 | 0 | 0 | 0 | 0 | 0 | 0 | 0 | 0 | 0 | 0 | 0 | 0 | 0 | 0 | 0 | 0 | 0 | 0 | 0 | 0 | 0 | 0 | 0 | 0 | 0 | 0 | 0 | 0 | 0 | 0 | 0 | 0 | 0 | 0 | 0 | 0 | 0 | 0 | 0 | 0 | 0 | 0 | 0 | 0 | 0 | 0 | 0 | 0 | 0 | 0 | 0 | 0 | 0 | 0 | 0 | 0 | 0 | 0 | 0 | 0 | 0 | 0 | 0 | 0 | 0 | 0 | 0 | 0 | 0 | 0 | 0 | 0 | 0 | 0 | 0 | 0 | 0 | 0 | 0 | 0 | 0 | 0 | 0 | 0 | 0 | 0 | 0 | 0 | 0 | 0 | 0 | 0 | 0 | 0 | 0 | 0 | 0 | 0 | 0 | 0 | 0 | 0 | 0 | 0 | 0 | 0 | 0 | 0 | 0 | 0 | 0 | 0 | 0 | 0 | 0 | 0 | 0 | 0 | 0 | 0 | 0 | 0 | 0 | 0 | 0 | 0 | 0 | 0 | 0 | 0 | 0 | 0 | 0 | 0 | 0 | 0 | 0 | 0 | 0 | 0 | 0 | 0 | 0 | 0 | 0 | 0 | 0 | 0 | 0 | 0 | 0 | 0 | 0 | 0 | 0 | 0 | 0 | 0 | 0 | 0 | 0 | 0 | 0 | 0 | 0 | 0 | 0 | 0 | 0 | 0 | 0 | 0 | 0 | 0 | 0 | 0 | 0 | 0 | 0 | 0 | 0 | 0 | 0 | 0 | 0 | 0 | 0 | 0 | 0 | 0 | 0 | 0 | 0 | 0 | 0 | 0 | 0 | 0 | 0 | 0 | 0 | 0 | 0 | 0 | 0 | 0 | 0 | 0 | 0 | 0 | 0 | 0 | 0 | 0 | 0 | 0 | 0 | 0 | 0 | 0 | 0 | 0 | 0 | 0 | 0 | 0 | 0 | 0 | 0 | 0 | 0 | 0 | 0 | 0 | 0 | 0 | 0 | 0 | 0 | 0 | 0 | 0 | 0 | 0 | 0 | 0 | 0 | 0 | 0 | 0 | 0 | 0 | 0 | 0 | 0 | 0 | 0 | 0 | 0 | 0 | 0 | 0 | 0 | 0 | 0 | 0 | 0 | 0 | 0 | 0 | 0 | 0 | 0 | 0 | 0 | 0 | 0 | 0 | 0 | 0 | 0 | 0 | 0 | 0 | 0 | 0 | 0 | 0 | 0 | 0 | 0 | 0 | 0 | 0 | 0 | 0 | 0 | 0 | 0 | 0 | 0 | 0 | 0 | 0 | 0 | 0 | 0 | 0 | 0 | 0 | 0 | 0 | 0 | 0 | 0 | 0 | 0 | 0 | 0 | 0 | 0 | 0 | 0 | 0 | 0 | 0 | 0 | 0 | 0 | 0 | 0 | 0 | 0 | 0 | 0 | 0 | 0 | 0 | 0 | 0 | 0 | 0 | 0 | 0 | 0 | 0 | 0 | 0 | 0 | 0 | 0 | 0 | 0 | 0 | 0 | 0 | 0 | 0 | 0 | 0 | 0 | 0 | 0 | 0 | 0 | 0 | 0 | 0 | 0 | 0 | 0 | 0 | 0 | 0 | 0 | 0 | 0 | 0 | 0 | 0 | 0 | 0 | 0 | 0 | 0 | 0 | 0 | 0 | 0 | 0 | 0 | 0 | 0 | 0 | 0 | 0 | 0 | 0 | 0 | 0 | 0 | 0 | 0 | 0 | 0 | 0 | 0 | 0 | 0 | 0 | 0 | 0 | 0 | 0 | 0 | 0 | 0 | 0 | 0 | 0 | 0 | 0 | 0 | 0 | 0 | 0 | 0 | 0 | 0 | 0 | 0 | 0 | 0 | 0 | 0 | 0 | 0 | 0 | 0 | 0 | 0 | 0 | 0 | 0 | 0 | 0 | 0 | 0 | 0 | 0 | 0 | 0 | 0 | 0 | 0 | 0 | 0 | 0 | 0 | 0 | 0 | 0 | 0 | 0 | 0 | 0 | 0 | 0 | 0 | 0 | 0 | 0 | 0 | 0 | 0 | 0 | 0 | 0 | 0 | 0 | 0 | 0 | 0 | 0 | 0 | 0 | 0 | 0 | 0 | 0 | 0 | 0 | 0 | 0 | 0 | 0 | 0 | 0 | 0 | 0 | 0 | 0 | 0 | 0 | 0 | 0 | 0 | 0 | 0 | 0 | 0 | 0 | 0 | 0 | 0 | 0 | 0 | 0 | 0 | 0 | 0 | 0 | 0 | 0 | 0 | 0 | 0 | 0 | 0 | 0 | 0 | 0 | 0 | 0 | 0 | 0 | 0 | 0 | 0 | 0 | 0 | 0 | 0 | 0 | 0 | 0 | 0 | 0 | 0 | 0 | 0 | 0 | 0 | 0 | 0 | 0 | 0 | 0 | 0 | 0 | 0 | 0 | 0 | 0 | 0 | 0 | 0 | 0 | 0 | 0 | 0 | 0 | 0 | 0 | 0 | 0 | 0 | 0 | 0 | 0 | 0 | 0 | 0 | 0 | 0 | 0 | 0 | 0 | 0 | 0 | 0 | 0 | 0 | 0 | 0 | 0 | 0 | 0 | 0 | 0 | 0 | 0 | 0 | 0 | 0 | 0 | 0 | 0 | 0 | 0 | 0 | 0 | 0 | 0 | 0 | 0 | 0 | 0 | 0 | 0 | 0 | 0 | 0 | 0 | 0 | 0 | 0 | 0 | 0 | 0 | 0 | 0 | 0 | 0 | 0 | 0 | 0 | 0 | 0 | 0 | 0 | 0 | 0 | 0 | 0 | 0 | 0 | 0 | 0 | 0 | 0 | 0 | 0 | 0 | 0 | 0 | 0 | 0 | 0 | 0 | 0 | 0 | 0 | 0 | 0 | 0 | 0 | 0 | 0 | 0 | 0 | 0 | 0 | 0 | 0 | 0 | 0 | 0 | 0 | 0 | 0 | 0 | 0 | 0 | 0 | 0 | 0 | 0 | 0 | 0 | 0 | 0 | 0 | 0 | 0 | 0 | 0 | 0 | 0 | 0 | 0 | 0 | 0 | 0 | 0 | 0 | 0 | 0 | 0 | 0 | 0 | 0 | 0 | 0 | 0 | 0 | 0 | 0 | 0 | 0 | 0 | 0 | 0 | 0 | 0 | 0 | 0 | 0 | 0 | 0 | 0 | 0 | 0 | 0 | 0 | 0 | 0 | 0 | 0 | 0 | 0 | 0 | 0 | 0 | 0 | 0 | 0 | 0 | 0 | 0 | 0 | 0 | 0 | 0 | 0 | 0 | 0 | 0 | 0 | 0 | 0 | 0 | 0 | 0 | 0 | 0 | 0 | 0 | 0 | 0 | 0 | 0 | 0 | 0 | 0 | 0 | 0 | 0 | 0 | 0 | 0 | 0 | 0 | 0 | 0 | 0 | 0 | 0 | 0 | 0 | 0 | 0 | 0 | 0 | 0 | 0 | 0 | 0 | 0 | 0 | 0 | 0 | 0 | 0 | 0 | 0 | 0 | 0 | 0 | 0 | 0 | 0 | 0 | 0 | 0 | 0 | 0 | 0 | 0 | 0 | 0 | 0 | 0 | 0 | 0 | 0 | 0 | 0 | 0 | 0 | 0 | 0 | 0 | 0 | 0 | 0 | 0 | 0 | 0 | 0 | 0 | 0 | 0 | 0 | 0 | 0 | 0 | 0 | 0 | 0 | 0 | 0 | 0 | 0 | 0 | 0 | 0 | 0 | 0 | 0 | 0 | 0 | 0 | 0 | 0 | 0 | 0 | 0 | 0 | 0 | 0 | 0 | 0 | 0 | 0 | 0 | 0 | 0 | 0 | 0 | 0 | 0 | 0 | 0 | 0 | 0 | 0 | 0 | 0 | 0 | 0 | 0 | 0 | 0 | 0 | 0 | 0 | 0 | 0 | 0 | 0 | 0 | 0 | 0 | 0 | 0 | 0 | 0 | 0 | 0 | 0 | 0 | 0 | 0 | 0 | 0 | 0 | 0 | 0 | 0 | 0 | 0 | 0 | 0 | 0 | 0 | 0 | 0 | 0 | 0 | 0 | 0 | 0 | 0 | 0 | 0 | 0 | 0 | 0 | 0 | 0 | 0 | 0 | 0 | 0 | 0 | 0 | 0 | 0 | 0 | 0 | 0 | 0 | 0 | 0 | 0 | 0 | 0 | 0 | 0 | 0 | 0 | 0 | 0 | 0 | 0 | 0 | 0 | 0 | 0 | 0 | 0 | 0 | 0 | 0 | 0 | 0 | 0 | 0 | 0 | 0 | 0 | 0 | 0 | 0 | 0 | 0 | 0 | 0 | 0 | 0 | 0 | 0 | 0 | 0 | 0 | 0 | 0 | 0 | 0 | 0 | 0 | 0 | 0 | 0 | 0 | 0 | 0 | 0 | 0 | 0 | 0 | 0 | 0 | 0 | 0 | 0 | 0 | 0 | 0 | 0 | 0 | 0 | 0 | 0 | 0 | 0 | 0 | 0 | 0 | 0 | 0 | 0 | 0 | 0 | 0 | 0 | 0 | 0 | 0 | 0 | 0 | 0 | 0 | 0 | 0 | 0 | 0 | 0 | 0 | 0 | 0 | 0 | 0 | 0 | 0 | 0 | 0 | 0 | 0 | 0 | 0 | 0 | 0 | 0 | 0 | 0 | 0 | 0 | 0 | 0 | 0 | 0 | 0 | 0 | 0 | 0 | 0 | 0 | 0 | 0 | 0 | 0 | 0 | 0 | 0 | 0 | 0 | 0 | 0 | 0 | 0 | 0 | 0 | 0 | 0 | 0 | 0 | 0 | 0 | 0 | 0 | 0 | 0 | 0 | 0 | 0 | 0 | 0 | 0 | 0 | 0 | 0 | 0 | 0 | 0 | 0 | 0 | 0 | 0 | 0 | 0 | 0 | 0 | 0 | 0 | 0 | 0 | 0 | 0 | 0 | 0 | 0 | 0 | 0 | 0 | 0 | 0 | 0 | 0 | 0 | 0 | 0 | 0 | 0 | 0 | 0 | 0 | 0 | 0 | 0 | 0 | 0 | 0 | 0 | 0 | 0 | 0 | 0 | 0 | 0 | 0 | 0 | 0 | 0 | 0 | 0 | 0 | 0 | 0 | 0 | 0 | 0 | 0 | 0 | 0 | 0 | 0 | 0 | 0 | 0 | 0 | 0 | 0 | 0 | 0 | 0 | 0 | 0 | 0 | 0 | 0 | 0 | 0 | 0 | 0 | 0 | 0 | 0 | 0 | 0 | 0 | 0 | 0 | 0 | 0 | 0 | 0 | 0 | 0 | 0 | 0 | 0 | 0 | 0 | 0 | 0 | 0 | 0 | 0 | 0 | 0 | 0 | 0 | 0 | 0 | 0 | 0 | 0 | 0 | 0 | 0 | 0 | 0 | 0 | 0 | 0 | 0 | 0 | 0 | 0 | 0 | 0 | 0 | 0 | 0 | 0 | 0 | 0 | 0 | 0 | 0 | 0 | 0 | 0 | 0 | 0 | 0 | 0 | 0 | 0 | 0 | 0 | 0 | 0 | 0 | 0 | 0 | 0 | 0 | 0 | 0 | 0 | 0 | 0 | 0 | 0 | 0 | 0 | 0 | 0 | 0 | 0 | 0 | 0 | 0 | 0 | 0 | 0 | 0 | 0 | 0 | 0 | 0 | 0 | 0 | 0 | 0 | 0 | 0 | 0 | 0 | 0 | 0 | 0 | 0 | 0 | 0 | 0 | 0 | 0 | 0 | 0 | 0 | 0 | 0 | 0 | 0 | 0 | 0 | 0 | 0 | 0 | 0 | 0 | 0 | 0 | 0 | 0 | 0 | 0 | 0 | 0 | 0 | 0 | 0 | 0 | 0 | 0 | 0 | 0 | 0 | 0 | 0 | 0 | 0 | 0 | 0 | 0 | 0 | 0 | 0 | 0 | 0 | 0 | 0 | 0 | 0 | 0 | 0 | 0 | 0 | 0 | 0 | 0 | 0 | 0 | 0 | 0 | 0 | 0 | 0 | 0 | 0 | 0 | 0 | 0 | 0 | 0 | 0 | 0 | 0 | 0 | 0 | 0 | 0 | 0 | 0 | 0 | 0 | 0 | 0 | 0 | 0 | 0 | 0 | 0 | 0 | 0 | 0 | 0 | 0 | 0 | 0 | 0 | 0 | 0 | 0 | 0 | 0 | 0 | 0 | 0 | 0 | 0 | 0 | 0 | 0 | 0 | 0 | 0 | 0 | 0 | 0 | 0 | 0 | 0 | 0 | 0 | 0 | 0 | 0 | 0 | 0 | 0 | 0 | 0 | 0 | 0 | 0 | 0 | 0 | 0 | 0 | 0 | 0 | 0 | 0 | 0 | 0 | 0 | 0 | 0 | 0 | 0 | 0 | 0 | 0 | 0 | 0 | 0 | 0 | 0 | 0 | 0 | 0 | 0 | 0 | 0 | 0 | 0 | 0 | 0 | 0 | 0 | 0 | 0 | 0 | 0 | 0 | 0 | 0 | 0 | 0 | 0 | 0 | 0 | 0 | 0 | 0 | 0 | 0 | 0 | 0 | 0 | 0 | 0 | 0 | 0 | 0 | 0 | 0 | 0 | 0 | 0 | 0 | 0 | 0 | 0 | 0 | 0 | 0 | 0 | 0 | 0 | 0 | 0 | 0 | 0 | 0 | 0 | 0 | 0 | 0 | 0 | 0 | 0 | 0 | 0 | 0 | 0 | 0 | 0 | 0 | 0 | 0 | 0 | 0 | 0 | 0 | 0 | 0 | 0 | 0 | 0 | 0 | 0 | 0 | 0 | 0 | 0 | 0 | 0 | 0 | 0 | 0 | 0 | 0 | 0 | 0 | 0 | 0 | 0 | 0 | 0 | 0 | 0 | 0 | 0 | 0 | 0 | 0 | 0 | 0 | 0 | 0 | 0 | 0 | 0 | 0 | 0 | 0 | 0 | 0 | 0 | 0 | 0 | 0 | 0 | 0 | 0 | 0 | 0 | 0 | 0 | 0 | 0 | 0 | 0 | 0 | 0 | 0 | 0 | 0 | 0 | 0 | 0 | 0 | 0 | 0 | 0 | 0 | 0 | 0 | 0 | 0 | 0 | 0 | 0 | 0 | 0 | 0 | 0 | 0 | 0 | 0 | 0 | 0 | 0 | 0 | 0 | 0 | 0 | 0 | 0 | 0 | 0 | 0 | 0 | 0 | 0 | 0 | 0 | 0 | 0 | 0 | 0 | 0 | 0 | 0 | 0 | 0 | 0 | 0 | 0 | 0 | 0 | 0 | 0 | 0 | 0 | 0 | 0 | 0 | 0 | 0 | 0 | 0 | 0 | 0 | 0 | 0 | 0 | 0 | 0 | 0 | 0 | 0 | 0 | 0 | 0 | 0 | 0 | 0 | 0 | 0 | 0 | 0 | 0 | 0 | 0 | 0 | 0 | 0 | 0 | 0 | 0 | 0 | 0 | 0 | 0 | 0 | 0 | 0 | 0 | 0 | 0 | 0 | 0 | 0 | 0 | 0 | 0 | 0 | 0 | 0 | 0 | 0 | 0 | 0 | 0 | 0 | 0 | 0 | 0 | 0 | 0 | 0 | 0 | 0 | 0 | 0 | 0 | 0 | 0 | 0 | 0 | 0 | 0 | 0 | 0 | 0 | 0 | 0 | 0 | 0 | 0 | 0 | 0 | 0 | 0 | 0 | 0 | 0 | 0 | 0 | 0 | 0 | 0 | 0 | 0 | 0 | 0 | 0 | 0 | 0 | 0 | 0 | 0 | 0 | 0 | 0 | 0 | 0 | 0 | 0 | 0 | 0 | 0 | 0 | 0 | 0 | 0 | 0 | 0 | 0 | 0 | 0 | 0 | 0 | 0 | 0 | 0 | 0 | 0 | 0 | 0 | 0 | 0 | 0 | 0 | 0 | 0 | 0 | 0 | 0 | 0 | 0 | 0 | 0 | 0 | 0 | 0 | 0 | 0 | 0 | 0 | 0 | 0 | 0 | 0 | 0 | 0 | 0 | 0 | 0 | 0 | 0 | 0 | 0 | 0 | 0 | 0 | 0 | 0 | 0 | 0 | 0 | 0 | 0 | 0 | 0 | 0 | 0 | 0 | 0 | 0 | 0 | 0 | 0 | 0 | 0 | 0 | 0 | 0 | 0 | 0 | 0 | 0 | 0 | 0 | 0 | 0 | 0 | 0 | 0 | 0 | 0 | 0 | 0 | 0 | 0 | 0 | 0 | 0 | 0 | 0 | 0 | 0 | 0 | 0 | 0 | 0 | 0 | 0 | 0 | 0 | 0 | 0 | 0 | 0 | 0 | 0 | 0 | 0 | 0 | 0 | 0 | 0 | 0 | 0 | 0 | 0 | 0 | 0 | 0 | 0 | 0 | 0 | 0 | 0 | 0 | 0 | 0 | 0 | 0 | 0 | 0 | 0 | 0 | 0 | 0 | 0 | 0 | 0 | 0 | 0 | 0 | 0 | 0 | 0 | 0 | 0 | 0 | 0 | 0 | 0 | 0 | 0 | 0 | 0 | 0 | 0 | 0 | 0 | 0 | 0 | 0 | 0 | 0 | 0 | 0 | 0 | 0 | 0 | 0 | 0 | 0 | 0 | 0 | 0 | 0 | 0 | 0 | 0 | 0 | 0 | 0 | 0 | 0 | 0 | 0 | 0 | 0 | 0 | 0 | 0 | 0 | 0 | 0 | 0 | 0 | 0 | 0 | 0 | 0 | 0 | 0 | 0 | 0 | 0 | 0 | 0 | 0 | 0 | 0 | 0 | 0 | 0 | 0 | 0 | 0 | 0 | 0 | 0 | 0 | 0 | 0 | 0 | 0 | 0 | 0 | 0 | 0 | 0 | 0 | 0 | 0 | 0 | 0 | 0 | 0 | 0 | 0 | 0 | 0 | 0 | 0 | 0 | 0 | 0 | 0 | 0 | 0 | 0 | 0 | 0 | 0 | 0 | 0 | 0 | 0 | 0 | 0 | 0 | 0 | 0 | 0 | 0 | 0 | 0 | 0 | 0 | 0 | 0 | 0 | 0 | 0 | 0 | 0 | 0 | 0 | 0 | 0 | 0 | 0 | 0 | 0 | 0 | 0 | 0 | 0 | 0 | 0 | 0 | 0 | 0 | 0 | 0 | 0 | 0 | 0 | 0 | 0 | 0 | 0 | 0 | 0 | 0 | 0 | 0 | 0 | 0 | 0 | 0 | 0 | 0 | 0 | 0 | 0 | 0 | 0 | 0 | 0 | 0 | 0 | 0 | 0 | 0 | 0 | 0 | 0 | 0 | 0 | 0 | 0 | 0 | 0 | 0 | 0 | 0 | 0 | 0 | 0 | 0 | 0 | 0 | 0 | 0 | 0 | 0 | 0 | 0 | 0 | 0 | 0 | 0 | 0 | 0 | 0 | 0 | 0 | 0 | 0 | 0 | 0 | 0 | 0 | 0 | 0 | 0 | 0 | 0 | 0 | 0 | 0 | 0 | 0 | 0 | 0 | 0 | 0 | 0 | 0 | 0 | 0 | 0 | 0 | 0 | 0 | 0 | 0 | 0 | 0 | 0 | 0 | 0 | 0 | 0 | 0 | 0 | 0 | 0 | 0 | 0 | 0 | 0 | 0 | 0 | 0 | 0 | 0 | 0 | 0 | 0 | 0 | 0 | 0 | 0 | 0 | 0 | 0 | 0 | 0 | 0 | 0 | 0 | 0 | 0 | 0 | 0 | 0 | 0 | 0 | 0 | 0 | 0 | 0 | 0 | 0 | 0 | 0 | 0 | 0 | 0 | 0 | 0 | 0 | 0 | 0 | 0 | 0 | 0 | 0 | 0 | 0 | 0 | 0 | 0 | 0 | 0 | 0 | 0 | 0 | 0 | 0 | 0 | 0 | 0 | 0 | 0 | 0 | 0 | 0 | 0 | 0 | 0 | 0 | 0 | 0 | 0 | 0 | 0 | 0 | 0 | 0 | 0 | 0 | 0 | 0 | 0 | 0 | 0 | 0 | 0 | 0 | 0 | 0 | 0 | 0 | 0 | 0 | 0 | 0 | 0 | 0 | 0 | 0 | 0 | 0 | 0 | 0 | 0 | 0 | 0 | 0 | 0 | 0 | 0 | 0 | 0 | 0 | 0 | 0 | 0 | 0 | 0 | 0 | 0 | 0 | 0 | 0 | 0 | 0 | 0 | 0 | 0 | 0 | 0 | 0 | 0 | 0 | 0 | 0 | 0 | 0 | 0 | 0 | 0 | 0 | 0 | 0 | 0 | 0 | 0 | 0 | 0 | 0 | 0 | 0 | 0 | 0 | 0 | 0 | 0 | 0 | 0 | 0 | 0 | 0 | 0 | 0 | 0 | 0 | 0 | 0 | 0 | 0 | 0 | 0 | 0 | 0 | 0 | 0 | 0 | 0 | 0 | 0 | 0 | 0 | 0 | 0 | 0 | 0 | 0 | 0 | 0 | 0 | 0 | 0 | 0 | 0 | 0 | 0 | 0 | 0 | 0 | 0 | 0 | 0 | 0 | 0 | 0 | 0 | 0 | 0 | 0 | 0 | 0 | 0 | 0 | 0 | 0 | 0 | 0 | 0 | 0 | 0 | 0 | 0 | 0 | 0 | 0 | 0 | 0 | 0 | 0 | 0 | 0 | 0 | 0 | 0 | 0 | 0 | 0 | 0 | 0 | 0 | 0 | 0 | 0 | 0 | 0 | 0 | 0 | 0 | 0 | 0 | 0 | 0 | 0 | 0 | 0 | 0 | 0 | 0 | 0 | 0 | 0 | 0 | 0 | 0 | 0 | 0 | 0 | 0 | 0 | 0 | 0 | 0 | 0 | 0 | 0 | 0 | 0 | 0 | 0 | 0 | 0 | 0 | 0 | 0 | 0 | 0 | 0 | 0 | 0 | 0 | 0 | 0 | 0 | 0 | 0 | 0 | 0 | 0 | 0 | 0 | 0 | 0 | 0 | 0 | 0 | 0 | 0 | 0 | 0 | 0 | 0 | 0 | 0 | 0 | 0 | 0 | 0 | 0 | 0 | 0 | 0 | 0 | 0 | 0 | 0 | 0 | 0 | 0 | 0 | 0 | 0 | 0 | 0 | 0 | 0 | 0 | 0 | 0 | 0 | 0 | 0 | 0 | 0 | 0 | 0 | 0 | 0 | 0 | 0 | 0 | 0 | 0 | 0 | 0 | 0 | 0 | 0 | 0 | 0 | 0 | 0 | 0 | 0 | 0 | 0 | 0 | 0 | 0 | 0 | 0 | 0 | 0 | 0 | 0 | 0 | 0 | 0 | 0 | 0 | 0 | 0 | 0 | 0 | 0 | 0 | 0 | 0 | 0 | 0 | 0 | 0 | 0 | 0 | 0 | 0 | 0 | 0 | 0 | 0 | 0 | 0 | 0 | 0 | 0 | 0 | 0 | 0 | 0 | 0 | 0 | 0 | 0 | 0 | 0 | 0 | 0 | 0 | 0 | 0 | 0 | 0 | 0 | 0 | 0 | 0 | 0 | 0 | 0 | 0 | 0 | 0 | 0 | 0 | 0 | 0 | 0 | 0 | 0 | 0 | 0 | 0 | 0 | 0 | 0 | 0 | 0 | 0 | 0 | 0 | 0 | 0 | 0 | 0 | 0 | 0 | 0 | 0 | 0 | 0 | 0 | 0 | 0 | 0 | 0 | 0 | 0 | 0 | 0 | 0 | 0 | 0 | 0 | 0 | 0 | 0 | 0 | 0 | 0 | 0 | 0 | 0 | 0 | 0 | 0 | 0 | 0 | 0 | 0 | 0 | 0 | 0 | 0 | 0 | 0 | 0 | 0 | 0 | 0 | 0 | 0 | 0 | 0 | 0 | 0 | 0 | 0 | 0 | 0 | 0 | 0 | 0 | 0 | 0 | 0 | 0 | 0 | 0 | 0 | 0 | 0 | 0 | 0 | 0 | 0 | 0 | 0 | 0 | 0 | 0 | 0 | 0 | 0 | 0 | 0 | 0 | 0 | 0 | 0 | 0 | 0 | 0 | 0 | 0 | 0 | 0 | 0 | 0 | 0 | 0 | 0 | 0 | 0 | 0 | 0 | 0 | 0 | 0 | 0 | 0 | 0 | 0 | 0 | 0 | 0 | 0 | 0 | 0 | 0 | 0 | 0 | 0 | 0 | 0 | 0 | 0 | 0 | 0 | 0 | 0 | 0 | 0 | 0 | 0 | 0 | 0 | 0 | 0 | 0 | 0 | 0 | 0 | 0 | 0 | 0 | 0 | 0 | 0 | 0 | 0 | 0 | 0 | 0 | 0 | 0 | 0 | 0 | 0 | 0 | 0 | 0 | 0 | 0 | 0 | 0 | 0 | 0 | 0 | 0 | 0 | 0 | 0 | 0 | 0 | 0 | 0 | 0 | 0 | 0 | 0 | 0 | 0 | 0 | 0 | 0 | 0 | 0 | 0 | 0 | 0 | 0 | 0 | 0 | 0 | 0 | 0 | 0 | 0 | 0 | 0 | 0 | 0 | 0 | 0 | 0 | 0 | 0 | 0 | 0 | 0 | 0 | 0 | 0 | 0 | 0 | 0 | 0 | 0 | 0 | 0 | 0 | 0 | 0 | 0 | 0 | 0 | 0 | 0 | 0 | 0 | 0 | 0 | 0 | 0 | 0 | 0 | 0 | 0 | 0 | 0 | 0 | 0 | 0 | 0 | 0 | 0 | 0 | 0 | 0 | 0 | 0 | 0 | 0 | 0 | 0 | 0 | 0 | 0 | 0 | 0 | 0 | 0 | 0 | 0 | 0 | 0 | 0 | 0 | 0 | 0 | 0 | 0 | 0 | 0 | 0 | 0 | 0 | 0 | 0 | 0 | 0 | 0 | 0 | 0 | 0 | 0 | 0 | 0 | 0 | 0 | 0 | 0 | 0 | 0 | 0 | 0 | 0 | 0 | 0 | 0 | 0 | 0 | 0 | 0 | 0 | 0 | 0 | 0 | 0 | 0 | 0 | 0 | 0 | 0 | 0 | 0 | 0 | 0 | 0 | 0 | 0 | 0 | 0 | 0 | 0 | 0 | 0 | 0 | 0 | 0 | 0 | 0 | 0 | 0 | 0 | 0 | 0 | 0 | 0 | 0 | 0 | 0 | 0 | 0 | 0 | 0 | 0 | 0 | 0 | 0 | 0 | 0 | 0 | 0 | 0 | 0 | 0 | 0 | 0 | 0 | 0 | 0 | 0 | 0 | 0 | 0 | 0 | 0 | 0 | 0 | 0 | 0 | 0 | 0 | 0 | 0 | 0 | 0 | 0 | 0 | 0 | 0 | 0 | 0 | 0 | 0 | 0 | 0 | 0 | 0 | 0 | 0 | 0 | 0 | 0 | 0 | 0 | 0 | 0 | 0 | 0 | 0 | 0 | 0 | 0 | 0 | 0 | 0 | 0 | 0 | 0 | 0 | 0 | 0 | 0 | 0 | 0 | 0 | 0 | 0 | 0 | 0 | 0 | 0 | 0 | 0 | 0 | 0 | 0 | 0 | 0 | 0 | 0 | 0 | 0 | 0 | 0 | 0 | 0 | 0 | 0 | 0 | 0 | 0 | 0 | 0 | 0 | 0 | 0 | 0 | 0 | 0 | 0 | 0 | 0 | 0 | 0 | 0 | 0 | 0 | 0 | 0 | 0 | 0 | 0 | 0 | 0 | 0 | 0 | 0 | 0 | 0 | 0 | 0 | 0 | 0 | 0 | 0 | 0 | 0 | 0 | 0 | 0 | 0 | 0 | 0 | 0 | 0 | 0 | 0 | 0 | 0 | 0 | 0 | 0 | 0 | 0 | 0 | 0 | 0 | 0 | 0 | 0 | 0 | 0 | 0 | 0 | 0 | 0 | 0 | 0 | 0 | 0 | 0 | 0 | 0 | 0 | 0 | 0 | 0 | 0 | 0 | 0 | 0 | 0 | 0 | 0 | 0 | 0 | 0 | 0 | 0 | 0 | 0 | 0 | 0 | 0 | 0 | 0 | 0 | 0 | 0 | 0 | 0 | 0 | 0 | 0 | 0 | 0 | 0 | 0 | 0 | 0 | 0 | 0 | 0 | 0 | 0 | 0 | 0 | 0 | 0 | 0 | 0 | 0 | 0 | 0 | 0 | 0 | 0 | 0 | 0 | 0 | 0 | 0 | 0 | 0 | 0 | 0 | 0 | 0 | 0 | 0 | 0 | 0 | 0 | 0 | 0 | 0 | 0 | 0 | 0 | 0 | 0 | 0 | 0 | 0 | 0 | 0 | 0 | 0 | 0 | 0 | 0 | 0 | 0 | 0 | 0 | 0 | 0 | 0 | 0 | 0 | 0 | 0 | 0 | 0 | 0 | 0 | 0 | 0 | 0 | 0 | 0 | 0 | 0 | 0 | 0 | 0 | 0 | 0 | 0 | 0 | 0 | 0 | 0 | 0 | 0 | 0 | 0 | 0 | 0 | 0 | 0 | 0 | 0 | 0 | 0 | 0 | 0 | 0 | 0 | 0 | 0 | 0 | 0 | 0 | 0 | 0 | 0 | 0 | 0 | 0 | 0 | 0 | 0 | 0 | 0 | 0 | 0 | 0 | 0 | 0 | 0 | 0 | 0 | 0 | 0 | 0 | 0 | 0 | 0 | 0 | 0 | 0 | 0 | 0 | 0 | 0 | 0 | 0 | 0 | 0 | 0 | 0 | 0 | 0 | 0 | 0 | 0 | 0 | 0 | 0 | 0 | 0 | 0 | 0 | 0 | 0 | 0 | 0 | 0 | 0 | 0 | 0 | 0 | 0 | 0 | 0 | 0 | 0 | 0 | 0 | 0 | 0 | 0 | 0 | 0 | 0 | 0 | 0 | 0 | 0 | 0 | 0 | 0 | 0 | 0 | 0 | 0 | 0 | 0 | 0 | 0 | 0 | 0 | 0 | 0 | 0 | 0 | 0 | 0 | 0 | 0 | 0 | 0 | 0 | 0 | 0 | 0 | 0 | 0 | 0 | 0 | 0 | 0 | 0 | 0 | 0 | 0 | 0 | 0 | 0 | 0 | 0 | 0 | 0 | 0 | 0 | 0 | 0 | 0 | 0 | 0 | 0 | 0 | 0 | 0 | 0 | 0 | 0 | 0 | 0 | 0 | 0 | 0 | 0 | 0 | 0 | 0 | 0 | 0 | 0 | 0 | 0 | 0 | 0 | 0 | 0 | 0 | 0 | 0 | 0 | 0 | 0 | 0 | 0 | 0 | 0 | 0 | 0 | 0 | 0 | 0 | 0 | 0 | 0 | 0 | 0 | 0 | 0 | 0 | 0 | 0 | 0 | 0 | 0 | 0 | 0 | 0 | 0 | 0 | 0 | 0 | 0 | 0 | 0 | 0 | 0 | 0 | 0 | 0 | 0 | 0 | 0 | 0 | 0 | 0 | 0 | 0 | 0 | 0 | 0 | 0 | 0 | 0 | 0 | 0 | 0 | 0 | 0 | 0 | 0 | 0 | 0 | 0 | 0 | 0 | 0 | 0 | 0 | 0 | 0 | 0 | 0 | 0 | 0 | 0 | 0 | 0 | 0 | 0 | 0 | 0 | 0 | 0 | 0 | 0 | 0 | 0 | 0 | 0 | 0 | 0 | 0 | 0 | 0 | 0 | 0 | 0 | 0 | 0 | 0 | 0 | 0 | 0 | 0 | 0 | 0 | 0 | 0 | 0 | 0 | 0 | 0 | 0 | 0 | 0 | 0 | 0 | 0 | 0 | 0 | 0 | 0 | 0 | 0 | 0 | 0 | 0 | 0 | 0 | 0 | 0 | 0 | 0 | 0 | 0 | 0 | 0 | 0 | 0 | 0 | 0 | 0 | 0 | 0 | 0 | 0 | 0 | 0 | 0 | 0 | 0 | 0 | 0 | 0 | 0 | 0 | 0 | 0 | 0 | 0 | 0 | 0 | 0 | 0 | 0 | 0 | 0 | 0 | 0 | 0 | 0 | 0 | 0 | 0 | 0 | 0 | 0 | 0 | 0 | 0 | 0 | 0 | 0 | 0 | 0 | 0 | 0 | 0 | 0 | 0 | 0 | 0 | 0 | 0 | 0 | 0 | 0 | 0 | 0 | 0 | 0 | 0 | 0 | 0 | 0 | 0 | 0 | 0 | 0 | 0 | 0 | 0 | 0 | 0 | 0 | 0 | 0 | 0 | 0 | 0 | 0 | 0 | 0 | 0 | 0 | 0 | 0 | 0 | 0 | 0 | 0 | 0 | 0 | 0 | 0 | 0 | 0 | 0 | 0 | 0 | 0 | 0 | 0 | 0 | 0 | 0 | 0 | 0 | 0 | 0 | 0 | 0 | 0 | 0 | 0 | 0 | 0 | 0 | 0 | 0 | 0 | 0 | 0 | 0 | 0 | 0 | 0 | 0 | 0 | 0 | 0 | 0 | 0 | 0 | 0 | 0 | 0 | 0 | 0 | 0 | 0 | 0 | 0 | 0 | 0 | 0 | 0 | 0 | 0 | 0 | 0 | 0 | 0 | 0 | 0 | 0 | 0 | 0 | 0 | 0 | 0 | 0 | 0 | 0 | 0 | 0 | 0 | 0 | 0 | 0 | 0 | 0 | 0 | 0 | 0 | 0 | 0 | 0 | 0 | 0 | 0 | 0 | 0 | 0 | 0 | 0 | 0 | 0 | 0 | 0 | 0 | 0 | 0 | 0 | 0 | 0 | 0 | 0 | 0 | 0 | 0 | 0 | 0 | 0 | 0 | 0 | 0 | 0 | 0 | 0 | 0 | 0 | 0 | 0 | 0 | 0 | 0 | 0 | 0 | 0 | 0 | 0 | 0 | 0 | 0 | 0 | 0 | 0 | 0 | 0 | 0 | 0 | 0 | 0 | 0 | 0 | 0 | 0 | 0 | 0 | 0 | 0 | 0 | 0 | 0 | 0 | 0 | 0 | 0 | 0 | 0 | 0 | 0 | 0 | 0 | 0 | 0 | 0 | 0 | 0 | 0 | 0 | 0 | 0 | 0 | 0 | 0 | 0 | 0 | 0 | 0 | 0 | 0 | 0 | 0 | 0 | 0 | 0 | 0 | 0 | 0 | 0 | 0 | 0 | 0 | 0 | 0 | 0 | 0 | 0 | 0 | 0 | 0 | 0 | 0 | 0 | 0 | 0 | 0 | 0 | 0 | 0 | 0 | 0 | 0 | 0 | 0 | 0 | 0 | 0 | 0 | 0 | 0 | 0 | 0 | 0 | 0 | 0 | 0 | 0 | 0 | 0 | 0 | 0 | 0 | 0 | 0 | 0 | 0 | 0 | 0 | 0 | 0 | 0 | 0 | 0 | 0 | 0 | 0 | 0 | 0 | 0 | 0 | 0 | 0 | 0 | 0 | 0 | 0 | 0 | 0 | 0 | 0 | 0 | 0 | 0 | 0 | 0 | 0 | 0 | 0 | 0 | 0 | 0 | 0 | 0 | 0 | 0 | 0 | 0 | 0 | 0 | 0 | 0 | 0 | 0 | 0 | 0 | 0 | 0 | 0 | 0 | 0 | 0 | 0 | 0 | 0 | 0 | 0 | 0 | 0 | 0 | 0 | 0 | 0 | 0 | 0 | 0 | 0 | 0 | 0 | 0 | 0 | 0 | 0 | 0 | 0 | 0 | 0 | 0 | 0 | 0 | 0 | 0 | 0 | 0 | 0 | 0 | 0 | 0 | 0 | 0 | 0 | 0 | 0 | 0 | 0 | 0 | 0 | 0 | 0 | 0 | 0 | 0 | 0 | 0 | 0 | 0 | 0 | 0 | 0 | 0 | 0 | 0 | 0 | 0 | 0 | 0 | 0 | 0 | 0 | 0 | 0 | 0 | 0 | 0 | 0 | 0 | 0 | 0 | 0 | 0 | 0 | 0 | 0 | 0 | 0 | 0 | 0 | 0 | 0 | 0 | 0 | 0 | 0 | 0 | 0 | 0 | 0 | 0 | 0 | 0 | 0 | 0 | 0 | 0 | 0 | 0 | 0 | 0 | 0 | 0 | 0 | 0 | 0 | 0 | 0 | 0 | 0 | 0 | 0 | 0 | 0 | 0 | 0 | 0 | 0 | 0 | 0 | 0 | 0 | 0 | 0 | 0 | 0 | 0 | 0 | 0 | 0 | 0 | 0 | 0 | 0 | 0 | 0 | 0 | 0 | 0 | 0 | 0 | 0 | 0 | 0 | 0 | 0 | 0 | 0 | 0 | 0 | 0 | 0 | 0 | 0 | 0 | 0 | 0 | 0 | 0 | 0 | 0 | 0 | 0 | 0 | 0 | 0 | 0 | 0 | 0 | 0 | 0 | 0 | 0 | 0 | 0 | 0 | 0 | 0 | 0 | 0 | 0 | 0 | 0 | 0 | 0 | 0 | 0 | 0 | 0 | 0 | 0 | 0 | 0 | 0 | 0 | 0 | 0 | 0 | 0 | 0 | 0 | 0 | 0 | 0 | 0 | 0 | 0 | 0 | 0 | 0 | 0 | 0 | 0 | 0 | 0 | 0 | 0 | 0 | 0 | 0 | 0 | 0 | 0 | 0 | 0 | 0 | 0 | 0 | 0 | 0 | 0 | 0 | 0 | 0 | 0 | 0 | 0 | 0 | 0 | 0 | 0 | 0 | 0 | 0 | 0 | 0 | 0 | 0 | 0 | 0 | 0 | 0 | 0 | 0 | 0 | 0 | 0 | 0 | 0 | 0 | 0 | 0 | 0 | 0 | 0 | 0 | 0 | 0 | 0 | 0 | 0 | 0 | 0 | 0 | 0 | 0 | 0 | 0 | 0 | 0 | 0 | 0 | 0 | 0 | 0 | 0 | 0 | 0 | 0 | 0 | 0 | 0 | 0 | 0 | 0 | 0 | 0 | 0 | 0 | 0 | 0 | 0 | 0 | 0 | 0 | 0 | 0 | 0 | 0 | 0 | 0 | 0 | 0 | 0 | 0 | 0 | 0 | 0 | 0 | 0 | 0 | 0 | 0 | 0 | 0 | 0 | 0 | 0 | 0 | 0 | 0 | 0 | 0 | 0 | 0 | 0 | 0 | 0 | 0 | 0 | 0 | 0 | 0 | 0 | 0 | 0 | 0 | 0 | 0 | 0 | 0 | 0 | 0 | 0 | 0 | 0 | 0 | 0 | 0 | 0 | 0 | 0 | 0 | 0 | 0 | 0 | 0 | 0 | 0 | 0 | 0 | 0 | 0 | 0 | 0 | 0 | 0 | 0 | 0 | 0 | 0 | 0 | 0 | 0 | 0 | 0 | 0 | 0 | 0 | 0 | 0 | 0 | 0 | 0 | 0 | 0 | 0 | 0 | 0 | 0 | 0 | 0 | 0 | 0 | 0 | 0 | 0 | 0 | 0 | 0 | 0 | 0 | 0 | 0 | 0 | 0 | 0 | 0 | 0 | 0 | 0 | 0 | 0 | 0 | 0 | 0 | 0 | 0 | 0 | 0 | 0 | 0 | 0 | 0 | 0 | 0 | 0 | 0 | 0 | 0 | 0 | 0 | 0 | 0 | 0 | 0 | 0 | 0 | 0 | 0 | 0 | 0 | 0 | 0 | 0 | 0 | 0 | 0 | 0 | 0 | 0 | 0 | 0 | 0 | 0 | 0 | 0 | 0 | 0 | 0 | 0 | 0 | 0 | 0 | 0 | 0 | 0 | 0 | 0 | 0 | 0 | 0 | 0 | 0 | 0 | 0 | 0 | 0 | 0 | 0 | 0 | 0 | 0 | 0 | 0 | 0 | 0 | 0 | 0 | 0 | 0 | 0 | 0 | 0 | 0 | 0 | 0 | 0 | 0 | 0 | 0 | 0 | 0 | 0 | 0 | 0 | 0 | 0 | 0 | 0 | 0 | 0 | 0 | 0 | 0 | 0 | 0 | 0 | 0 | 0 | 0 | 0 | 0 | 0 | 0 | 0 | 0 | 0 | 0 | 0 | 0 | 0 | 0 | 0 | 0 | 0 | 0 | 0 | 0 | 0 | 0 | 0 | 0 | 0 | 0 | 0 | 0 | 0 | 0 | 0 | 0 | 0 | 0 | 0 | 0 | 0 | 0 | 0 | 0 | 0 | 0 | 0 | 0 | 0 | 0 | 0 | 0 | 0 | 0 | 0 | 0 | 0 | 0 | 0 | 0 | 0 | 0 | 0 | 0 | 0 | 0 | 0 | 0 | 0 | 0 | 0 | 0 | 0 | 0 | 0 | 0 | 0 | 0 | 0 | 0 | 0 | 0 | 0 | 0 | 0 | 0 | 0 | 0 | 0 | 0 | 0 | 0 | 0 | 0 | 0 | 0 | 0 | 0 | 0 | 0 | 0 | 0 | 0 | 0 | 0 | 0 | 0 | 0 | 0 | 0 | 0 | 0 | 0 | 0 | 0 | 0 | 0 | 0 | 0 | 0 | 0 | 0 | 0 | 0 | 0 | 0 | 0 | 0 | 0 | 0 | 0 | 0 | 0 | 0 | 0 | 0 | 0 | 0 | 0 | 0 | 0 | 0 | 0 | 0 | 0 | 0 | 0 | 0 | 0 | 0 | 0 | 0 | 0 | 0 | 0 | 0 | 0 | 0 | 0 | 0 | 0 | 0 | 0 | 0 | 0 | 0 | 0 | 0 | 0 | 0 | 0 | 0 | 0 | 0 | 0 | 0 | 0 | 0 | 0 | 0 | 0 | 0 | 0 | 0 | 0 | 0 | 0 | 0 | 0 | 0 | 0 | 0 | 0 | 0 | 0 | 0 | 0 | 0 | 0 | 0 | 0 | 0 | 0 | 0 | 0 | 0 | 0 | 0 | 0 | 0 | 0 | 0 | 0 | 0 | 0 | 0 | 0 | 0 | 0 | 0 | 0 | 0 | 0 | 0 | 0 | 0 | 0 | 0 | 0 | 0 | 0 | 0 | 0 | 0 | 0 | 0 | 0 | 0 | 0 | 0 | 0 | 0 | 0 | 0 | 0 | 0 | 0 | 0 | 0 | 0 | 0 | 0 | 0 | 0 | 0 | 0 | 0 | 0 | 0 | 0 | 0 | 0 | 0 | 0 | 0 | 0 | 0 | 0 | 0 | 0 | 0 | 0 | 0 | 0 | 0 | 0 | 0 | 0 | 0 | 0 | 0 | 0 | 0 | 0 | 0 | 0 | 0 | 0 | 0 | 0 | 0 | 0 | 0 | 0 | 0 | 0 | 0 | 0 | 0 | 0 | 0 | 0 | 0 | 0 | 0 | 0 | 0 | 0 | 0 | 0 | 0 | 0 | 0 | 0 | 0 | 0 | 0 | 0 | 0 | 0 | 0 | 0 | 0 | 0 | 0 | 0 | 0 | 0 | 0 | 0 | 0 | 0 | 0 | 0 | 0 | 0 | 0 | 0 | 0 | 0 | 0 | 0 | 0 | 0 | 0 | 0 | 0 | 0 | 0 | 0 | 0 | 0 | 0 | 0 | 0 | 0 | 0 | 0 | 0 | 0 | 0 | 0 | 0 | 0 | 0 | 0 | 0 | 0 | 0 | 0 | 0 | 0 | 0 | 0 | 0 | 0 | 0 | 0 | 0 | 0 | 0 | 0 | 0 | 0 | 0 | 0 | 0 | 0 | 0 | 0 | 0 | 0 | 0 | 0 | 0 | 0 | 0 | 0 | 0 | 0 | 0 | 0 | 0 | 0 | 0 | 0 | 0 | 0 | 0 | 0 | 0 | 0 | 0 | 0 | 0 | 0 | 0 | 0 | 0 | 0 | 0 | 0 | 0 | 0 | 0 | 0 | 0 | 0 | 0 | 0 | 0 | 0 | 0 | 0 | 0 | 0 | 0 | 0 | 0 | 0 | 0 | 0 | 0 | 0 | 0 | 0 | 0 | 0 | 0 | 0 | 0 | 0 | 0 | 0 | 0 | 0 | 0 | 0 | 0 | 0 | 0 | 0 | 0 | 0 | 0 | 0 | 0 | 0 | 0 | 0 | 0 | 0 | 0 | 0 | 0 | 0 | 0 | 0 | 0 | 0 | 0 | 0 | 0 | 0 | 0 | 0 | 0 | 0 | 0 | 0 | 0 | 0 | 0 | 0 | 0 | 0 | 0 | 0 | 0 | 0 | 0 | 0 | 0 | 0 | 0 | 0 | 0 | 0 | 0 | 0 | 0 | 0 | 0 | 0 | 0 | 0 | 0 | 0 | 0 | 0 | 0 | 0 | 0 | 0 | 0 | 0 | 0 | 0 | 0 | 0 | 0 | 0 | 0 | 0 | 0 | 0 | 0 | 0 | 0 | 0 | 0 | 0 | 0 | 0 | 0 | 0 | 0 | 0 | 0 | 0 | 0 | 0 | 0 | 0 | 0 | 0 | 0 | 0 | 0 | 0 | 0 | 0 | 0 | 0 | 0 | 0 | 0 | 0 | 0 | 0 | 0 | 0 | 0 | 0 | 0 | 0 | 0 | 0 | 0 | 0 | 0 | 0 | 0 | 0 | 0 | 0 | 0 | 0 | 0 | 0 | 0 | 0 | 0 | 0 | 0 | 0 | 0 | 0 | 0 | 0 | 0 | 0 | 0 | 0 | 0 | 0 | 0 | 0 | 0 | 0 | 0 | 0 | 0 | 0 | 0 | 0 | 0 | 0 | 0 | 0 | 0 | 0 | 0 | 0 | 0 | 0 | 0 | 0 | 0 | 0 | 0 | 0 | 0 | 0 | 0 | 0 | 0 | 0 | 0 | 0 | 0 | 0 | 0 | 0 | 0 | 0 | 0 | 0 | 0 | 0 | 0 | 0 | 0 | 0 | 0 | 0 | 0 | 0 | 0 | 0 | 0 | 0 | 0 | 0 | 0 | 0 | 0 | 0 | 0 | 0 | 0 | 0 | 0 | 0 | 0 | 0 | 0 | 0 | 0 | 0 | 0 | 0 | 0 | 0 | 0 | 0 | 0 | 0 | 0 | 0 | 0 | 0 | 0 | 0 | 0 | 0 | 0 | 0 | 0 | 0 | 0 | 0 | 0 | 0 | 0 | 0 | 0 | 0 | 0 | 0 | 0 | 0 | 0 | 0 | 0 | 0 | 0 | 0 | 0 | 0 | 0 | 0 | 0 | 0 | 0 | 0 | 0 | 0 | 0 | 0 | 0 | 0 | 0 | 0 | 0 | 0 | 0 | 0 | 0 | 0 | 0 | 0 | 0 | 0 | 0 | 0 | 0 | 0 | 0 | 0 | 0 | 0 | 0 | 0 | 0 | 0 | 0 | 0 | 0 | 0 | 0 | 0 | 0 | 0 | 0 | 0 | 0 | 0 | 0 | 0 | 0 | 0 | 0 | 0 | 0 | 0 | 0 | 0 | 0 | 0 | 0 | 0 | 0 | 0 | 0 | 0 | 0 | 0 | 0 | 0 | 0 | 0 | 0 | 0 | 0 | 0 | 0 | 0 | 0 | 0 | 0 | 0 | 0 | 0 | 0 | 0 | 0 | 0 | 0 | 0 | 0 | 0 | 0 | 0 | 0 | 0 | 0 | 0 | 0 | 0 | 0 | 0 | 0 | 0 | 0 | 0 | 0 | 0 | 0 | 0 | 0 | 0 | 0 | 0 | 0 | 0 | 0 | 0 | 0 | 0 | 0 | 0 | 0 | 0 | 0 | 0 | 0 | 0 | 0 | 0 | 0 | 0 | 0 | 0 | 0 | 0 | 0 | 0 | 0 | 0 | 0 | 0 | 0 | 0 | 0 | 0 | 0 | 0 | 0 | 0 | 0 | 0 | 0 | 0 | 0 | 0 | 0 | 0 | 0 | 0 | 0 | 0 | 0 | 0 | 0 | 0 | 0 | 0 | 0 | 0 | 0 | 0 | 0 | 0 | 0 | 0 | 0 | 0 | 0 | 0 | 0 | 0 | 0 | 0 | 0 | 0 | 0 | 0 | 0 | 0 | 0 | 0 | 0 | 0 | 0 | 0 | 0 | 0 | 0 | 0 | 0 | 0 | 0 | 0 | 0 | 0 | 0 | 0 | 0 | 0 | 0 | 0 | 0 | 0 | 0 | 0 | 0 | 0 | 0 | 0 | 0 | 0 | 0 | 0 | 0 | 0 | 0 | 0 | 0 | 0 | 0 | 0 | 0 | 0 | 0 | 0 | 0 | 0 | 0 | 0 | 0 | 0 | 0 | 0 | 0 | 0 | 0 | 0 | 0 | 0 | 0 | 0 | 0 | 0 | 0 | 0 | 0 | 0 | 0 | 0 | 0 | 0 | 0 | 0 | 0 | 0 | 0 | 0 | 0 | 0 | 0 | 0 | 0 | 0 | 0 | 0 | 0 | 0 | 0 | 0 | 0 | 0 | 0 | 0 | 0 | 0 | 0 | 0 | 0 | 0 | 0 | 0 | 0 | 0 | 0 | 0 | 0 | 0 | 0 | 0 | 0 | 0 | 0 | 0 | 0 | 0 | 0 | 0 | 0 | 0 | 0 | 0 | 0 | 0 | 0 | 0 | 0 | 0 | 0 | 0 | 0 | 0 | 0 | 0 | 0 | 0 | 0 | 0 | 0 | 0 | 0 | 0 | 0 | 0 | 0 | 0 | 0 | 0 | 0 | 0 | 0 | 0 | 0 | 0 | 0 | 0 | 0 | 0 | 0 | 0 | 0 | 0 | 0 | 0 | 0 | 0 | 0 | 0 | 0 | 0 | 0 | 0 | 0 | 0 | 0 | 0 | 0 | 0 | 0 | 0 | 0 | 0 | 0 | 0 | 0 | 0 | 0 | 0 | 0 | 0 | 0 | 0 | 0 | 0 | 0 | 0 | 0 | 0 | 0 | 0 | 0 | 0 | 0 | 0 | 0 | 0 | 0 | 0 | 0 | 0 | 0 | 0 | 0 | 0 | 0 | 0 | 0 | 0 | 0 | 0 | 0 | 0 | 0 | 0 | 0 | 0 | 0 | 0 | 0 | 0 | 0 | 0 | 0 | 0 | 0 | 0 | 0 | 0 | 0 | 0 | 0 | 0 | 0 | 0 | 0 | 0 | 0 | 0 | 0 | 0 | 0 | 0 | 0 | 0 | 0 | 0 | 0 | 0 | 0 | 0 | 0 | 0 | 0 | 0 | 0 | 0 | 0 | 0 | 0 | 0 | 0 | 0 | 0 | 0 | 0 | 0 | 0 | 0 | 0 | 0 | 0 | 0 | 0 | 0 | 0 | 0 | 0 | 0 | 0 | 0 | 0 | 0 | 0 | 0 | 0 | 0 | 0 | 0 | 0 | 0 | 0 | 0 | 0 | 0 | 0 | 0 | 0 | 0 | 0 | 0 | 0 | 0 | 0 | 0 | 0 | 0 | 0 | 0 | 0 | 0 | 0 | 0 | 0 | 0 | 0 | 0 | 0 | 0 | 0 | 0 | 0 | 0 | 0 | 0 | 0 | 0 | 0 | 0 | 0 | 0 | 0 | 0 | 0 | 0 | 0 | 0 | 0 | 0 | 0 | 0 | 0 | 0 | 0 | 0 | 0 | 0 | 0 | 0 | 0 | 0 | 0 | 0 | 0 | 0 | 0 | 0 | 0 | 0 | 0 | 0 | 0 | 0 | 0 | 0 | 0 | 0 | 0 | 0 | 0 | 0 | 0 | 0 | 0 | 0 | 0 | 0 | 0 | 0 | 0 | 0 | 0 | 0 | 0 | 0 | 0 | 0 | 0 | 0 | 0 | 0 | 0 | 0 | 0 | 0 | 0 | 0 | 0 | 0 | 0 | 0 | 0 | 0 | 0 | 0 | 0 | 0 | 0 | 0 | 0 | 0 | 0 | 0 | 0 | 0 | 0 | 0 | 0 | 0 | 0 | 0 | 0 | 0 | 0 | 0 | 0 | 0 | 0 | 0 | 0 | 0 | 0 | 0 | 0 | 0 | 0 | 0 | 0 | 0 | 0 | 0 | 0 | 0 | 0 | 0 | 0 | 0 | 0 | 0 | 0 | 0 | 0 | 0 | 0 | 0 | 0 | 0 | 0 | 0 | 0 | 0 | 0 | 0 | 0 | 0 | 0 | 0 | 0 | 0 | 0 | 0 | 0 | 0 | 0 | 0 | 0 | 0 | 0 | 0 | 0 | 0 | 0 | 0 | 0 | 0 | 0 | 0 | 0 | 0 | 0 | 0 | 0 | 0 | 0 | 0 | 0 | 0 | 0 | 0 | 0 | 0 | 0 | 0 | 0 | 0 | 0 | 0 | 0 | 0 | 0 | 0 | 0 | 0 | 0 | 0 | 0 | 0 | 0 | 0 | 0 | 0 | 0 | 0 | 0 | 0 | 0 | 0 | 0 | 0 | 0 | 0 | 0 | 0 | 0 | 0 | 0 | 0 | 0 | 0 | 0 | 0 | 0 | 0 | 0 | 0 | 0 | 0 | 0 | 0 | 0 | 0 | 0 | 0 | 0 | 0 | 0 | 0 | 0 | 0 | 0 | 0 | 0 | 0 | 0 | 0 | 0 | 0 | 0 | 0 | 0 | 0 | 0 | 0 | 0 | 0 | 0 | 0 | 0 | 0 | 0 | 0 | 0 | 0 | 0 | 0 | 0 | 0 | 0 | 0 | 0 | 0 | 0 | 0 | 0 | 0 | 0 | 0 | 0 | 0 | 0 | 0 | 0 | 0 | 0 | 0 | 0 | 0 | 0 | 0 | 0 | 0 | 0 | 0 | 0 | 0 | 0 | 0 | 0 | 0 | 0 | 0 | 0 | 0 | 0 | 0 | 0 | 0 | 0 | 0 | 0 | 0 | 0 | 0 | 0 | 0 | 0 | 0 | 0 | 0 | 0 | 0 | 0 | 0 | 0 | 0 | 0 | 0 | 0 | 0 | 0 | 0 | 0 | 0 | 0 | 0 | 0 | 0 | 0 | 0 | 0 | 0 | 0 | 0 | 0 | 0 | 0 | 0 | 0 | 0 | 0 | 0 | 0 | 0 | 0 | 0 | 0 | 0 | 0 | 0 | 0 | 0 | 0 | 0 | 0 | 0 | 0 | 0 | 0 | 0 | 0 | 0 | 0 | 0 | 0 | 0 | 0 | 0 | 0 | 0 | 0 | 0 | 0 | 0 | 0 | 0 | 0 | 0 | 0 | 0 | 0 | 0 | 0 | 0 | 0 | 0 | 0 | 0 | 0 | 0 | 0 | 0 | 0 | 0 | 0 | 0 | 0 | 0 | 0 | 0 | 0 | 0 | 0 | 0 | 0 | 0 | 0 | 0 | 0 | 0 | 0 | 0 | 0 | 0 | 0 | 0 | 0 | 0 | 0 | 0 | 0 | 0 | 0 | 0 | 0 | 0 | 0 | 0 | 0 | 0 | 0 | 0 | 0 | 0 | 0 | 0 | 0 | 0 | 0 | 0 | 0 | 0 | 0 | 0 | 0 | 0 | 0 | 0 | 0 | 0 | 0 | 0 | 0 | 0 | 0 | 0 | 0 | 0 | 0 | 0 | 0 | 0 | 0 | 0 | 0 | 0 | 0 | 0 | 0 | 0 | 0 | 0 | 0 | 0 | 0 | 0 | 0 | 0 | 0 | 0 | 0 | 0 | 0 | 0 | 0 | 0 | 0 | 0 | 0 | 0 | 0 | 0 | 0 | 0 | 0 | 0 | 0 | 0 | 0 | 0 | 0 | 0 | 0 | 0 | 0 | 0 | 0 | 0 | 0 | 0 | 0 | 0 | 0 | 0 | 0 | 0 | 0 | 0 | 0 | 0 | 0 | 0 | 0 | 0 | 0 | 0 | 0 | 0 | 0 | 0 | 0 | 0 | 0 | 0 | 0 | 0 | 0 | 0 | 0 | 0 | 0 | 0 | 0 | 0 | 0 | 0 | 0 | 0 | 0 | 0 | 0 | 0 | 0 | 0 | 0 | 0 | 0 | 0 | 0 | 0 | 0 | 0 | 0 | 0 | 0 | 0 | 0 | 0 | 0 | 0 | 0 | 0 | 0 | 0 | 0 | 0 | 0 | 0 | 0 | 0 | 0 | 0 | 0 | 0 | 0 | 0 | 0 | 0 | 0 | 0 | 0 | 0 | 0 | 0 | 0 | 0 | 0 | 0 | 0 | 0 | 0 | 0 | 0 | 0 | 0 | 0 | 0 | 0 | 0 | 0 | 0 | 0 | 0 | 0 | 0 | 0 | 0 | 0 | 0 | 0 | 0 | 0 | 0 | 0 | 0 | 0 | 0 | 0 | 0 | 0 | 0 | 0 | 0 | 0 | 0 | 0 | 0 | 0 | 0 | 0 | 0 | 0 | 0 | 0 | 0 | 0 | 0 | 0 | 0 | 0 | 0 | 0 | 0 | 0 | 0 | 0 | 0 | 0 | 0 | 0 | 0 | 0 | 0 | 0 | 0 | 0 | 0 | 0 | 0 | 0 | 0 | 0 | 0 | 0 | 0 | 0 | 0 | 0 | 0 | 0 | 0 | 0 | 0 | 0 | 0 | 0 | 0 | 0 | 0 | 0 | 0 | 0 | 0 | 0 | 0 | 0 | 0 | 0 | 0 | 0 | 0 | 0 | 0 | 0 | 0 | 0 | 0 | 0 | 0 | 0 | 0 | 0 | 0 | 0 | 0 | 0 | 0 | 0 | 0 | 0 | 0 | 0 | 0 | 0 | 0 | 0 | 0 | 0 | 0 | 0 | 0 | 0 | 0 | 0 | 0 | 0 | 0 | 0 | 0 | 0 | 0 | 0 | 0 | 0 | 0 | 0 | 0 | 0 | 0 | 0 | 0 | 0 | 0 | 0 | 0 | 0 | 0 | 0 | 0 | 0 | 0 | 0 | 0 | 0 | 0 | 0 | 0 | 0 | 0 | 0 | 0 | 0 | 0 | 0 | 0 | 0 | 0 | 0 | 0 | 0 | 0 | 0 | 0 | 0 | 0 | 0 | 0 | 0 | 0 | 0 | 0 | 0 | 0 | 0 | 0 | 0 | 0 | 0 | 0 | 0 | 0 | 0 | 0 | 0 | 0 | 0 | 0 | 0 | 0 | 0 | 0 | 0 | 0 | 0 | 0 | 0 | 0 | 0 | 0 | 0 | 0 | 0 | 0 | 0 | 0 | 0 | 0 | 0 | 0 | 0 | 0 | 0 | 0 | 0 | 0 | 0 | 0 | 0 | 0 | 0 | 0 | 0 | 0 | 0 | 0 | 0 | 0 | 0 | 0 | 0 | 0 | 0 | 0 | 0 | 0 | 0 | 0 | 0 | 0 | 0 | 0 | 0 | 0 | 0 | 0 | 0 | 0 | 0 | 0 | 0 | 0 | 0 | 0 | 0 | 0 | 0 | 0 | 0 | 0 | 0 | 0 | 0 | 0 | 0 | 0 | 0 | 0 | 0 | 0 | 0 | 0 | 0 | 0 | 0 | 0 | 0 | 0 | 0 | 0 | 0 | 0 | 0 | 0 | 0 | 0 | 0 | 0 | 0 | 0 | 0 | 0 | 0 | 0 | 0 | 0 | 0 | 0 | 0 | 0 | 0 | 0 | 0 | 0 | 0 | 0 | 0 | 0 | 0 | 0 | 0 | 0 | 0 | 0 | 0 | 0 | 0 | 0 | 0 | 0 | 0 | 0 | 0 | 0 | 0 | 0 | 0 | 0 | 0 | 0 | 0 | 0 | 0 | 0 | 0 | 0 | 0 | 0 | 0 | 0 | 0 | 0 | 0 | 0 | 0 | 0 | 0 | 0 | 0 | 0 | 0 | 0 | 0 | 0 | 0 | 0 | 0 | 0 | 0 | 0 | 0 | 0 | 0 | 0 | 0 | 0 | 0 | 0 | 0 | 0 | 0 | 0 | 0 | 0 | 0 | 0 | 0 | 0 | 0 | 0 | 0 | 0 | 0 | 0 | 0 | 0 | 0 | 0 | 0 | 0 | 0 | 0 | 0 | 0 | 0 | 0 | 0 | 0 | 0 | 0 | 0 | 0 | 0 | 0 | 0 | 0 | 0 | 0 | 0 | 0 | 0 | 0 | 0 | 0 | 0 | 0 | 0 | 0 | 0 | 0 | 0 | 0 | 0 | 0 | 0 | 0 | 0 | 0 | 0 | 0 | 0 | 0 | 0 | 0 | 0 | 0 | 0 | 0 | 0 | 0 | 0 | 0 | 0 | 0 | 0 | 0 | 0 | 0 | 0 | 0 | 0 | 0 | 0 | 0 | 0 | 0 | 0 | 0 | 0 | 0 | 0 | 0 | 0 | 0 | 0 | 0 | 0 | 0 | 0 | 0 | 0 | 0 | 0 | 0 | 0 | 0 | 0 | 0 | 0 | 0 | 0 | 0 | 0 | 0 | 0 | 0 | 0 | 0 | 0 | 0 | 0 | 0 | 0 | 0 | 0 | 0 | 0 | 0 | 0 | 0 | 0 | 0 | 0 | 0 | 0 | 0 | 0 | 0 | 0 | 0 | 0 | 0 | 0 | 0 | 0 | 0 | 0 | 0 | 0 | 0 | 0 | 0 | 0 | 0 | 0 | 0 | 0 | 0 | 0 | 0 | 0 | 0 | 0 | 0 | 0 | 0 | 0 | 0 | 0 | 0 | 0 | 0 | 0 | 0 | 0 | 0 | 0 | 0 | 0 | 0 | 0 | 0 | 0 | 0 | 0 | 0 | 0 | 0 | 0 | 0 | 0 | 0 | 0 | 0 | 0 | 0 | 0 | 0 | 0 | 0 | 0 | 0 | 0 | 0 | 0 | 0 | 0 | 0 | 0 | 0 | 0 | 0 | 0 | 0 | 0 | 0 | 0 | 0 | 0 | 0 | 0 | 0 | 0 | 0 | 0 | 0 | 0 | 0 | 0 | 0 | 0 | 0 | 0 | 0 | 0 | 0 | 0 | 0 | 0 | 0 | 0 | 0 | 0 | 0 | 0 | 0 | 0 | 0 | 0 | 0 | 0 | 0 | 0 | 0 | 0 | 0 | 0 | 0 | 0 | 0 | 0 | 0 | 0 | 0 | 0 | 0 | 0 | 0 | 0 | 0 | 0 | 0 | 0 | 0 | 0 | 0 | 0 | 0 | 0 | 0 | 0 | 0 | 0 | 0 | 0 | 0 | 0 | 0 | 0 | 0 | 0 | 0 | 0 | 0 | 0 | 0 | 0 | 0 | 0 | 0 | 0 | 0 | 0 | 0 | 0 | 0 | 0 | 0 | 0 | 0 | 0 | 0 | 0 | 0 | 0 | 0 | 0 | 0 | 0 | 0 | 0 | 0 | 0 | 0 | 0 | 0 | 0 | 0 | 0 | 0 | 0 | 0 | 0 | 0 | 0 | 0 | 0 | 0 | 0 | 0 | 0 | 0 | 0 | 0 | 0 | 0 | 0 | 0 | 0 | 0 | 0 | 0 | 0 | 0 | 0 | 0 | 0 | 0 | 0 | 0 | 0 | 0 | 0 | 0 | 0 | 0 | 0 | 0 | 0 | 0 | 0 | 0 | 0 | 0 | 0 | 0 | 0 | 0 | 0 | 0 | 0 | 0 | 0 | 0 | 0 | 0 | 0 | 0 | 0 | 0 | 0 | 0 | 0 | 0 | 0 | 0 | 0 | 0 | 0 | 0 | 0 | 0 | 0 | 0 | 0 | 0 | 0 | 0 | 0 | 0 | 0 | 0 | 0 | 0 | 0 | 0 | 0 | 0 | 0 | 0 | 0 | 0 | 0 | 0 | 0 | 0 | 0 | 0 | 0 | 0 | 0 | 0 | 0 | 0 | 0 | 0 | 0 | 0 | 0 | 0 | 0 | 0 | 0 | 0 | 0 | 0 | 0 | 0 | 0 | 0 | 0 | 0 | 0 | 0 | 0 | 0 | 0 | 0 | 0 | 0 | 0 | 0 | 0 | 0 | 0 | 0 | 0 | 0 | 0 | 0 | 0 | 0 | 0 | 0 | 0 | 0 | 0 | 0 | 0 | 0 | 0 | 0 | 0 | 0 | 0 | 0 | 0 | 0 | 0 | 0 | 0 | 0 | 0 | 0 | 0 | 0 | 0 | 0 | 0 | 0 | 0 | 0 | 0 | 0 | 0 | 0 | 0 | 0 | 0 | 0 | 0 | 0 | 0 | 0 | 0 | 0 | 0 | 0 | 0 | 0 | 0 | 0 | 0 | 0 | 0 | 0 | 0 | 0 | 0 | 0 | 0 | 0 | 0 | 0 | 0 | 0 | 0 | 0 | 0 | 0 | 0 | 0 | 0 | 0 | 0 | 0 | 0 | 0 | 0 | 0 | 0 | 0 | 0 | 0 | 0 | 0 | 0 | 0 | 0 | 0 | 0 | 0 | 0 | 0 | 0 | 0 | 0 | 0 | 0 | 0 | 0 | 0 | 0 | 0 | 0 | 0 | 0 | 0 | 0 | 0 | 0 | 0 | 0 | 0 | 0 | 0 | 0 | 0 | 0 | 0 | 0 | 0 | 0 | 0 | 0 | 0 | 0 | 0 | 0 | 0 | 0 | 0 | 0 | 0 | 0 | 0 | 0 | 0 | 0 | 0 | 0 | 0 | 0 | 0 | 0 | 0 | 0 | 0 | 0 | 0 | 0 | 0 | 0 | 0 | 0 | 0 | 0 | 0 | 0 | 0 | 0 | 0 | 0 | 0 | 0 | 0 | 0 | 0 | 0 | 0 | 0 | 0 | 0 | 0 | 0 | 0 | 0 | 0 | 0 | 0 | 0 | 0 | 0 | 0 | 0 | 0 | 0 | 0 | 0 | 0 | 0 | 0 | 0 | 0 | 0 | 0 | 0 | 0 | 0 | 0 | 0 | 0 | 0 | 0 | 0 | 0 | 0 | 0 | 0 | 0 | 0 | 0 | 0 | 0 | 0 | 0 | 0 | 0 | 0 | 0 | 0 | 0 | 0 | 0 | 0 | 0 | 0 | 0 | 0 | 0 | 0 | 0 | 0 | 0 | 0 | 0 | 0 | 0 | 0 | 0 | 0 | 0 | 0 | 0 | 0 | 0 | 0 | 0 | 0 | 0 | 0 | 0 | 0 | 0 | 0 | 0 | 0 | 0 | 0 | 0 | 0 | 0 | 0 | 0 | 0 | 0 | 0 | 0 | 0 | 0 | 0 | 0 | 0 | 0 | 0 | 0 | 0 | 0 | 0 | 0 | 0 | 0 | 0 | 0 | 0 | 0 | 0 | 0 | 0 | 0 | 0 | 0 | 0 | 0 | 0 | 0 | 0 | 0 | 0 | 0 | 0 | 0 | 0 | 0 | 0 | 0 | 0 | 0 | 0 | 0 | 0 | 0 | 0 | 0 | 0 | 0 | 0 | 0 | 0 | 0 | 0 | 0 | 0 | 0 | 0 | 0 | 0 | 0 | 0 | 0 | 0 | 0 | 0 | 0 | 0 | 0 | 0 | 0 | 0 | 0 | 0 | 0 | 0 | 0 | 0 | 0 | 0 | 0 | 0 | 0 | 0 | 0 | 0 | 0 | 0 | 0 | 0 | 0 | 0 | 0 | 0 | 0 | 0 | 0 | 0 | 0 | 0 | 0 | 0 | 0 | 0 | 0 | 0 | 0 | 0 | 0 | 0 | 0 | 0 | 0 | 0 | 0 | 0 | 0 | 0 | 0 | 0 | 0 | 0 | 0 | 0 | 0 | 0 | 0 | 0 | 0 | 0 | 0 | 0 | 0 | 0 | 0 | 0 | 0 | 0 | 0 | 0 | 0 | 0 | 0 | 0 | 0 | 0 | 0 | 0 | 0 | 0 | 0 | 0 | 0 | 0 | 0 | 0 | 0 | 0 | 0 | 0 | 0 | 0 | 0 | 0 | 0 | 0 | 0 | 0 | 0 | 0 | 0 | 0 | 0 | 0 | 0 | 0 | 0 | 0 | 0 | 0 | 0 | 0 | 0 | 0 | 0 | 0 | 0 | 0 | 0 | 0 | 0 | 0 | 0 | 0 | 0 | 0 | 0 | 0 | 0 | 0 | 0 | 0 | 0 | 0 | 0 | 0 | 0 | 0 | 0 | 0 | 0 | 0 | 0 | 0 | 0 | 0 | 0 | 0 | 0 | 0 | 0 | 0 | 0 | 0 | 0 | 0 | 0 | 0 | 0 | 0 | 0 | 0 | 0 | 0 | 0 | 0 | 0 | 0 | 0 | 0 | 0 | 0 | 0 | 0 | 0 | 0 | 0 | 0 | 0 | 0 | 0 | 0 | 0 | 0 | 0 | 0 | 0 | 0 | 0 | 0 | 0 | 0 | 0 | 0 | 0 | 0 | 0 | 0 | 0 | 0 | 0 | 0 | 0 | 0 | 0 | 0 | 0 | 0 | 0 | 0 | 0 | 0 | 0 | 0 | 0 | 0 | 0 | 0 | 0 | 0 | 0 | 0 | 0 | 0 | 0 | 0 | 0 | 0 | 0 | 0 | 0 | 0 | 0 | 0 | 0 | 0 | 0 | 0 | 0 | 0 | 0 | 0 | 0 | 0 | 0 | 0 | 0 | 0 | 0 | 0 | 0 | 0 | 0 | 0 | 0 | 0 | 0 | 0 | 0 | 0 | 0 | 0 | 0 | 0 | 0 | 0 | 0 | 0 | 0 | 0 | 0 | 0 | 0 | 0 | 0 | 0 | 0 | 0 | 0 | 0 | 0 | 0 | 0 | 0 | 0 | 0 | 0 | 0 | 0 | 0 | 0 | 0 | 0 | 0 | 0 | 0 | 0 | 0 | 0 | 0 | 0 | 0 | 0 | 0 | 0 | 0 | 0 | 0 | 0 | 0 | 0 | 0 | 0 | 0 | 0 | 0 | 0 | 0 | 0 | 0 | 0 | 0 | 0 | 0 | 0 | 0 | 0 | 0 | 0 | 0 | 0 | 0 | 0 | 0 | 0 | 0 | 0 | 0 | 0 | 0 | 0 | 0 | 0 | 0 | 0 | 0 | 0 | 0 | 0 | 0 | 0 | 0 | 0 | 0 | 0 | 0 | 0 | 0 | 0 | 0 | 0 | 0 | 0 | 0 | 0 | 0 | 0 | 0 | 0 | 0 | 0 | 0 | 0 | 0 | 0 | 0 | 0 | 0 | 0 | 0 | 0 | 0 | 0 | 0 | 0 | 0 | 0 | 0 | 0 | 0 | 0 | 0 | 0 | 0 | 0 | 0 | 0 | 0 | 0 | 0 | 0 | 0 | 0 | 0 | 0 | 0 | 0 | 0 | 0 | 0 | 0 | 0 | 0 | 0 | 0 | 0 | 0 | 0 | 0 | 0 | 0 | 0 | 0 | 0 | 0 | 0 | 0 | 0 | 0 | 0 | 0 | 0 | 0 | 0 | 0 | 0 | 0 | 0 | 0 | 0 | 0 | 0 | 0 | 0 | 0 | 0 | 0 | 0 | 0 | 0 | 0 | 0 | 0 | 0 | 0 | 0 | 0 | 0 | 0 | 0 | 0 | 0 | 0 | 0 | 0 | 0 | 0 | 0 | 0 | 0 | 0 | 0 | 0 | 0 | 0 | 0 | 0 | 0 | 0 | 0 | 0 | 0 | 0 | 0 | 0 | 0 | 0 | 0 | 0 | 0 | 0 | 0 | 0 | 0 | 0 | 0 | 0 | 0 | 0 | 0 | 0 | 0 | 0 | 0 | 0 | 0 | 0 | 0 | 0 | 0 | 0 | 0 | 0 | 0 | 0 | 0 | 0 | 0 | 0 | 0 | 0 | 0 | 0 | 0 | 0 | 0 | 0 | 0 | 0 | 0 | 0 | 0 | 0 | 0 | 0 | 0 | 0 | 0 | 0 | 0 | 0 | 0 | 0 | 0 | 0 | 0 | 0 | 0 | 0 | 0 | 0 | 0 | 0 | 0 | 0 | 0 | 0 | 0 | 0 | 0 | 0 | 0 | 0 | 0 | 0 | 0 | 0 | 0 | 0 | 0 | 0 | 0 | 0 | 0 | 0 | 0 | 0 | 0 | 0 | 0 | 0 | 0 | 0 | 0 | 0 | 0 | 0 | 0 | 0 | 0 | 0 | 0 | 0 | 0 | 0 | 0 | 0 | 0 | 0 | 0 | 0 | 0 | 0 | 0 | 0 | 0 | 0 | 0 | 0 | 0 | 0 | 0 | 0 | 0 | 0 | 0 | 0 | 0 | 0 | 0 | 0 | 0 | 0 | 0 | 0 | 0 | 0 | 0 | 0 | 0 | 0 | 0 | 0 | 0 | 0 | 0 | 0 | 0 | 0 | 0 | 0 | 0 | 0 | 0 | 0 | 0 | 0 | 0 | 0 | 0 | 0 | 0 | 0 | 0 | 0 | 0 | 0 | 0 | 0 | 0 | 0 | 0 | 0 | 0 | 0 | 0 | 0 | 0 | 0 | 0 | 0 | 0 | 0 | 0 | 0 | 0 | 0 | 0 | 0 | 0 | 0 | 0 | 0 | 0 | 0 | 0 | 0 | 0 | 0 | 0 | 0 | 0 | 0 | 0 | 0 | 0 | 0 | 0 | 0 | 0 | 0 | 0 | 0 | 0 | 0 | 0 | 0 | 0 | 0 | 0 | 0 | 0 | 0 | 0 | 0 | 0 | 0 | 0 | 0 | 0 | 0 | 0 | 0 | 0 | 0 | 0 | 0 | 0 | 0 | 0 | 0 | 0 | 0 | 0 | 0 | 0 | 0 | 0 | 0 | 0 | 0 | 0 | 0 | 0 | 0 | 0 | 0 | 0 | 0 | 0 | 0 | 0 | 0 | 0 | 0 | 0 | 0 | 0 | 0 | 0 | 0 | 0 | 0 | 0 | 0 | 0 | 0 | 0 | 0 | 0 | 0 | 0 | 0 | 0 | 0 | 0 | 0 | 0 | 0 | 0 | 0 | 0 | 0 | 0 | 0 | 0 | 0 | 0 | 0 | 0 | 0 | 0 | 0 | 0 | 0 | 0 | 0 | 0 | 0 | 0 | 0 | 0 | 0 | 0 | 0 | 0 | 0 | 0 | 0 | 0 | 0 | 0 | 0 | 0 | 0 | 0 | 0 | 0 | 0 | 0 | 0 | 0 | 0 | 0 | 0 | 0 | 0 | 0 | 0 | 0 | 0 | 0 | 0 | 0 | 0 | 0 | 0 | 0 | 0 | 0 | 0 | 0 | 0 | 0 | 0 | 0 | 0 | 0 | 0 | 0 | 0 | 0 | 0 | 0 | 0 | 0 | 0 | 0 | 0 | 0 | 0 | 0 | 0 | 0 | 0 | 0 | 0 | 0 | 0 | 0 | 0 | 0 | 0 | 0 | 0 | 0 | 0 | 0 | 0 | 0 | 0 | 0 | 0 | 0 | 0 | 0 | 0 | 0 | 0 | 0 | 0 | 0 | 0 | 0 | 0 | 0 | 0 | 0 | 0 | 0 | 0 | 0 | 0 | 0 | 0 | 0 | 0 | 0 | 0 | 0 | 0 | 0 | 0 | 0 | 0 | 0 | 0 | 0 | 0 | 0 | 0 | 0 | 0 | 0 | 0 | 0 | 0 | 0 | 0 | 0 | 0 | 0 | 0 | 0 | 0 | 0 | 0 | 0 | 0 | 0 | 0 | 0 | 0 | 0 | 0 | 0 | 0 | 0 | 0 | 0 | 0 | 0 | 0 | 0 | 0 | 0 | 0 | 0 | 0 | 0 | 0 | 0 | 0 | 0 | 0 | 0 | 0 | 0 | 0 | 0 | 0 | 0 | 0 | 0 | 0 | 0 | 0 | 0 | 0 | 0 | 0 | 0 | 0 | 0 | 0 | 0 | 0 | 0 | 0 | 0 | 0 | 0 | 0 | 0 | 0 | 0 | 0 | 0 | 0 | 0 | 0 | 0 | 0 | 0 | 0 | 0 | 0 | 0 | 0 | 0 | 0 | 0 | 0 | 0 | 0 | 0 | 0 | 0 | 0 | 0 | 0 | 0 | 0 | 0 | 0 | 0 | 0 | 0 | 0 | 0 | 0 | 0 | 0 | 0 | 0 | 0 | 0 | 0 | 0 | 0 | 0 | 0 | 0 | 0 | 0 | 0 | 0 | 0 | 0 | 0 | 0 | 0 | 0 | 0 | 0 | 0 | 0 | 0 | 0 | 0 | 0 | 0 | 0 | 0 | 0 | 0 | 0 | 0 | 0 | 0 | 0 | 0 | 0 | 0 | 0 | 0 | 0 | 0 | 0 | 0 | 0 | 0 | 0 | 0 | 0 | 0 | 0 | 0 | 0 | 0 | 0 | 0 | 0 | 0 | 0 | 0 | 0 | 0 | 0 | 0 | 0 | 0 | 0 | 0 | 0 | 0 | 0 | 0 | 0 | 0 | 0 | 0 | 0 | 0 | 0 | 0 | 0 | 0 | 0 | 0 | 0 | 0 | 0 | 0 | 0 | 0 | 0 | 0 | 0 | 0 | 0 | 0 | 0 | 0 | 0 | 0 | 0 | 0 | 0 | 0 | 0 | 0 | 0 | 0 | 0 | 0 | 0 | 0 | 0 | 0 | 0 | 0 | 0 | 0 | 0 | 0 | 0 | 0 | 0 | 0 | 0 | 0 | 0 | 0 | 0 | 0 | 0 | 0 | 0 | 0 | 0 | 0 | 0 | 0 | 0 | 0 | 0 | 0 | 0 | 0 | 0 | 0 | 0 | 0 | 0 | 0 | 0 | 0 | 0 | 0 | 0 | 0 | 0 | 0 | 0 | 0 | 0 | 0 | 0 | 0 | 0 | 0 | 0 | 0 | 0 | 0 | 0 | 0 | 0 | 0 | 0 | 0 | 0 | 0 | 0 | 0 | 0 | 0 | 0 | 0 | 0 | 0 | 0 | 0 | 0 | 0 | 0 | 0 | 0 | 0 | 0 | 0 | 0 | 0 | 0 | 0 | 0 | 0 | 0 | 0 | 0 | 0 | 0 | 0 | 0 | 0 | 0 | 0 | 0 | 0 | 0 | 0 | 0 | 0 | 0 | 0 | 0 | 0 | 0 | 0 | 0 | 0 | 0 | 0 | 0 | 0 | 0 | 0 | 0 | 0 | 0 | 0 | 0 | 0 | 0 | 0 | 0 | 0 | 0 | 0 | 0 | 0 | 0 | 0 | 0 | 0 | 0 | 0 | 0 | 0 | 0 | 0 | 0 | 0 | 0 | 0 | 0 | 0 | 0 | 0 | 0 | 0 | 0 | 0 | 0 | 0 | 0 | 0 | 0 | 0 | 0 | 0 | 0 | 0 | 0 | 0 | 0 | 0 | 0 | 0 | 0 | 0 | 0 | 0 | 0 | 0 | 0 | 0 | 0 | 0 | 0 | 0 | 0 | 0 | 0 | 0 | 0 | 0 | 0 | 0 | 0 | 0 | 0 | 0 | 0 | 0 | 0 | 0 | 0 | 0 | 0 | 0 | 0 | 0 | 0 | 0 | 0 | 0 | 0 | 0 | 0 | 0 | 0 | 0 | 0 | 0 | 0 | 0 | 0 | 0 | 0 | 0 | 0 | 0 | 0 | 0 | 0 | 0 | 0 | 0 | 0 | 0 | 0 | 0 | 0 | 0 | 0 | 0 | 0 | 0 | 0 | 0 | 0 | 0 | 0 | 0 | 0 | 0 | 0 | 0 | 0 | 0 | 0 | 0 | 0 | 0 | 0 | 0 | 0 | 0 | 0 | 0 | 0 | 0 | 0 | 0 | 0 | 0 | 0 | 0 | 0 | 0 | 0 | 0 | 0 | 0 | 0 | 0 | 0 | 0 | 0 | 0 | 0 | 0 | 0 | 0 | 0 | 0 | 0 | 0 | 0 | 0 | 0 | 0 | 0 | 0 | 0 | 0 | 0 | 0 | 0 | 0 | 0 | 0 | 0 | 0 | 0 | 0 | 0 | 0 | 0 | 0 | 0 | 0 | 0 | 0 | 0 | 0 | 0 | 0 | 0 | 0 | 0 | 0 | 0 | 0 | 0 | 0 | 0 | 0 | 0 | 0 | 0 | 0 | 0 | 0 | 0 | 0 | 0 | 0 | 0 | 0 | 0 | 0 | 0 | 0 | 0 | 0 | 0 | 0 | 0 | 0 | 0 | 0 | 0 | 0 | 0 | 0 | 0 | 0 | 0 | 0 | 0 | 0 | 0 | 0 | 0 | 0 | 0 | 0 | 0 | 0 | 0 | 0 | 0 | 0 | 0 | 0 | 0 | 0 | 0 | 0 | 0 | 0 | 0 | 0 | 0 | 0 | 0 | 0 | 0 | 0 | 0 | 0 | 0 | 0 | 0 | 0 | 0 | 0 | 0 | 0 | 0 | 0 | 0 | 0 | 0 | 0 | 0 | 0 | 0 | 0 | 0 | 0 | 0 | 0 | 0 | 0 | 0 | 0 | 0 | 0 | 0 | 0 | 0 | 0 | 0 | 0 | 0 | 0 | 0 | 0 | 0 | 0 | 0 | 0 | 0 | 0 | 0 | 0 | 0 | 0 | 0 | 0 | 0 | 0 | 0 | 0 | 0 | 0 | 0 | 0 | 0 | 0 | 0 | 0 | 0 | 0 | 0 | 0 | 0 | 0 | 0 | 0 | 0 | 0 | 0 | 0 | 0 | 0 | 0 | 0 | 0 | 0 | 0 | 0 | 0 | 0 | 0 | 0 | 0 | 0 | 0 | 0 | 0 | 0 | 0 | 0 | 0 | 0 | 0 | 0 | 0 | 0 | 0 | 0 | 0 | 0 | 0 | 0 | 0 | 0 | 0 | 0 | 0 | 0 | 0 | 0 | 0 | 0 | 0 | 0 | 0 | 0 | 0 | 0 | 0 | 0 | 0 | 0 | 0 | 0 | 0 | 0 | 0 | 0 | 0 | 0 | 0 | 0 | 0 | 0 | 0 | 0 | 0 | 0 | 0 | 0 | 0 | 0 | 0 | 0 | 0 | 0 | 0 | 0 | 0 | 0 | 0 | 0 | 0 | 0 | 0 | 0 | 0 | 0 | 0 | 0 | 0 | 0 | 0 | 0 | 0 | 0 | 0 | 0 | 0 | 0 | 0 | 0 | 0 | 0 | 0 | 0 | 0 | 0 | 0 | 0 | 0 | 0 | 0 | 0 | 0 | 0 | 0 | 0 | 0 | 0 | 0 | 0 | 0 | 0 | 0 | 0 | 0 | 0 | 0 | 0 | 0 | 0 | 0 | 0 | 0 | 0 | 0 | 0 | 0 | 0 | 0 | 0 | 0 | 0 | 0 | 0 | 0 | 0 | 0 | 0 | 0 | 0 | 0 | 0 | 0 | 0 | 0 | 0 | 0 | 0 | 0 | 0 | 0 | 0 | 0 | 0 | 0 | 0 | 0 | 0 | 0 | 0 | 0 | 0 | 0 | 0 | 0 | 0 | 0 | 0 | 0 | 0 | 0 | 0 | 0 | 0 | 0 | 0 | 0 | 0 | 0 | 0 | 0 | 0 | 0 | 0 | 0 | 0 | 0 | 0 | 0 | 0 | 0 | 0 | 0 | 0 | 0 | 0 | 0 | 0 | 0 | 0 | 0 | 0 | 0 | 0 | 0 | 0 | 0 | 0 | 0 | 0 | 0 | 0 | 0 | 0 | 0 | 0 | 0 | 0 | 0 | 0 | 0 | 0 | 0 | 0 | 0 | 0 | 0 | 0 | 0 | 0 | 0 | 0 | 0 | 0 | 0 | 0 | 0 | 0 | 0 | 0 | 0 | 0 | 0 | 0 | 0 | 0 | 0 | 0 | 0 | 0 | 0 | 0 | 0 | 0 | 0 | 0 | 0 | 0 | 0 | 0 | 0 | 0 | 0 | 0 | 0 | 0 | 0 | 0 | 0 | 0 | 0 | 0 | 0 | 0 | 0 | 0 | 0 | 0 | 0 | 0 | 0 | 0 | 0 | 0 | 0 | 0 | 0 | 0 | 0 | 0 | 0 | 0 | 0 | 0 | 0 | 0 | 0 | 0 | 0 | 0 | 0 | 0 | 0 | 0 | 0 | 0 | 0 | 0 | 0 | 0 | 0 | 0 | 0 | 0 | 0 | 0 | 0 | 0 | 0 | 0 | 0 | 0 | 0 | 0 | 0 | 0 | 0 | 0 | 0 | 0 | 0 | 0 | 0 | 0 | 0 | 0 | 0 | 0 | 0 | 0 | 0 | 0 | 0 | 0 | 0 | 0 | 0 | 0 | 0 | 0 | 0 | 0 | 0 | 0 | 0 | 0 | 0 | 0 | 0 | 0 | 0 | 0 | 0 | 0 | 0 | 0 | 0 | 0 | 0 | 0 | 0 | 0 | 0 | 0 | 0 | 0 | 0 | 0 | 0 | 0 | 0 | 0 | 0 | 0 | 0 | 0 | 0 | 0 | 0 | 0 | 0 | 0 | 0 | 0 | 0 | 0 | 0 | 0 | 0 | 0 | 0 | 0 | 0 | 0 | 0 | 0 | 0 | 0 | 0 | 0 | 0 | 0 | 0 | 0 | 0 | 0 | 0 | 0 | 0 | 0 | 0 | 0 | 0 | 0 | 0 | 0 | 0 | 0 | 0 | 0 | 0 | 0 | 0 | 0 | 0 | 0 | 0 | 0 | 0 | 0 | 0 | 0 | 0 | 0 | 0 | 0 | 0 | 0 | 0 | 0 | 0 | 0 | 0 | 0 | 0 | 0 | 0 | 0 | 0 | 0 | 0 | 0 | 0 | 0 | 0 | 0 | 0 | 0 | 0 | 0 | 0 | 0 | 0 | 0 | 0 | 0 | 0 | 0 | 0 | 0 | 0 | 0 | 0 | 0 | 0 | 0 | 0 | 0 | 0 | 0 | 0 | 0 | 0 | 0 | 0 | 0 | 0 | 0 | 0 | 0 | 0 | 0 | 0 | 0 | 0 | 0 | 0 | 0 | 0 | 0 | 0 | 0 | 0 | 0 | 0 | 0 | 0 | 0 | 0 | 0 | 0 | 0 | 0 | 0 | 0 | 0 | 0 | 0 | 0 | 0 | 0 | 0 | 0 | 0 | 0 | 0 | 0 | 0 | 0 | 0 | 0 | 0 | 0 | 0 | 0 | 0 | 0 | 0 | 0 | 0 | 0 | 0 | 0 | 0 | 0 | 0 | 0 | 0 | 0 | 0 | 0 | 0 | 0 | 0 | 0 | 0 | 0 | 0 | 0 | 0 | 0 | 0 | 0 | 0 | 0 | 0 | 0 | 0 | 0 | 0 | 0 | 0 | 0 | 0 | 0 | 0 | 0 | 0 | 0 | 0 | 0 | 0 | 0 | 0 | 0 | 0 | 0 | 0 | 0 | 0 | 0 | 0 | 0 | 0 | 0 | 0 | 0 | 0 | 0 | 0 | 0 | 0 | 0 | 0 | 0 | 0 | 0 | 0 | 0 | 0 | 0 | 0 | 0 | 0 | 0 | 0 | 0 | 0 | 0 | 0 | 0 | 0 | 0 | 0 | 0 | 0 | 0 | 0 | 0 | 0 | 0 | 0 | 0 | 0 | 0 | 0 | 0 | 0 | 0 | 0 | 0 | 0 | 0 | 0 | 0 | 0 | 0 | 0 | 0 | 0 | 0 | 0 | 0 | 0 | 0 | 0 | 0 | 0 | 0 | 0 | 0 | 0 | 0 | 0 | 0 | 0 | 0 | 0 | 0 | 0 | 0 | 0 | 0 | 0 | 0 | 0 | 0 | 0 | 0 | 0 | 0 | 0 | 0 | 0 | 0 | 0 | 0 | 0 | 0 | 0 | 0 | 0 | 0 | 0 | 0 | 0 | 0 | 0 | 0 | 0 | 0 | 0 | 0 | 0 | 0 | 0 | 0 | 0 | 0 | 0 | 0 | 0 | 0 | 0 | 0 | 0 | 0 | 0 | 0 | 0 | 0 | 0 | 0 | 0 | 0 | 0 | 0 | 0 | 0 | 0 | 0 | 0 | 0 | 0 | 0 | 0 | 0 | 0 | 0 | 0 | 0 | 0 | 0 | 0 | 0 | 0 | 0 | 0 | 0 | 0 | 0 | 0 | 0 | 0 | 0 | 0 | 0 | 0 | 0 | 0 | 0 | 0 | 0 | 0 | 0 | 0 | 0 | 0 | 0 | 0 | 0 | 0 | 0 | 0 | 0 | 0 | 0 | 0 | 0 | 0 | 0 | 0 | 0 | 0 | 0 | 0 | 0 | 0 | 0 | 0 | 0 | 0 | 0 | 0 | 0 | 0 | 0 | 0 | 0 | 0 | 0 | 0 | 0 | 0 | 0 | 0 | 0 | 0 | 0 | 0 | 0 | 0 | 0 | 0 | 0 | 0 | 0 | 0 | 0 | 0 | 0 | 0 | 0 | 0 | 0 | 0 | 0 | 0 | 0 | 0 | 0 | 0 | 0 | 0 | 0 | 0 | 0 | 0 | 0 | 0 | 0 | 0 | 0 | 0 | 0 | 0 | 0 | 0 | 0 | 0 | 0 | 0 | 0 | 0 | 0 | 0 | 0 | 0 | 0 | 0 | 0 | 0 | 0 | 0 | 0 | 0 | 0 | 0 | 0 | 0 | 0 | 0 | 0 | 0 | 0 | 0 | 0 | 0 | 0 | 0 | 0 | 0 | 0 | 0 | 0 | 0 | 0 | 0 | 0 | 0 | 0 | 0 | 0 | 0 | 0 | 0 | 0 | 0 | 0 | 0 | 0 | 0 | 0 | 0 | 0 | 0 | 0 | 0 | 0 | 0 | 0 | 0 | 0 | 0 | 0 | 0 | 0 | 0 | 0 | 0 | 0 | 0 | 0 | 0 | 0 | 0 | 0 | 0 | 0 | 0 | 0 | 0 | 0 | 0 | 0 | 0 | 0 | 0 | 0 | 0 | 0 | 0 | 0 | 0 | 0 | 0 | 0 | 0 | 0 | 0 | 0 | 0 | 0 | 0 | 0 | 0 | 0 | 0 | 0 | 0 | 0 | 0 | 0 | 0 | 0 | 0 | 0 | 0 | 0 | 0 | 0 | 0 | 0 | 0 | 0 | 0 | 0 | 0 | 0 | 0 | 0 | 0 | 0 | 0 | 0 | 0 | 0 | 0 | 0 | 0 | 0 | 0 | 0 | 0 | 0 | 0 | 0 | 0 | 0 | 0 | 0 | 0 | 0 | 0 | 0 | 0 | 0 | 0 | 0 | 0 | 0 | 0 | 0 | 0 | 0 | 0 | 0 | 0 | 0 | 0 | 0 | 0 | 0 | 0 | 0 | 0 | 0 | 0 | 0 | 0 | 0 | 0 | 0 | 0 | 0 | 0 | 0 | 0 | 0 | 0 | 0 | 0 | 0 | 0 | 0 | 0 | 0 | 0 | 0 | 0 | 0 | 0 | 0 | 0 | 0 | 0 | 0 | 0 | 0 | 0 | 0 | 0 | 0 | 0 | 0 | 0 | 0 | 0 | 0 | 0 | 0 | 0 | 0 | 0 | 0 | 0 | 0 | 0 | 0 | 0 | 0 | 0 | 0 | 0 | 0 | 0 | 0 | 0 | 0 | 0 | 0 | 0 | 0 | 0 | 0 | 0 | 0 | 0 | 0 | 0 | 0 | 0 | 0 | 0 | 0 | 0 | 0 | 0 | 0 | 0 | 0 | 0 | 0 | 0 | 0 | 0 | 0 | 0 | 0 | 0 | 0 | 0 | 0 | 0 | 0 | 0 | 0 | 0 | 0 | 0 | 0 | 0 | 0 | 0 | 0 | 0 | 0 | 0 | 0 | 0 | 0 | 0 | 0 | 0 | 0 | 0 | 0 | 0 | 0 | 0 | 0 | 0 | 0 | 0 | 0 | 0 | 0 | 0 | 0 | 0 | 0 | 0 | 0 | 0 | 0 | 0 | 0 | 0 | 0 | 0 | 0 | 0 | 0 | 0 | 0 | 0 | 0 | 0 | 0 | 0 | 0 | 0 | 0 | 0 | 0 | 0 | 0 | 0 | 0 | 0 | 0 | 0 | 0 | 0 | 0 | 0 | 0 | 0 | 0 | 0 | 0 | 0 | 0 | 0 | 0 | 0 | 0 | 0 | 0 | 0 | 0 | 0 | 0 | 0 | 0 | 0 | 0 | 0 | 0 | 0 | 0 | 0 | 0 | 0 | 0 | 0 | 0 | 0 | 0 | 0 | 0 | 0 | 0 | 0 | 0 | 0 | 0 | 0 | 0 | 0 | 0 | 0 | 0 | 0 | 0 | 0 | 0 | 0 | 0 | 0 | 0 | 0 | 0 | 0 | 0 | 0 | 0 | 0 | 0 | 0 | 0 | 0 | 0 | 0 | 0 | 0 | 0 | 0 | 0 | 0 | 0 | 0 | 0 | 0 | 0 | 0 | 0 | 0 | 0 | 0 | 0 | 0 | 0 | 0 | 0 | 0 | 0 | 0 | 0 | 0 | 0 | 0 | 0 | 0 | 0 | 0 | 0 | 0 | 0 | 0 | 0 | 0 | 0 | 0 | 0 | 0 | 0 | 0 | 0 | 0 | 0 | 0 | 0 | 0 | 0 | 0 | 0 | 0 | 0 | 0 | 0 | 0 | 0 | 0 | 0 | 0 | 0 | 0 | 0 | 0 | 0 | 0 | 0 | 0 | 0 | 0 | 0 | 0 | 0 | 0 | 0 | 0 | 0 | 0 | 0 | 0 | 0 | 0 | 0 | 0 | 0 | 0 | 0 | 0 | 0 | 0 | 0 | 0 | 0 | 0 | 0 | 0 | 0 | 0 | 0 | 0 | 0 | 0 | 0 | 0 | 0 | 0 | 0 | 0 | 0 | 0 | 0 | 0 | 0 | 0 | 0 | 0 | 0 | 0 | 0 | 0 | 0 | 0 | 0 | 0 | 0 | 0 | 0 | 0 | 0 | 0 | 0 | 0 | 0 | 0 | 0 | 0 | 0 | 0 | 0 | 0 | 0 | 0 | 0 | 0 | 0 | 0 | 0 | 0 | 0 | 0 | 0 | 0 | 0 | 0 | 0 | 0 | 0 | 0 | 0 | 0 | 0 | 0 | 0 | 0 | 0 | 0 | 0 | 0 | 0 | 0 | 0 | 0 | 0 | 0 | 0 | 0 | 0 | 0 | 0 | 0 | 0 | 0 | 0 | 0 | 0 | 0 | 0 | 0 | 0 | 0 | 0 | 0 | 0 | 0 | 0 | 0 | 0 | 0 | 0 | 0 | 0 | 0 | 0 | 0 | 0 | 0 | 0 | 0 | 0 | 0 | 0 | 0 | 0 | 0 | 0 | 0 | 0 | 0 | 0 | 0 | 0 | 0 | 0 | 0 | 0 | 0 | 0 | 0 | 0 | 0 | 0 | 0 | 0 | 0 | 0 | 0 | 0 | 0 | 0 | 0 | 0 | 0 | 0 | 0 | 0 | 0 | 0 | 0 | 0 | 0 | 0 | 0 | 0 | 0 | 0 | 0 | 0 | 0 | 0 | 0 | 0 | 0 | 0 | 0 | 0 | 0 | 0 | 0 | 0 | 0 | 0 | 0 | 0 | 0 | 0 | 0 | 0 | 0 | 0 | 0 | 0 | 0 | 0 | 0 | 0 | 0 | 0 | 0 | 0 | 0 | 0 | 0 | 0 | 0 | 0 | 0 | 0 | 0 | 0 | 0 | 0 | 0 | 0 | 0 | 0 | 0 | 0 | 0 | 0 | 0 | 0 | 0 | 0 | 0 | 0 | 0 | 0 | 0 | 0 | 0 | 0 | 0 | 0 | 0 | 0 | 0 | 0 | 0 | 0 | 0 | 0 | 0 | 0 | 0 | 0 | 0 | 0 | 0 | 0 | 0 | 0 | 0 | 0 | 0 | 0 | 0 | 0 | 0 | 0 | 0 | 0 | 0 | 0 | 0 | 0 | 0 | 0 | 0 | 0 | 0 | 0 | 0 | 0 | 0 | 0 | 0 | 0 | 0 | 0 | 0 | 0 | 0 | 0 | 0 | 0 | 0 | 0 | 0 | 0 | 0 | 0 | 0 | 0 | 0 | 0 | 0 | 0 | 0 | 0 | 0 | 0 | 0 | 0 | 0 | 0 | 0 | 0 | 0 | 0 | 0 | 0 | 0 | 0 | 0 | 0 | 0 | 0 | 0 | 0 | 0 | 0 | 0 | 0 | 0 | 0 | 0 | 0 | 0 | 0 | 0 | 0 | 0 | 0 | 0 | 0 | 0 | 0 | 0 | 0 | 0 | 0 | 0 | 0 | 0 | 0 | 0 | 0 | 0 | 0 | 0 | 0 | 0 | 0 | 0 | 0 | 0 | 0 | 0 | 0 | 0 | 0 | 0 | 0 | 0 | 0 | 0 | 0 | 0 | 0 | 0 | 0 | 0 | 0 | 0 | 0 | 0 | 0 | 0 | 0 | 0 | 0 | 0 | 0 | 0 | 0 | 0 | 0 | 0 | 0 | 0 | 0 | 0 | 0 | 0 | 0 | 0 | 0 | 0 | 0 | 0 | 0 | 0 | 0 | 0 | 0 | 0 | 0 | 0 | 0 | 0 | 0 | 0 | 0 | 0 | 0 | 0 | 0 | 0 | 0 | 0 | 0 | 0 | 0 | 0 | 0 | 0 | 0 | 0 | 0 | 0 | 0 | 0 | 0 | 0 | 0 | 0 | 0 | 0 | 0 | 0 | 0 | 0 | 0 | 0 | 0 | 0 | 0 | 0 | 0 | 0 | 0 | 0 | 0 | 0 | 0 | 0 | 0 | 0 | 0 | 0 | 0 | 0 | 0 | 0 | 0 | 0 | 0 | 0 | 0 | 0 | 0 | 0 | 0 | 0 | 0 | 0 | 0 | 0 | 0 | 0 | 0 | 0 | 0 | 0 | 0 | 0 | 0 | 0 | 0 | 0 | 0 | 0 | 0 | 0 | 0 | 0 | 0 | 0 | 0 | 0 | 0 | 0 | 0 | 0 | 0 | 0 | 0 | 0 | 0 | 0 | 0 | 0 | 0 | 0 | 0 | 0 | 0 | 0 | 0 | 0 | 0 | 0 | 0 | 0 | 0 | 0 | 0 | 0 | 0 | 0 | 0 | 0 | 0 | 0 | 0 | 0 | 0 | 0 | 0 | 0 | 0 | 0 | 0 | 0 | 0 | 0 | 0 | 0 | 0 | 0 | 0 | 0 | 0 | 0 | 0 | 0 | 0 | 0 | 0 | 0 | 0 | 0 | 0 | 0 | 0 | 0 | 0 | 0 | 0 | 0 | 0 | 0 | 0 | 0 | 0 | 0 | 0 | 0 | 0 | 0 | 0 | 0 | 0 | 0 | 0 | 0 | 0 | 0 | 0 | 0 | 0 | 0 | 0 | 0 | 0 | 0 | 0 | 0 | 0 | 0 | 0 | 0 | 0 | 0 | 0 | 0 | 0 | 0 | 0 | 0 | 0 | 0 | 0 | 0 | 0 | 0 | 0 | 0 | 0 | 0 | 0 | 0 | 0 | 0 | 0 | 0 | 0 | 0 | 0 | 0 | 0 | 0 | 0 | 0 | 0 | 0 | 0 | 0 | 0 | 0 | 0 | 0 | 0 | 0 | 0 | 0 | 0 | 0 | 0 | 0 | 0 | 0 | 0 | 0 | 0 | 0 | 0 | 0 | 0 | 0 | 0 | 0 | 0 | 0 | 0 | 0 | 0 | 0 | 0 | 0 | 0 | 0 | 0 | 0 | 0 | 0 | 0 | 0 | 0 | 0 | 0 | 0 | 0 | 0 | 0 | 0 | 0 | 0 | 0 | 0 | 0 | 0 | 0 | 0 | 0 | 0 | 0 | 0 | 0 | 0 | 0 | 0 | 0 | 0 | 0 | 0 | 0 | 0 | 0 | 0 | 0 | 0 | 0 | 0 | 0 | 0 | 0 | 0 | 0 | 0 | 0 | 0 | 0 | 0 | 0 | 0 | 0 | 0 | 0 | 0 | 0 | 0 | 0 | 0 | 0 | 0 | 0 | 0 | 0 | 0 | 0 | 0 | 0 | 0 | 0 | 0 | 0 | 0 | 0 | 0 | 0 | 0 | 0 | 0 | 0 | 0 | 0 | 0 | 0 | 0 | 0 | 0 | 0 | 0 | 0 | 0 | 0 | 0 | 0 | 0 | 0 | 0 | 0 | 0 | 0 | 0 | 0 | 0 | 0 | 0 | 0 | 0 | 0 | 0 | 0 | 0 | 0 | 0 | 0 | 0 | 0 | 0 | 0 | 0 | 0 | 0 | 0 | 0 | 0 | 0 | 0 | 0 | 0 | 0 | 0 | 0 | 0 | 0 | 0 | 0 | 0 | 0 | 0 | 0 | 0 | 0 | 0 | 0 | 0 | 0 | 0 | 0 | 0 | 0 | 0 | 0 | 0 | 0 | 0 | 0 | 0 | 0 | 0 | 0 | 0 | 0 | 0 | 0 | 0 | 0 | 0 | 0 | 0 | 0 | 0 | 0 | 0 | 0 | 0 | 0 | 0 | 0 | 0 | 0 | 0 | 0 | 0 | 0 | 0 | 0 | 0 | 0 | 0 | 0 | 0 | 0 | 0 | 0 | 0 | 0 | 0 | 0 | 0 | 0 | 0 | 0 | 0 | 0 | 0 | 0 | 0 | 0 | 0 | 0 | 0 | 0 | 0 | 0 | 0 | 0 | 0 | 0 | 0 | 0 | 0 | 0 | 0 | 0 | 0 | 0 | 0 | 0 | 0 | 0 | 0 | 0 | 0 | 0 | 0 | 0 | 0 | 0 | 0 | 0 | 0 | 0 | 0 | 0 | 0 | 0 | 0 | 0 | 0 | 0 | 0 | 0 | 0 | 0 | 0 | 0 | 0 | 0 | 0 | 0 | 0 | 0 | 0 | 0 | 0 | 0 | 0 | 0 | 0 | 0 | 0 | 0 | 0 | 0 | 0 | 0 | 0 | 0 | 0 | 0 | 0 | 0 | 0 | 0 | 0 | 0 | 0 | 0 | 0 | 0 | 0 | 0 | 0 | 0 | 0 | 0 | 0 | 0 | 0 | 0 | 0 | 0 | 0 | 0 | 0 | 0 | 0 | 0 | 0 | 0 | 0 | 0 | 0 | 0 | 0 | 0 | 0 | 0 | 0 | 0 | 0 | 0 | 0 | 0 | 0 | 0 | 0 | 0 | 0 | 0 | 0 | 0 | 0 | 0 | 0 | 0 | 0 | 0 | 0 | 0 | 0 | 0 | 0 | 0 | 0 | 0 | 0 | 0 | 0 | 0 | 0 | 0 | 0 | 0 | 0 | 0 | 0 | 0 | 0 | 0 | 0 | 0 | 0 | 0 | 0 | 0 | 0 | 0 | 0 | 0 | 0 | 0 | 0 | 0 | 0 | 0 | 0 | 0 | 0 | 0 | 0 | 0 | 0 | 0 | 0 | 0 | 0 | 0 | 0 | 0 | 0 | 0 | 0 | 0 | 0 | 0 | 0 | 0 | 0 | 0 | 0 | 0 | 0 | 0 | 0 | 0 | 0 | 0 | 0 | 0 | 0 | 0 | 0 | 0 | 0 | 0 | 0 | 0 | 0 | 0 | 0 | 0 | 0 | 0 | 0 | 0 | 0 | 0 | 0 | 0 | 0 | 0 | 0 | 0 | 0 | 0 | 0 | 0 | 0 | 0 | 0 | 0 | 0 | 0 | 0 | 0 | 0 | 0 | 0 | 0 | 0 | 0 | 0 | 0 | 0 | 0 | 0 | 0 | 0 | 0 | 0 | 0 | 0 | 0 | 0 | 0 | 0 | 0 | 0 | 0 | 0 | 0 | 0 | 0 | 0 | 0 | 0 | 0 | 0 | 0 | 0 | 0 | 0 | 0 | 0 | 0 | 0 | 0 | 0 | 0 | 0 | 0 | 0 | 0 | 0 | 0 | 0 | 0 | 0 | 0 | 0 | 0 | 0 | 0 | 0 | 0 | 0 | 0 | 0 | 0 | 0 | 0 | 0 | 0 | 0 | 0 | 0 | 0 | 0 | 0 | 0 | 0 | 0 | 0 | 0 | 0 | 0 | 0 | 0 | 0 | 0 | 0 | 0 | 0 | 0 | 0 | 0 | 0 | 0 | 0 | 0 | 0 | 0 | 0 | 0 | 0 | 0 | 0 | 0 | 0 | 0 | 0 | 0 | 0 | 0 | 0 | 0 | 0 | 0 | 0 | 0 | 0 | 0 | 0 | 0 | 0 | 0 | 0 | 0 | 0 | 0 | 0 | 0 | 0 | 0 | 0 | 0 | 0 | 0 | 0 | 0 | 0 | 0 | 0 | 0 | 0 | 0 | 0 | 0 | 0 | 0 | 0 | 0 | 0 | 0 | 0 | 0 | 0 | 0 | 0 | 0 | 0 | 0 | 0 | 0 | 0 | 0 | 0 | 0 | 0 | 0 | 0 | 0 | 0 | 0 | 0 | 0 | 0 | 0 | 0 | 0 | 0 | 0 | 0 | 0 | 0 | 0 | 0 | 0 | 0 | 0 | 0 | 0 | 0 | 0 | 0 | 0 | 0 | 0 | 0 | 0 | 0 | 0 | 0 | 0 | 0 | 0 | 0 | 0 | 0 | 0 | 0 | 0 | 0 | 0 | 0 | 0 | 0 | 0 | 0 | 0 | 0 | 0 | 0 | 0 | 0 | 0 | 0 | 0 | 0 | 0 | 0 | 0 | 0 | 0 | 0 | 0 | 0 | 0 | 0 | 0 | 0 | 0 | 0 | 0 | 0 | 0 | 0 | 0 | 0 | 0 | 0 | 0 | 0 | 0 | 0 | 0 | 0 | 0 | 0 | 0 | 0 | 0 | 0 | 0 | 0 | 0 | 0 | 0 | 0 | 0 | 0 | 0 | 0 | 0 | 0 | 0 | 0 | 0 | 0 | 0 | 0 | 0 | 0 | 0 | 0 | 0 | 0 | 0 | 0 | 0 | 0 | 0 | 0 | 0 | 0 | 0 | 0 | 0 | 0 | 0 | 0 | 0 | 0 | 0 | 0 | 0 | 0 | 0 | 0 | 0 | 0 | 0 | 0 | 0 | 0 | 0 | 0 | 0 | 0 | 0 | 0 | 0 | 0 | 0 | 0 | 0 | 0 | 0 | 0 | 0 | 0 | 0 | 0 | 0 | 0 | 0 | 0 | 0 | 0 | 0 | 0 | 0 | 0 | 0 | 0 | 0 | 0 | 0 | 0 | 0 | 0 | 0 | 0 | 0 | 0 | 0 | 0 | 0 | 0 | 0 | 0 | 0 | 0 | 0 | 0 | 0 | 0 | 0 | 0 | 0 | 0 | 0 | 0 | 0 | 0 | 0 | 0 | 0 | 0 | 0 | 0 | 0 | 0 | 0 | 0 | 0 | 0 | 0 | 0 | 0 | 0 | 0 | 0 | 0 | 0 | 0 | 0 | 0 | 0 | 0 | 0 | 0 | 0 | 0 | 0 | 0 | 0 | 0 | 0 | 0 | 0 | 0 | 0 | 0 | 0 | 0 | 0 | 0 | 0 | 0 | 0 | 0 | 0 | 0 | 0 | 0 | 0 | 0 | 0 | 0 | 0 | 0 | 0 | 0 | 0 | 0 | 0 | 0 | 0 | 0 | 0 | 0 | 0 | 0 | 0 | 0 | 0 | 0 | 0 | 0 | 0 | 0 | 0 | 0 | 0 | 0 | 0 | 0 | 0 | 0 | 0 | 0 | 0 | 0 | 0 | 0 | 0 | 0 | 0 | 0 | 0 | 0 | 0 | 0 | 0 | 0 | 0 | 0 | 0 | 0 | 0 | 0 | 0 | 0 | 0 | 0 | 0 | 0 | 0 | 0 | 0 | 0 | 0 | 0 | 0 | 0 | 0 | 0 | 0 | 0 | 0 | 0 | 0 | 0 | 0 | 0 | 0 | 0 | 0 | 0 | 0 | 0 | 0 | 0 | 0 | 0 | 0 | 0 | 0 | 0 | 0 | 0 | 0 | 0 | 0 | 0 | 0 | 0 | 0 | 0 | 0 | 0 | 0 | 0 | 0 | 0 | 0 | 0 | 0 | 0 | 0 | 0 | 0 | 0 | 0 | 0 | 0 | 0 | 0 | 0 | 0 | 0 | 0 | 0 | 0 | 0 | 0 | 0 | 0 | 0 | 0 | 0 | 0 | 0 | 0 | 0 | 0 | 0 | 0 | 0 | 0 | 0 | 0 | 0 | 0 | 0 | 0 | 0 | 0 | 0 | 0 | 0 | 0 | 0 | 0 | 0 | 0 | 0 | 0 | 0 | 0 | 0 | 0 | 0 | 0 | 0 | 0 | 0 | 0 | 0 | 0 | 0 | 0 | 0 | 0 | 0 | 0 | 0 | 0 | 0 | 0 | 0 | 0 | 0 | 0 | 0 | 0 | 0 | 0 | 0 | 0 | 0 | 0 | 0 | 0 | 0 | 0 | 0 | 0 | 0 | 0 | 0 | 0 | 0 | 0 | 0 | 0 | 0 | 0 | 0 | 0 | 0 | 0 | 0 | 0 | 0 | 0 | 0 | 0 | 0 | 0 | 0 | 0 | 0 | 0 | 0 | 0 | 0 | 0 | 0 | 0 | 0 | 0 | 0 | 0 | 0 | 0 | 0 | 0 | 0 | 0 | 0 | 0 | 0 | 0 | 0 | 0 | 0 | 0 | 0 | 0 | 0 | 0 | 0 | 0 | 0 | 0 | 0 | 0 | 0 | 0 | 0 | 0 | 0 | 0 | 0 | 0 | 0 | 0 | 0 | 0 | 0 | 0 | 0 | 0 | 0 | 0 | 0 | 0 | 0 | 0 | 0 | 0 | 0 | 0 | 0 | 0 | 0 | 0 | 0 | 0 | 0 | 0 | 0 | 0 | 0 | 0 | 0 | 0 | 0 | 0 | 0 | 0 | 0 | 0 | 0 | 0 | 0 | 0 | 0 | 0 | 0 | 0 | 0 | 0 | 0 | 0 | 0 | 0 | 0 | 0 | 0 | 0 | 0 | 0 | 0 | 0 | 0 | 0 | 0 | 0 | 0 | 0 | 0 | 0 | 0 | 0 | 0 | 0 | 0 | 0 | 0 | 0 | 0 | 0 | 0 | 0 | 0 | 0 | 0 | 0 | 0 | 0 | 0 | 0 | 0 | 0 | 0 | 0 | 0 | 0 | 0 | 0 | 0 | 0 | 0 | 0 | 0 | 0 | 0 | 0 | 0 | 0 | 0 | 0 | 0 | 0 | 0 | 0 | 0 | 0 | 0 | 0 | 0 | 0 | 0 | 0 | 0 | 0 | 0 | 0 | 0 | 0 | 0 | 0 | 0 | 0 | 0 | 0 | 0 | 0 | 0 | 0 | 0 | 0 | 0 | 0 | 0 | 0 | 0 | 0 | 0 | 0 | 0 | 0 | 0 | 0 | 0 | 0 | 0 | 0 | 0 | 0 | 0 | 0 | 0 | 0 | 0 | 0 | 0 | 0 | 0 | 0 | 0 | 0 | 0 | 0 | 0 | 0 | 0 | 0 | 0 | 0 | 0 | 0 | 0 | 0 | 0 | 0 | 0 | 0 | 0 | 0 | 0 | 0 | 0 | 0 | 0 | 0 | 0 | 0 | 0 | 0 | 0 | 0 | 0 | 0 | 0 | 0 | 0 | 0 | 0 | 0 | 0 | 0 | 0 | 0 | 0 | 0 | 0 | 0 | 0 | 0 | 0 | 0 | 0 | 0 | 0 | 0 | 0 | 0 | 0 | 0 | 0 | 0 | 0 | 0 | 0 | 0 | 0 | 0 | 0 | 0 | 0 | 0 | 0 | 0 | 0 | 0 | 0 | 0 | 0 | 0 | 0 | 0 | 0 | 0 | 0 | 0 | 0 | 0 | 0 | 0 | 0 | 0 | 0 | 0 | 0 | 0 | 0 | 0 | 0 | 0 | 0 | 0 | 0 | 0 | 0 | 0 | 0 | 0 | 0 | 0 | 0 | 0 | 0 | 0 | 0 | 0 | 0 | 0 | 0 | 0 | 0 | 0 | 0 | 0 | 0 | 0 | 0 | 0 | 0 | 0 | 0 | 0 | 0 | 0 | 0 | 0 | 0 | 0 | 0 | 0 | 0 | 0 | 0 | 0 | 0 | 0 | 0 | 0 | 0 | 0 | 0 | 0 | 0 | 0 | 0 | 0 | 0 | 0 | 0 | 0 | 0 | 0 | 0 | 0 | 0 | 0 | 0 | 0 | 0 | 0 | 0 | 0 | 0 | 0 | 0 | 0 | 0 | 0 | 0 | 0 | 0 | 0 | 0 | 0 | 0 | 0 | 0 | 0 | 0 | 0 | 0 | 0 | 0 | 0 | 0 | 0 | 0 | 0 | 0 | 0 | 0 | 0 | 0 | 0 | 0 | 0 | 0 | 0 | 0 | 0 | 0 | 0 | 0 | 0 | 0 | 0 | 0 | 0 | 0 | 0 | 0 | 0 | 0 | 0 | 0 | 0 | 0 | 0 | 0 | 0 | 0 | 0 | 0 | 0 | 0 | 0 | 0 | 0 | 0 | 0 | 0 | 0 | 0 | 0 | 0 | 0 | 0 | 0 | 0 | 0 | 0 | 0 | 0 | 0 | 0 | 0 | 0 | 0 | 0 | 0 | 0 | 0 | 0 | 0 | 0 | 0 | 0 | 0 | 0 | 0 | 0 | 0 | 0 | 0 | 0 | 0 | 0 | 0 | 0 | 0 | 0 | 0 | 0 | 0 | 0 | 0 | 0 | 0 | 0 | 0 | 0 | 0 | 0 | 0 | 0 | 0 | 0 | 0 | 0 | 0 | 0 | 0 | 0 | 0 | 0 | 0 | 0 | 0 | 0 | 0 | 0 | 0 | 0 | 0 | 0 | 0 | 0 | 0 | 0 | 0 | 0 | 0 | 0 | 0 | 0 | 0 | 0 | 0 | 0 | 0 | 0 | 0 | 0 | 0 | 0 | 0 | 0 | 0 | 0 | 0 | 0 | 0 | 0 | 0 | 0 | 0 | 0 | 0 | 0 | 0 | 0 | 0 | 0 | 0 | 0 | 0 | 0 | 0 | 0 | 0 | 0 | 0 | 0 | 0 | 0 | 0 | 0 | 0 | 0 | 0 | 0 | 0 | 0 | 0 | 0 | 0 | 0 | 0 | 0 | 0 | 0 | 0 | 0 | 0 | 0 | 0 | 0 | 0 | 0 | 0 | 0 | 0 | 0 | 0 | 0 | 0 | 0 | 0 | 0 | 0 | 0 | 0 | 0 | 0 | 0 | 0 | 0 | 0 | 0 | 0 | 0 | 0 | 0 | 0 | 0 | 0 | 0 | 0 | 0 | 0 | 0 | 0 | 0 | 0 | 0 | 0 | 0 | 0 | 0 | 0 | 0 | 0 | 0 | 0 | 0 | 0 | 0 | 0 | 0 | 0 | 0 | 0 | 0 | 0 | 0 | 0 | 0 | 0 | 0 | 0 | 0 | 0 | 0 | 0 | 0 | 0 | 0 | 0 | 0 | 0 | 0 | 0 | 0 | 0 | 0 | 0 | 0 | 0 | 0 | 0 | 0 | 0 | 0 | 0 | 0 | 0 | 0 | 0 | 0 | 0 | 0 | 0 | 0 | 0 | 0 | 0 | 0 | 0 | 0 | 0 | 0 | 0 | 0 | 0 | 0 | 0 | 0 | 0 | 0 | 0 | 0 | 0 | 0 | 0 | 0 | 0 | 0 | 0 | 0 | 0 | 0 | 0 | 0 | 0 | 0 | 0 | 0 | 0 | 0 | 0 | 0 | 0 | 0 | 0 | 0 | 0 | 0 | 0 | 0 | 0 | 0 | 0 | 0 | 0 | 0 | 0 | 0 | 0 | 0 | 0 | 0 | 0 | 0 | 0 | 0 | 0 | 0 | 0 | 0 | 0 | 0 | 0 | 0 | 0 | 0 | 0 | 0 | 0 | 0 | 0 | 0 | 0 | 0 | 0 | 0 | 0 | 0 | 0 | 0 | 0 | 0 | 0 | 0 | 0 | 0 | 0 | 0 | 0 | 0 | 0 | 0 | 0 | 0 | 0 | 0 | 0 | 0 | 0 | 0 | 0 | 0 | 0 | 0 | 0 | 0 | 0 | 0 | 0 | 0 | 0 | 0 | 0 | 0 | 0 | 0 | 0 | 0 | 0 | 0 | 0 | 0 | 0 | 0 | 0 | 0 | 0 | 0 | 0 | 0 | 0 | 0 | 0 | 0 | 0 | 0 | 0 | 0 | 0 | 0 | 0 | 0 | 0 | 0 | 0 | 0 | 0 | 0 | 0 | 0 | 0 | 0 | 0 | 0 | 0 | 0 | 0 | 0 | 0 | 0 | 0 | 0 | 0 | 0 | 0 | 0 | 0 | 0 | 0 | 0 | 0 | 0 | 0 | 0 | 0 | 0 | 0 | 0 | 0 | 0 | 0 | 0 | 0 | 0 | 0 | 0 | 0 | 0 | 0 | 0 | 0 | 0 | 0 | 0 | 0 | 0 | 0 | 0 | 0 | 0 | 0 | 0 | 0 | 0 | 0 | 0 | 0 | 0 | 0 | 0 | 0 | 0 | 0 | 0 | 0 | 0 | 0 | 0 | 0 | 0 | 0 | 0 | 0 | 0 | 0 | 0 | 0 | 0 | 0 | 0 | 0 | 0 | 0 | 0 | 0 | 0 | 0 | 0 | 0 | 0 | 0 | 0 | 0 | 0 | 0 | 0 | 0 | 0 | 0 | 0 | 0 | 0 | 0 | 0 | 0 | 0 | 0 | 0 | 0 | 0 | 0 | 0 | 0 | 0 | 0 | 0 | 0 | 0 | 0 | 0 | 0 | 0 | 0 | 0 | 0 | 0 | 0 | 0 | 0 | 0 | 0 | 0 | 0 | 0 | 0 | 0 | 0 | 0 | 0 | 0 | 0 | 0 | 0 | 0 | 0 | 0 | 0 | 0 | 0 | 0 | 0 | 0 | 0 | 0 | 0 | 0 | 0 | 0 | 0 | 0 | 0 | 0 | 0 | 0 | 0 | 0 | 0 | 0 | 0 | 0 | 0 | 0 | 0 | 0 | 0 | 0 | 0 | 0 | 0 | 0 | 0 | 0 | 0 | 0 | 0 | 0 | 0 | 0 | 0 | 0 | 0 | 0 | 0 | 0 | 0 | 0 | 0 | 0 | 0 | 0 | 0 | 0 | 0 | 0 | 0 | 0 | 0 | 0 | 0 | 0 | 0 | 0 | 0 | 0 | 0 | 0 | 0 | 0 | 0 | 0 | 0 | 0 | 0 | 0 | 0 | 0 | 0 | 0 | 0 | 0 | 0 | 0 | 0 | 0 | 0 | 0 | 0 | 0 | 0 | 0 | 0 | 0 | 0 | 0 | 0 | 0 | 0 | 0 | 0 | 0 | 0 | 0 | 0 | 0 | 0 | 0 | 0 | 0 | 0 | 0 | 0 | 0 | 0 | 0 | 0 | 0 | 0 | 0 | 0 | 0 | 0 | 0 | 0 | 0 | 0 | 0 | 0 | 0 | 0 | 0 | 0 | 0 | 0 | 0 | 0 | 0 | 0 | 0 | 0 | 0 | 0 | 0 | 0 | 0 | 0 | 0 | 0 | 0 | 0 | 0 | 0 | 0 | 0 | 0 | 0 | 0 | 0 | 0 | 0 | 0 | 0 | 0 | 0 | 0 | 0 | 0 | 0 | 0 | 0 | 0 | 0 | 0 | 0 | 0 | 0 | 0 | 0 | 0 | 0 | 0 | 0 | 0 | 0 | 0 | 0 | 0 | 0 | 0 | 0 | 0 | 0 | 0 | 0 | 0 | 0 | 0 | 0 | 0 | 0 | 0 | 0 | 0 | 0 | 0 | 0 | 0 | 0 | 0 | 0 | 0 | 0 | 0 | 0 | 0 | 0 | 0 | 0 | 0 | 0 | 0 | 0 | 0 | 0 | 0 | 0 | 0 | 0 | 0 | 0 | 0 | 0 | 0 | 0 | 0 | 0 | 0 | 0 | 0 | 0 | 0 | 0 | 0 | 0 | 0 | 0 | 0 | 0 | 0 | 0 | 0 | 0 | 0 | 0 | 0 | 0 | 0 | 0 | 0 | 0 | 0 | 0 | 0 | 0 | 0 | 0 | 0 | 0 | 0 | 0 | 0 | 0 | 0 | 0 | 0 | 0 | 0 | 0 | 0 | 0 | 0 | 0 | 0 | 0 | 0 | 0 | 0 | 0 | 0 | 0 | 0 | 0 | 0 | 0 | 0 | 0 | 0 | 0 | 0 | 0 | 0 | 0 | 0 | 0 | 0 | 0 | 0 | 0 | 0 | 0 | 0 | 0 | 0 | 0 | 0 | 0 | 0 | 0 | 0 | 0 | 0 | 0 | 0 | 0 | 0 | 0 | 0 | 0 | 0 | 0 | 0 | 0 | 0 | 0 | 0 | 0 | 0 | 0 | 0 | 0 | 0 | 0 | 0 | 0 | 0 | 0 | 0 | 0 | 0 | 0 | 0 | 0 | 0 | 0 | 0 | 0 | 0 | 0 | 0 | 0 | 0 | 0 | 0 | 0 | 0 | 0 | 0 | 0 | 0 | 0 | 0 | 0 | 0 | 0 | 0 | 0 | 0 | 0 | 0 | 0 | 0 | 0 | 0 | 0 | 0 | 0 | 0 | 0 | 0 | 0 | 0 | 0 | 0 | 0 | 0 | 0 | 0 | 0 | 0 | 0 | 0 | 0 | 0 | 0 | 0 | 0 | 0 | 0 | 0 | 0 | 0 | 0 | 0 | 0 | 0 | 0 | 0 | 0 | 0 | 0 | 0 | 0 | 0 | 0 | 0 | 0 | 0 | 0 | 0 | 0 | 0 | 0 | 0 | 0 | 0 | 0 | 0 | 0 | 0 | 0 | 0 | 0 | 0 | 0 | 0 | 0 | 0 | 0 | 0 | 0 | 0 | 0 | 0 | 0 | 0 | 0 | 0 | 0 | 0 | 0 | 0 | 0 | 0 | 0 | 0 | 0 | 0 | 0 | 0 | 0 | 0 | 0 | 0 | 0 | 0 | 0 | 0 | 0 | 0 | 0 | 0 | 0 | 0 | 0 | 0 | 0 | 0 | 0 | 0 | 0 | 0 | 0 | 0 | 0 | 0 | 0 | 0 | 0 | 0 | 0 | 0 | 0 | 0 | 0 | 0 | 0 | 0 | 0 | 0 | 0 | 0 | 0 | 0 | 0 | 0 | 0 | 0 | 0 | 0 | 0 | 0 | 0 | 0 | 0 | 0 | 0 | 0 | 0 | 0 | 0 | 0 | 0 | 0 | 0 | 0 | 0 | 0 | 0 | 0 | 0 | 0 | 0 | 0 | 0 | 0 | 0 | 0 | 0 | 0 | 0 | 0 | 0 | 0 | 0 | 0 | 0 | 0 | 0 | 0 | 0 | 0 | 0 | 0 | 0 | 0 | 0 | 0 | 0 | 0 | 0 | 0 | 0 | 0 | 0 | 0 | 0 | 0 | 0 | 0 | 0 | 0 | 0 | 0 | 0 | 0 | 0 | 0 | 0 | 0 | 0 | 0 | 0 | 0 | 0 | 0 | 0 | 0 | 0 | 0 | 0 | 0 | 0 | 0 | 0 | 0 | 0 | 0 | 0 | 0 | 0 | 0 | 0 | 0 | 0 | 0 | 0 | 0 | 0 | 0 | 0 | 0 | 0 | 0 | 0 | 0 | 0 | 0 | 0 | 0 | 0 | 0 | 0 | 0 | 0 | 0 | 0 | 0 | 0 | 0 | 0 | 0 | 0 | 0 | 0 | 0 | 0 | 0 | 0 | 0 | 0 | 0 | 0 | 0 | 0 | 0 | 0 | 0 | 0 | 0 | 0 | 0 | 0 | 0 | 0 | 0 | 0 | 0 | 0 | 0 | 0 | 0 | 0 | 0 | 0 | 0 | 0 | 0 | 0 | 0 | 0 | 0 | 0 | 0 | 0 | 0 | 0 | 0 | 0 | 0 | 0 | 0 | 0 | 0 | 0 | 0 | 0 | 0 | 0 | 0 | 0 | 0 | 0 | 0 | 0 | 0 | 0 | 0 | 0 | 0 | 0 | 0 | 0 | 0 | 0 | 0 | 0 | 0 | 0 | 0 | 0 | 0 | 0 | 0 | 0 | 0 | 0 | 0 | 0 | 0 | 0 | 0 | 0 | 0 | 0 | 0 | 0 | 0 | 0 | 0 | 0 | 0 | 0 | 0 | 0 | 0 | 0 | 0 | 0 | 0 | 0 | 0 | 0 | 0 | 0 | 0 | 0 | 0 | 0 | 0 | 0 | 0 | 0 | 0 | 0 | 0 | 0 | 0 | 0 | 0 | 0 | 0 | 0 | 0 | 0 | 0 | 0 | 0 | 0 | 0 | 0 | 0 | 0 | 0 | 0 | 0 | 0 | 0 | 0 | 0 | 0 | 0 | 0 | 0 | 0 | 0 | 0 | 0 | 0 | 0 | 0 | 0 | 0 | 0 | 0 | 0 | 0 | 0 | 0 | 0 | 0 | 0 | 0 | 0 | 0 | 0 | 0 | 0 | 0 | 0 | 0 | 0 | 0 | 0 | 0 | 0 | 0 | 0 | 0 | 0 | 0 | 0 | 0 | 0 | 0 | 0 | 0 | 0 | 0 | 0 | 0 | 0 | 0 | 0 | 0 | 0 | 0 | 0 | 0 | 0 | 0 | 0 | 0 | 0 | 0 | 0 | 0 | 0 | 0 | 0 | 0 | 0 | 0 | 0 | 0 | 0 | 0 | 0 | 0 | 0 | 0 | 0 | 0 | 0 | 0 | 0 | 0 | 0 | 0 | 0 | 0 | 0 | 0 | 0 | 0 | 0 | 0 | 0 | 0 | 0 | 0 | 0 | 0 | 0 | 0 | 0 | 0 | 0 | 0 | 0 | 0 | 0 | 0 | 0 | 0 | 0 | 0 | 0 | 0 | 0 | 0 | 0 | 0 | 0 | 0 | 0 | 0 | 0 | 0 | 0 | 0 | 0 | 0 | 0 | 0 | 0 | 0 | 0 | 0 | 0 | 0 | 0 | 0 | 0 | 0 | 0 | 0
Labrador Transmission Assets ($/MWh) |  | 1820777.1363 | 21.9748 | 119.1133 | 87799.6663 | 108463.161 | 108463.161 | 108463.161 | 108841.1273 | 108463.161 | 108463.161 | 108463.161 | 108841.1273 | 108463.161 | 108463.161 | 108463.161 | 108841.1273 | 108463.161 | 108463.161 | 108463.161 | 108841.1273 | 108463.161 | 108463.161 | 108463.161 | 108841.1273 | 108463.161 | 108463.161 | 108463.161 | 108841.1273 | 108463.161 | 108463.161 | 108463.161 | 108841.1273 | 108463.161 | 108463.161 | 108463.161 | 108841.1273 | 108463.161 | 108463.161 | 108463.161 | 108841.1273 | 108463.161 | 108463.161 | 108463.161 | 108841.1273 | 108463.161 | 108463.161 | 108463.161 | 108841.1273 | 108463.161 | 108463.161 | 108463.161 | 108841.1273 | 108463.161 | 71037.7966
Labrador Island Link ($/MWh) |  | 5816520.8893 | 70.199 | 380.5107 | 280478.3644 | 346488.4465 | 346488.4465 | 346488.4465 | 347695.8701 | 346488.4465 | 346488.4465 | 346488.4465 | 347695.8701 | 346488.4465 | 346488.4465 | 346488.4465 | 347695.8701 | 346488.4465 | 346488.4465 | 346488.4465 | 347695.8701 | 346488.4465 | 346488.4465 | 346488.4465 | 347695.8701 | 346488.4465 | 346488.4465 | 346488.4465 | 347695.8701 | 346488.4465 | 346488.4465 | 346488.4465 | 347695.8701 | 346488.4465 | 346488.4465 | 346488.4465 | 347695.8701 | 346488.4465 | 346488.4465 | 346488.4465 | 347695.8701 | 346488.4465 | 346488.4465 | 346488.4465 | 347695.8701 | 346488.4465 | 346488.4465 | 346488.4465 | 347695.8701 | 346488.4465 | 346488.4465 | 346488.4465 | 347695.8701 | 346488.4465 | 226932.1266
|  | 18128967.9893 | 218.7968 | 1249.2825 | 874196.6867 | 1079937.3157 | 1079937.3157 | 1079937.3157 | 1083700.6209 | 1079937.3157 | 1079937.3157 | 1079937.3157 | 1083700.6209 | 1079937.3157 | 1079937.3157 | 1079937.3157 | 1083700.6209 | 1079937.3157 | 1079937.3157 | 1079937.3157 | 1083700.6209 | 1079937.3157 | 1079937.3157 | 1079937.3157 | 1083700.6209 | 1079937.3157 | 1079937.3157 | 1079937.3157 | 1083700.6209 | 1079937.3157 | 1079937.3157 | 1079937.3157 | 1083700.6209 | 1079937.3157 | 1079937.3157 | 1079937.3157 | 1083700.6209 | 1079937.3157 | 1079937.3157 | 1079937.3157 | 1083700.6209 | 1079937.3157 | 1079937.3157 | 1079937.3157 | 1083700.6209 | 1079937.3157 | 1079937.3157 | 1079937.3157 | 1083700.6209 | 1079937.3157 | 1079937.3157 | 1079937.3157 | 1083700.6209 | 1079937.3157 | 707303.4444
LUEC based on
Muskrat Falls Average Energy |  | 5.9% | bar: 2020
Muskrat Falls ($/MWh) |  | 126.623 | 89.1317 | 90.9143 | 92.7326 | 94.5872 | 96.479 | 98.4085 | 100.3767 | 102.3843 | 104.4319 | 106.5206 | 108.651 | 110.824 | 113.0405 | 115.3013 | 117.6073 | 119.9595 | 122.3587 | 124.8058 | 127.3019 | 129.848 | 132.4449 | 135.0938 | 137.7957 | 140.5516 | 143.3627 | 146.2299 | 149.1545 | 152.1376 | 155.1804 | 158.284 | 161.4496 | 164.6786 | 167.9722 | 171.3317 | 174.7583 | 178.2535 | 181.8185 | 185.4549 | 189.164 | 192.9473 | 196.8062 | 200.7423 | 204.7572 | 208.8523 | 213.0294 | 217.29 | 221.6358 | 226.0685 | 230.5899 | 235.2017 | 239.9057 | 244.7038 | 249.5979 | 254.5898 | 259.6816 | 264.8753 | 270.1728 | 275.5762 | 281.0877 | 286.7095 | 292.4437 | 298.2926 | 304.2584 | 310.3436 | 316.5505 | 322.8815 | 329.3391 | 335.9259 | 342.6444 | 349.4973 | 356.4872 | 363.617 | 370.8893 | 378.3071 | 385.8732 | 393.5907 | 401.4625 | 409.4918 | 417.6816 | 426.0352 | 434.5559 | 443.2471 | 452.112 | 461.1542 | 470.3773 | 479.7849 | 489.3806 | 499.1682 | 509.1515 | 519.3346 | 529.7213 | 540.3157 | 551.122 | 562.1444 | 573.3873 | 584.8551 | 596.5522 | 608.4832 | 620.6529 | 633.066 | 645.7273 | 658.6418 | 671.8147 | 685.2509 | 698.956 | 712.9351 | 727.1938 | 741.7377 | 756.5724 | 771.7039 | 787.1379 | 802.8807 | 818.9383 | 835.3171 | 852.0234 | 869.0639 | 886.4452 | 904.1741 | 922.2576 | 940.7027 | 959.5168 | 978.7071 | 998.2812 | 1018.2469 | 1038.6118 | 1059.384 | 1080.5717 | 1102.1831 | 1124.2268 | 1146.7113 | 1169.6456 | 1193.0385 | 1216.8993 | 1241.2372 | 1266.062 | 1291.3832 | 1317.2109 | 1343.5551 | 1370.4262 | 1397.8347 | 1425.7914 | 1454.3073 | 1483.3934 | 1513.0613 | 1543.3225 | 1574.1889 | 1605.6727 | 1637.7862 | 1670.5419 | 1703.9527 | 1738.0318 | 1772.7924 | 1808.2483 | 1844.4132 | 1881.3015 | 1918.9275 | 1957.3061 | 1996.4522 | 2036.3813 | 2077.1089 | 2118.6511 | 2161.0241 | 2204.2446 | 2248.3294 | 2293.296 | 2339.162 | 2385.9452 | 2433.6641 | 2482.3374 | 2531.9841 | 2582.6238 | 2634.2763 | 2686.9618 | 2740.701 | 2795.5151 | 2851.4254 | 2908.4539 | 2966.623 | 3025.9554 | 3086.4745 | 3148.204 | 3211.1681 | 3275.3915 | 3340.8993 | 3407.7173 | 3475.8716 | 3545.3891 | 3616.2968 | 3688.6228 | 3762.3952 | 3837.6431 | 3914.396 | 3992.6839 | 4072.5376 | 4153.9883 | 4237.0681 | 4321.8095 | 4408.2457 | 4496.4106 | 4586.3388 | 4678.0656 | 4771.6269 | 4867.0594 | 4964.4006 | 5063.6886 | 5164.9624 | 5268.2616 | 5373.6269 | 5481.0994 | 5590.7214 | 5702.5358 | 5816.5865 | 5932.9183 | 6051.5766 | 6172.6082 | 6296.0603 | 6421.9815 | 6550.4212 | 6681.4296 | 6815.0582 | 6951.3593 | 7090.3865 | 7232.1943 | 7376.8381 | 7524.3749 | 7674.8624 | 7828.3596 | 7984.9268 | 8144.6254 | 8307.5179 | 8473.6682 | 8643.1416 | 8816.0044 | 8992.3245 | 9172.171 | 9355.6144 | 9542.7267 | 9733.5813 | 9928.2529 | 10126.8179 | 10329.3543 | 10535.9414 | 10746.6602 | 10961.5934 | 11180.8253 | 11404.4418 | 11632.5306 | 11865.1812 | 12102.4849 | 12344.5346 | 12591.4253 | 12843.2538 | 13100.1188 | 13362.1212 | 13629.3636 | 13901.9509 | 14179.9899 | 14463.5897 | 14752.8615 | 15047.9188 | 15348.8771 | 15655.8547 | 15968.9718 | 16288.3512 | 16614.1182 | 16946.4006 | 17285.3286 | 17631.0352 | 17983.6559 | 18343.329 | 18710.1956 | 19084.3995 | 19466.0875 | 19855.4092 | 20252.5174 | 20657.5678 | 21070.7191 | 21492.1335 | 21921.9762 | 22360.4157 | 22807.624 | 23263.7765 | 23729.052 | 24203.633 | 24687.7057 | 25181.4598 | 25685.089 | 26198.7908 | 26722.7666 | 27257.2219 | 27802.3664 | 28358.4137 | 28925.582 | 29504.0936 | 30094.1755 | 30696.059 | 31309.9802 | 31936.1798 | 32574.9034 | 33226.4015 | 33890.9295 | 34568.7481 | 35260.123 | 35965.3255 | 36684.632 | 37418.3247 | 38166.6911 | 38930.025 | 39708.6255 | 40502.798 | 41312.8539 | 42139.111 | 42981.8932 | 43841.5311 | 44718.3617 | 45612.729 | 46524.9835 | 47455.4832 | 48404.5929 | 49372.6847 | 50360.1384 | 51367.3412 | 52394.688 | 53442.5818 | 54511.4334 | 55601.6621 | 56713.6953 | 57847.9692 | 59004.9286 | 60185.0272 | 61388.7277 | 62616.5023 | 63868.8323 | 65146.209 | 66449.1332 | 67778.1158 | 69133.6781 | 70516.3517 | 71926.6787 | 73365.2123 | 74832.5166 | 76329.1669 | 77855.7502 | 79412.8652 | 81001.1225 | 82621.145 | 84273.5679 | 85959.0392 | 87678.22 | 89431.7844 | 91220.4201 | 93044.8285 | 94905.7251 | 96803.8396 | 98739.9164 | 100714.7147 | 102729.009 | 104783.5892 | 106879.261 | 109016.8462 | 111197.1831 | 113421.1268 | 115689.5493 | 118003.3403 | 120363.4071 | 122770.6752 | 125226.0887 | 127730.6105 | 130285.2227 | 132890.9272 | 135548.7457 | 138259.7206 | 141024.9151 | 143845.4134 | 146722.3216 | 149656.7681 | 152649.9034 | 155702.9015 | 158816.9595 | 161993.2987 | 165233.1647 | 168537.828 | 171908.5845 | 175346.7562 | 178853.6913 | 182430.7652 | 186079.3805 | 189800.9681 | 193596.9874 | 197468.9272 | 201418.3057 | 205446.6719 | 209555.6053 | 213746.7174 | 218021.6517 | 222382.0848 | 226829.7265 | 231366.321 | 235993.6474 | 240713.5204 | 245527.7908 | 250438.3466 | 255447.1135 | 260556.0558 | 265767.1769 | 271082.5205 | 276504.1709 | 282034.2543 | 287674.9394 | 293428.4382 | 299297.0069 | 305282.9471 | 311388.606 | 317616.3781 | 323968.7057 | 330448.0798 | 337057.0414 | 343798.1822 | 350674.1459 | 357687.6288 | 364841.3813 | 372138.209 | 379580.9732 | 387172.5926 | 394916.0445 | 402814.3654 | 410870.6527 | 419088.0657 | 427469.827 | 436019.2236 | 444739.608 | 453634.4002 | 462707.0882 | 471961.23 | 481400.4546 | 491028.4637 | 500849.0329 | 510866.0136 | 521083.3339 | 531505.0005 | 542135.1006 | 552977.8026 | 564037.3586 | 575318.1058 | 586824.4679 | 598560.9573 | 610532.1764 | 622742.8199 | 635197.6763 | 647901.6299 | 660859.6625 | 674076.8557 | 687558.3928 | 701309.5607 | 715335.7519 | 729642.4669 | 744235.3163 | 759120.0226 | 774302.4231 | 789788.4715 | 805584.2409 | 821695.9258 | 838129.8443 | 854892.4412 | 871990.29 | 889430.0958 | 907218.6977 | 925363.0717 | 943870.3331 | 962747.7398 | 982002.6945 | 1001642.7484 | 1021675.6034 | 1042109.1155 | 1062951.2978 | 1084210.3237 | 1105894.5302 | 1128012.4208 | 1150572.6692 | 1173584.1226 | 1197055.8051 | 1220996.9212 | 1245416.8596 | 1270325.1968 | 1295731.7007 | 1321646.3347 | 1348079.2614 | 1375040.8467 | 1402541.6636 | 1430592.4969 | 1459204.3468 | 1488388.4337 | 1518156.2024 | 1548519.3265 | 1579489.713 | 1611079.5073 | 1643301.0974 | 1676167.1193 | 1709690.4617 | 1743884.271 | 1778761.9564 | 1814337.1955 | 1850623.9394 | 1887636.4182 | 1925389.1466 | 1963896.9295 | 2003174.8681 | 2043238.3655 | 2084103.1328 | 2125785.1954 | 2168300.8993 | 2211666.9173 | 2255900.2557 | 2301018.2608 | 2347038.626 | 2393979.3985 | 2441858.9865 | 2490696.1662 | 2540510.0895 | 2591320.2913 | 2643146.6972 | 2696009.6311 | 2749929.8237 | 2804928.4202 | 2861026.9886 | 2918247.5284 | 2976612.4789 | 3036144.7285 | 3096867.6231 | 3158804.9756 | 3221981.0751 | 3286420.6966 | 3352149.1105 | 3419192.0927 | 3487575.9346 | 3557327.4533 | 3628474.0023 | 3701043.4824 | 3775064.352 | 3850565.6391 | 3927576.9518 | 4006128.4909 | 4086251.0607 | 4167976.0819 | 4251335.6035 | 4336362.3156 | 4423089.5619 | 4511551.3532 | 4601782.3802 | 4693818.0278 | 4787694.3884 | 4883448.2762 | 4981117.2417 | 5080739.5865 | 5182354.3782 | 5286001.4658 | 5391721.4951 | 5499555.925 | 5609547.0435 | 5721737.9844 | 5836172.7441 | 5952896.199 | 6071954.1229 | 6193393.2054 | 6317261.0695 | 6443606.2909 | 6572478.4167 | 6703927.9851 | 6838006.5448 | 6974766.6757 | 7114262.0092 | 7256547.2493 | 7401678.1943 | 7549711.7582 | 7700705.9934 | 7854720.1133 | 8011814.5155 | 8172050.8058 | 8335491.8219 | 8502201.6584 | 8672245.6916 | 8845690.6054 | 9022604.4175 | 9203056.5058 | 9387117.636 | 9574859.9887 | 9766357.1885 | 9961684.3322 | 10160918.0189 | 10364136.3792 | 10571419.1068 | 10782847.489 | 10998504.4387 | 11218474.5275 | 11442844.0181 | 11671700.8984 | 11905134.9164 | 12143237.6147 | 12386102.367 | 12633824.4144 | 12886500.9026 | 13144230.9207 | 13407115.5391 | 13675257.8499 | 13948763.0069 | 14227738.267 | 14512293.0324 | 14802538.893 | 15098589.6709 | 15400561.4643 | 15708572.6936 | 16022744.1475 | 16343199.0304 | 16670063.011 | 17003464.2712 | 17343533.5567 | 17690404.2278 | 18044212.3124 | 18405096.5586 | 18773198.4898 | 19148662.4596 | 19531635.7088 | 19922268.4229 | 20320713.7914 | 20727128.0672 | 21141670.6286 | 21564504.0411 | 21995794.122 | 22435710.0044 | 22884424.2045 | 23342112.6886 | 23808954.9423 | 24285134.0412 | 24770836.722 | 25266253.4565 | 25771578.5256 | 26287010.0961 | 26812750.298 | 27349005.304 | 27895985.4101 | 28453905.1183 | 29022983.2206 | 29603442.885 | 30195511.7427 | 30799421.9776 | 31415410.4171 | 32043718.6255 | 32684592.998 | 33338284.858 | 34005050.5551 | 34685151.5662 | 35378854.5975 | 36086431.6895 | 36808160.3233 | 37544323.5297 | 38295210.0003 | 39061114.2004 | 39842336.4844 | 40639183.214 | 41451966.8783 | 42281006.2159 | 43126626.3402 | 43989158.867 | 44868942.0444 | 45766320.8852 | 46681647.3029 | 47615280.249 | 48567585.854 | 49538937.5711 | 50529716.3225 | 51540310.6489 | 52571116.8619 | 53622539.1992 | 54694989.9831 | 55788889.7828 | 56904667.5785 | 58042760.93 | 59203616.1486 | 60387688.4716 | 61595442.241 | 62827351.0859 | 64083898.1076 | 65365576.0697 | 66672887.5911 | 68006345.3429 | 69366472.2498 | 70753801.6948 | 72168877.7287 | 73612255.2833 | 75084500.3889 | 76586190.3967 | 78117914.2046 | 79680272.4887 | 81273877.9385 | 82899355.4973 | 84557342.6072 | 86248489.4594 | 87973459.2486 | 89732928.4335 | 91527587.0022 | 93358138.7422 | 95225301.5171 | 97129807.5474 | 99072403.6984 | 101053851.7723 | 103074928.8078 | 105136427.3839 | 107239155.9316 | 109383939.0503 | 111571617.8313 | 113803050.1879 | 116079111.1916 | 118400693.4155 | 120768707.2838 | 123184081.4295 | 125647763.058 | 128160718.3192 | 130723932.6856 | 133338411.3393 | 136005179.5661 | 138725283.1574 | 141499788.8206 | 144329784.597 | 147216380.2889 | 150160707.8947 | 153163922.0526 | 156227200.4936 | 159351744.5035 | 162538779.3936 | 165789554.9814 | 169105346.0811 | 172487453.0027 | 175937202.0628 | 179455946.104 | 183045065.0261 | 186705966.3266 | 190440085.6531 | 194248887.3662 | 198133865.1135 | 202096542.4158 | 206138473.2641 | 210261242.7294 | 214466467.584 | 218755796.9357 | 223130912.8744 | 227593531.1319 | 232145401.7545 | 236788309.7896 | 241524075.9854 | 246354557.5051 | 251281648.6552 | 256307281.6283 | 261433427.2609 | 266662095.8061 | 271995337.7222 | 277435244.4767 | 282983949.3662 | 288643628.3535 | 294416500.9206 | 300304830.939 | 306310927.5578 | 312437146.1089 | 318685889.0311 | 325059606.8117 | 331560798.948 | 338192014.9269 | 344955855.2255 | 351854972.33 | 358892071.7766 | 366069913.2121 | 373391311.4763 | 380859137.7059 | 388476320.46 | 396245846.8692 | 404170763.8066 | 412254179.0827 | 420499262.6644 | 428909247.9176 | 437487432.876 | 446237181.5335 | 455161925.1642 | 464265163.6675 | 473550466.9408 | 483021476.2796 | 492681905.8052 | 502535543.9213 | 512586254.7998 | 522837979.8957 | 533294739.4937 | 543960634.2835 | 554839846.9692 | 565936643.9086 | 577255376.7868 | 588800484.3225 | 600576494.0089 | 612588023.8891 | 624839784.3669 | 637336580.0542 | 650083311.6553 | 663084977.8884 | 676346677.4462 | 689873610.9951 | 703671083.215 | 717744504.8793 | 732099394.9769 | 746741382.8765 | 761676210.534 | 776909734.7447 | 792447929.4396 | 808296888.0284 | 824462825.7889 | 840952082.3047 | 857771123.9508 | 874926546.4298 | 892425077.3584 | 910273578.9056 | 928479050.4837 | 947048631.4934 | 965989604.1232 | 985309396.2057 | 1005015584.1298 | 1025115895.8124 | 1045618213.7287 | 1066530578.0032 | 1087861189.5633 | 1109618413.3546 | 1131810781.6216 | 1154446997.2541 | 1177535937.1992 | 1201086655.9431 | 1225108389.062 | 1249610556.8432 | 1274602767.9801 | 1300094823.3397 | 1326096719.8065 | 1352618654.2026 | 1379671027.2867 | 1407264447.8324 | 1435409736.7891 | 1464117931.5249 | 1493400290.1554 | 1523268295.9585 | 1553733661.8776 | 1584808335.1152 | 1616504501.8175 | 1648834591.8538 | 1681811283.6909 | 1715447509.3647 | 1749756459.552 | 1784751588.7431 | 1820446620.5179 | 1856855552.9283 | 1893992663.9869 | 1931872517.2666 | 1970509967.6119 | 2009920166.9642 | 2050118570.3034 | 2091120941.7095 | 2132943360.5437 | 2175602227.7546 | 2219114272.3097 | 2263496557.7559 | 2308766488.911 | 2354941818.6892 | 2402040655.063 | 2450081468.1642 | 2499083097.5275 | 2549064759.4781 | 2600046054.6676 | 2652046975.761 | 2705087915.2762 | 2759189673.5817 | 2814373467.0534 | 2870660936.3944 | 2928074155.1223 | 2986635638.2248 | 3046368350.9893 | 3107295718.0091 | 3169441632.3692 | 3232830465.0166 | 3297487074.317 | 3363436815.8033 | 3430705552.1194 | 3499319663.1617 | 3569306056.425 | 3640692177.5535 | 3713506021.1045 | 3787776141.5266 | 3863531664.3572 | 3940802297.6443 | 4019618343.5972 | 4100010710.4691 | 4182010924.6785 | 4265651143.1721 | 4350964166.0355 | 4437983449.3563 | 4526743118.3434 | 4617277980.7102 | 4709623540.3245 | 4803816011.1309 | 4899892331.3536 | 4997890177.9806 | 5097847981.5402 | 5199804941.171 | 5303801039.9945 | 5409877060.7944 | 5518074602.0102 | 5628436094.0505 | 5741004815.9315 | 5855824912.2501 | 5972941410.4951 | 6092400238.705 | 6214248243.4791 | 6338533208.3487 | 6465303872.5156 | 6594609949.966 | 6726502148.9653 | 6861032191.9446 | 6998252835.7835 | 7138217892.4992 | 7280982250.3491 | 7426601895.3561 | 7575133933.2632 | 7726636611.9285 | 7881169344.1671 | 8038792731.0504 | 8199568585.6714 | 8363559957.3849 | 8530831156.5326 | 8701447779.6632 | 8875476735.2565 | 9052986269.9616 | 9234045995.3608 | 9418726915.268 | 9607101453.5734 | 9799243482.6449 | 9995228352.2978 | 10195132919.3437 | 10399035577.7306 | 10607016289.2852 | 10819156615.0709 | 11035539747.3723 | 11256250542.3198 | 11481375553.1662 | 11711003064.2295 | 11945223125.5141 | 12184127588.0244 | 12427810139.7849 | 12676366342.5806 | 12929893669.4322 | 13188491542.8208 | 13452261373.6772 | 13721306601.1508 | 13995732733.1738 | 14275647387.8373 | 14561160335.594 | 14852383542.3059 | 15149431213.152 | 15452419837.4151 | 15761468234.1634 | 16076697598.8466 | 16398231550.8236 | 16726196181.84 | 17060720105.4768 | 17401934507.5864 | 17749973197.7381 | 18104972661.6929 | 18467072114.9267 | 18836413557.2253 | 19213141828.3698 | 19597404664.9371 | 19989352758.2359 | 20389139813.4006 | 20796922609.6686 | 21212861061.862 | 21637118283.0992 | 22069860648.7612 | 22511257861.7364 | 22961483018.9712 | 23420712679.3506 | 23889126932.9376 | 24366909471.5964 | 24854247661.0283 | 25351332614.2489 | 25858359266.5338 | 26375526451.8645 | 26903036980.9018 | 27441097720.5198 | 27989919674.9302 | 28549718068.4288 | 29120712429.7974 | 29703126678.3934 | 30297189211.9612 | 30903132996.2005 | 31521195656.1245 | 32151619569.247 | 32794651960.6319 | 33450544999.8445 | 34119555899.8414 | 34801947017.8383 | 35497985958.195 | 36207945677.3589 | 36932104590.9061 | 37670746682.7242 | 38424161616.3787 | 39192644848.7063 | 39976497745.6804 | 40776027700.594 | 41591548254.6059 | 42423379219.698 | 43271846804.092 | 44137283740.1738 | 45020029414.9773 | 45920430003.2768 | 46838838603.3424 | 47775615375.4092 | 48731127682.9174 | 49705750236.5758 | 50699865241.3073 | 51713862546.1334 | 52748139797.0561 | 53803102592.9972 | 54879164644.8572 | 55976747937.7543 | 57096282896.5094 | 58238208554.4396 | 59402972725.5284 | 60591032180.039 | 61802852823.6397 | 63038909880.1125 | 64299688077.7148 | 65585681839.2691 | 66897395476.0545 | 68235343385.5755 | 69600050253.2871 | 70992051258.3528 | 72411892283.5199 | 73860130129.1903 | 75337332731.7741 | 76844079386.4095 | 78380960974.1377 | 79948580193.6205 | 81547551797.4929 | 83178502833.4428 | 84842072890.1116 | 86538914347.9138 | 88269692634.8721 | 90035086487.5696 | 91835788217.321 | 93672503981.6674 | 95545954061.3007 | 97456873142.5267 | 99406010605.3773 | 101394130817.4848 | 103422013433.8345 | 105490453702.5112 | 107600262776.5615 | 109752268032.0927 | 111947313392.7346 | 114186259660.5892 | 116469984853.801 | 118799384550.8771 | 121175372241.8946 | 123598879686.7325 | 126070857280.4671 | 128592274426.0765 | 131164119914.598 | 133787402312.89 | 136463150359.1478 | 139192413366.3307 | 141976261633.6574 | 144815786866.3305 | 147712102603.6571 | 150666344655.7303 | 153679671548.8449 | 156753264979.8218 | 159888330279.4182 | 163086096885.0066 | 166347818822.7067 | 169674775199.1609 | 173068270703.1441 | 176529636117.207 | 180060228839.5511 | 183661433416.3421 | 187334662084.669 | 191081355326.3624 | 194902982432.8896 | 198801042081.5474 | 202777062923.1784 | 206832604181.6419 | 210969256265.2748 | 215188641390.5803 | 219492414218.3919 | 223882262502.7597 | 228359907752.8149 | 232927105907.8712 | 237585648026.0287 | 242337360986.5493 | 247184108206.2802 | 252127790370.4059 | 257170346177.814 | 262313753101.3702 | 267560028163.3976 | 272911228726.6656 | 278369453301.1989 | 283936842367.2229 | 289615579214.5674 | 295407890798.8588 | 301316048614.8359 | 307342369587.1327 | 313489216978.8754 | 319759001318.4529 | 326154181344.822 | 332677264971.7184 | 339330810271.1528 | 346117426476.5758 | 353039775006.1073 | 360100570506.2294 | 367302581916.354 | 374648633554.6811 | 382141606225.7747 | 389784438350.2902 | 397580127117.296 | 405531729659.642 | 413642364252.8348 | 421915211537.8915 | 430353515768.6494 | 438960586084.0223 | 447739797805.7028 | 456694593761.8169 | 465828485637.0532 | 475145055349.7943 | 484647956456.7902 | 494340915585.926 | 504227733897.6445 | 514312288575.5974 | 524598534347.1094 | 535090505034.0516 | 545792315134.7326 | 556708161437.4272 | 567842324666.1758 | 579199171159.4993 | 590783154582.6892 | 602598817674.343 | 614650794027.8298 | 626943809908.3865 | 639482686106.5542 | 652272339828.6853 | 665317786625.259 | 678624142357.7643 | 692196625204.9196 | 706040557709.0179 | 720161368863.1984 | 734564596240.4624 | 749255888165.2716 | 764241005928.577 | 779525826047.1486 | 795116342568.0916 | 811018669419.4534 | 827239042807.8424 | 843783823663.9993 | 860659500137.2793 | 877872690140.0249 | 895430143942.8254 | 913338746821.682 | 931605521758.1157 | 950237632193.2781 | 969242384837.1437 | 988627232533.8866 | 1.0084e+12 | 1.0286e+12 | 1.0491e+12 | 1.0701e+12 | 1.0915e+12 | 1.1134e+12 | 1.1356e+12 | 1.1583e+12 | 1.1815e+12 | 1.2051e+12 | 1.2292e+12 | 1.2538e+12 | 1.2789e+12 | 1.3045e+12 | 1.3306e+12 | 1.3572e+12 | 1.3843e+12 | 1.412e+12 | 1.4402e+12 | 1.469e+12 | 1.4984e+12 | 1.5284e+12 | 1.559e+12 | 1.5901e+12 | 1.6219e+12 | 1.6544e+12 | 1.6875e+12 | 1.7212e+12 | 1.7556e+12 | 1.7908e+12 | 1.8266e+12 | 1.8631e+12 | 1.9004e+12 | 1.9384e+12 | 1.9771e+12 | 2.0167e+12 | 2.057e+12 | 2.0982e+12 | 2.1401e+12 | 2.1829e+12 | 2.2266e+12 | 2.2711e+12 | 2.3165e+12 | 2.3629e+12 | 2.4101e+12 | 2.4583e+12 | 2.5075e+12 | 2.5576e+12 | 2.6088e+12 | 2.661e+12 | 2.7142e+12 | 2.7685e+12 | 2.8239e+12 | 2.8803e+12 | 2.9379e+12 | 2.9967e+12 | 3.0566e+12 | 3.1178e+12 | 3.1801e+12 | 3.2437e+12 | 3.3086e+12 | 3.3748e+12 | 3.4423e+12 | 3.5111e+12 | 3.5813e+12 | 3.653e+12 | 3.726e+12 | 3.8005e+12 | 3.8765e+12 | 3.9541e+12 | 4.0332e+12 | 4.1138e+12 | 4.1961e+12 | 4.28e+12 | 4.3656e+12 | 4.4529e+12 | 4.542e+12 | 4.6328e+12 | 4.7255e+12 | 4.82e+12 | 4.9164e+12 | 5.0147e+12 | 5.115e+12 | 5.2173e+12 | 5.3217e+12 | 5.4281e+12 | 5.5367e+12 | 5.6474e+12 | 5.7603e+12 | 5.8755e+12 | 5.9931e+12 | 6.1129e+12 | 6.2352e+12 | 6.3599e+12 | 6.4871e+12 | 6.6168e+12 | 6.7492e+12 | 6.8841e+12 | 7.0218e+12 | 7.1623e+12 | 7.3055e+12 | 7.4516e+12 | 7.6006e+12 | 7.7527e+12 | 7.9077e+12 | 8.0659e+12 | 8.2272e+12 | 8.3917e+12 | 8.5596e+12 | 8.7307e+12 | 8.9054e+12 | 9.0835e+12 | 9.2651e+12 | 9.4504e+12 | 9.6395e+12 | 9.8322e+12 | 1.0029e+13 | 1.0229e+13 | 1.0434e+13 | 1.0643e+13 | 1.0856e+13 | 1.1073e+13 | 1.1294e+13 | 1.152e+13 | 1.175e+13 | 1.1985e+13 | 1.2225e+13 | 1.247e+13 | 1.2719e+13 | 1.2973e+13 | 1.3233e+13 | 1.3498e+13 | 1.3768e+13 | 1.4043e+13 | 1.4324e+13 | 1.461e+13 | 1.4902e+13 | 1.52e+13 | 1.5504e+13 | 1.5815e+13 | 1.6131e+13 | 1.6453e+13 | 1.6783e+13 | 1.7118e+13 | 1.7461e+13 | 1.781e+13 | 1.8166e+13 | 1.8529e+13 | 1.89e+13 | 1.9278e+13 | 1.9663e+13 | 2.0057e+13 | 2.0458e+13 | 2.0867e+13 | 2.1284e+13 | 2.171e+13 | 2.2144e+13 | 2.2587e+13 | 2.3039e+13 | 2.35e+13 | 2.397e+13 | 2.4449e+13 | 2.4938e+13 | 2.5437e+13 | 2.5945e+13 | 2.6464e+13 | 2.6994e+13 | 2.7534e+13 | 2.8084e+13 | 2.8646e+13 | 2.9219e+13 | 2.9803e+13 | 3.0399e+13 | 3.1007e+13 | 3.1627e+13 | 3.226e+13 | 3.2905e+13 | 3.3563e+13 | 3.4234e+13 | 3.4919e+13 | 3.5618e+13 | 3.633e+13 | 3.7056e+13 | 3.7798e+13 | 3.8554e+13 | 3.9325e+13 | 4.0111e+13 | 4.0913e+13 | 4.1732e+13 | 4.2566e+13 | 4.3418e+13 | 4.4286e+13 | 4.5172e+13 | 4.6075e+13 | 4.6997e+13 | 4.7936e+13 | 4.8895e+13 | 4.9873e+13 | 5.0871e+13 | 5.1888e+13 | 5.2926e+13 | 5.3984e+13 | 5.5064e+13 | 5.6165e+13 | 5.7289e+13 | 5.8434e+13 | 5.9603e+13 | 6.0795e+13 | 6.2011e+13 | 6.3251e+13 | 6.4516e+13 | 6.5807e+13 | 6.7123e+13 | 6.8465e+13 | 6.9834e+13 | 7.1231e+13 | 7.2656e+13 | 7.4109e+13 | 7.5591e+13 | 7.7103e+13 | 7.8645e+13 | 8.0218e+13 | 8.1822e+13 | 8.3459e+13 | 8.5128e+13 | 8.683e+13 | 8.8567e+13 | 9.0338e+13 | 9.2145e+13 | 9.3988e+13 | 9.5868e+13 | 9.7785e+13 | 9.9741e+13 | 1.0174e+14 | 1.0377e+14 | 105845672135340 | 1.0796e+14 | 1.1012e+14 | 1.1232e+14 | 1.1457e+14 | 1.1686e+14 | 1.192e+14 | 1.2158e+14 | 1.2402e+14 | 1.265e+14 | 1.2903e+14 | 1.3161e+14 | 1.3424e+14 | 1.3692e+14 | 1.3966e+14 | 1.4245e+14 | 1.453e+14 | 1.4821e+14 | 1.5117e+14 | 1.542e+14 | 1.5728e+14 | 1.6043e+14 | 1.6364e+14 | 1.6691e+14 | 1.7025e+14 | 1.7365e+14 | 1.7712e+14 | 1.8067e+14 | 1.8428e+14 | 1.8797e+14 | 1.9172e+14 | 1.9556e+14 | 1.9947e+14 | 2.0346e+14 | 2.0753e+14 | 2.1168e+14 | 2.1591e+14 | 2.2023e+14 | 2.2464e+14 | 2.2913e+14 | 2.3371e+14 | 2.3839e+14 | 2.4315e+14 | 2.4802e+14 | 2.5298e+14 | 2.5804e+14 | 2.632e+14 | 2.6846e+14 | 2.7383e+14 | 2.7931e+14 | 2.8489e+14 | 2.9059e+14 | 2.964e+14 | 3.0233e+14 | 3.0838e+14 | 3.1454e+14 | 3.2084e+14 | 3.2725e+14 | 3.338e+14 | 3.4047e+14 | 3.4728e+14 | 3.5423e+14 | 3.6131e+14 | 3.6854e+14 | 3.7591e+14 | 3.8343e+14 | 3.911e+14 | 3.9892e+14 | 4.069e+14 | 4.1504e+14 | 4.2334e+14 | 4.318e+14 | 4.4044e+14 | 4.4925e+14 | 4.5823e+14 | 4.674e+14 | 4.7675e+14 | 4.8628e+14 | 4.9601e+14 | 5.0593e+14 | 5.1604e+14 | 5.2637e+14 | 5.3689e+14 | 5.4763e+14 | 5.5858e+14 | 569754422430307 | 5.8115e+14 | 5.9277e+14 | 6.0463e+14 | 6.1672e+14 | 6.2905e+14 | 6.4164e+14 | 654468739125487 | 6.6756e+14 | 6.8091e+14 | 6.9453e+14 | 7.0842e+14 | 7.2259e+14 | 7.3704e+14 | 7.5178e+14 | 7.6681e+14 | 7.8215e+14 | 7.9779e+14 | 8.1375e+14 | 8.3002e+14 | 8.4663e+14 | 8.6356e+14 | 8.8083e+14 | 898445329500146 | 9.1641e+14 | 9.3474e+14 | 9.5344e+14 | 9.7251e+14 | 9.9196e+14 | 1.0118e+15 | 1.032e+15 | 1.0527e+15 | 1.0737e+15 | 1.0952e+15 | 1.1171e+15 | 1.1394e+15 | 1.1622e+15 | 1.1855e+15 | 1.2092e+15 | 1.2334e+15 | 1258040363246090 | 1.2832e+15 | 1308865193921232 | 1.335e+15 | 1361743347755650 | 1388978214710763 | 1.4168e+15 | 1.4451e+15 | 1.474e+15 | 1.5035e+15 | 1533544182925161 | 1.5642e+15 | 1.5955e+15 | 1.6274e+15 | 1.66e+15 | 1.6932e+15 | 1.727e+15 | 1.7616e+15 | 1.7968e+15 | 1832727256667834 | 1.8694e+15 | 1.9068e+15 | 1.9449e+15 | 1983802923125838 | 2.0235e+15 | 2063948561220122 | 2.1052e+15 | 2147332083093415 | 2.1903e+15 | 2234084299250389 | 2278765985235397 | 2324341304940105 | 2370828131038907 | 2418244693659685 | 2.4666e+15 | 2515941779283536 | 2566260614869207 | 2617585827166591 | 2669937543709923 | 2.7233e+15 | 2777803020475804 | 2833359080885320 | 2.89e+15 | 2947826787753087 | 3006783323508149 | 3066918989978312 | 3.1283e+15 | 3190822517173436 | 3254638967516905 | 3319731746867243 | 3386126381804588 | 3453848909440680 | 3.5229e+15 | 3.5934e+15 | 3665252093489725 | 3.7386e+15 | 3813328278066710 | 3.8896e+15 | 3.9674e+15 | 4.0467e+15 | 4127669164816830 | 4.2102e+15 | 4294426999075430 | 4.3803e+15 | 4.4679e+15 | 4557280286834839 | 4648425892571536 | 4741394410422967 | 4836222298631426 | 4932946744604055 | 5031605679496136 | 5132237793086059 | 5234882548947780 | 5339580199926736 | 5446371803925271 | 5555299240003777 | 5666405224803853 | 5779733329299930 | 5895327995885929 | 6013234555803648 | 6133499246919721 | 6256169231858116 | 6381292616495278 | 6508918468825184 | 6639096838201688 | 6771878774965722 | 6907316350465037 | 7045462677474338 | 7186371931023825 | 7330099369644302 | 7476701357037188 | 7626235384177932 | 7778760091861491 | 7934335293698721 | 8093021999572696 | 8254882439564150 | 8419980088355433 | 8588379690122542 | 8760147283924993 | 8935350229603493 | 9114057234195564 | 9296338378879476 | 9482265146457066 | 9671910449386208 | 9865348658373932 | 10062655631541410 | 10263908744172238 | 10469186919055682 | 10678570657436796 | 10892142070585532 | 11109984911997242 | 11332184610237188 | 11558828302441932 | 11790004868490770 | 12025804965860586 | 12266321065177798 | 12511647486481354 | 12761880436210982 | 13017118044935202 | 13277460405833906 | 13543009613950584 | 13813869806229596 | 14090147202354188 | 14371950146401272 | 14659389149329298 | 14952576932315884 | 15251628470962202 | 15556661040381446 | 15867794261189076 | 16185150146412858 | 16508853149341116 | 16839030212327938 | 17175810816574498 | 17519327032905988 | 17869713573564108 | 18227107845035392 | 18591650001936100 | 18963483001974824 | 19342752662014320 | 19729607715254608 | 20124199869559700 | 20526683866950896 | 20937217544289916 | 21355961895175716 | 21783081133079232 | 22218742755740816 | 22663117610855632 | 23116379963072744 | 23578707562334200 | 24050281713580884 | 24531287347852504 | 25021913094809556 | 25522351356705748 | 26032798383839864 | 26553454351516660 | 27084523438546992 | 27626213907317932 | 28178738185464292 | 28742312949173580 | 29317159208157052 | 29903502392320192 | 30501572440166596 | 31111603888969928 | 31733835966749328 | 32368512686084316 | 33015882939806004 | 33676200598602124 | 34349724610574168 | 35036719102785652 | 35737453484841364 | 36452202554538192 | 37181246605628960 | 37924871537741536 | 38683368968496368 | 39457036347866296 | 40246177074823624 | 41051100616320096 | 41872122628646496 | 42709565081219424 | 43563756382843816 | 44435031510500696 | 45323732140710712 | 46230206783524928 | 47154810919195424 | 48097907137579336 | 49059865280330920 | 50041062585937536 | 51041883837656288 | 52062721514409416 | 53103975944697608 | 54166055463591560 | 55249376572863392 | 56354364104320664 | 57481451386407080 | 58631080414135224 | 59803702022417928 | 60999776062866288 | 62219771584123616 | 63464167015806088 | 64733450356122208 | 66028119363244656 | 67348681750509552 | 68695655385519744 | 70069568493230144 | 71470959863094752 | 72900379060356656 | 74358386641563792 | 75845554374395072 | 77362465461882976 | 78909714771120640 | 80487909066543056 | 82097667247873920 | 83739620592831392 | 85414413004688016 | 87122701264781776 | 88865155290077408 | 90642458395878960 | 92455307563796544 | 94304413715072480 | 96190501989373936 | 98114312029161424 | 1.0008e+17 | 1.0208e+17 | 1.0412e+17 | 1.062e+17 | 1.0833e+17 | 1.1049e+17 | 1.127e+17 | 1.1496e+17 | 1.1726e+17 | 1.196e+17 | 1.2199e+17 | 1.2443e+17 | 1.2692e+17 | 1.2946e+17 | 1.3205e+17 | 1.3469e+17 | 1.3738e+17 | 1.4013e+17 | 1.4293e+17 | 1.4579e+17 | 1.4871e+17 | 1.5168e+17 | 1.5472e+17 | 1.5781e+17 | 1.6097e+17 | 1.6419e+17 | 1.6747e+17 | 1.7082e+17 | 1.7424e+17 | 1.7772e+17 | 1.8127e+17 | 1.849e+17 | 1.886e+17 | 1.9237e+17 | 1.9622e+17 | 2.0014e+17 | 2.0414e+17 | 2.0823e+17 | 2.1239e+17 | 2.1664e+17 | 2.2097e+17 | 2.2539e+17 | 2.299e+17 | 2.345e+17 | 2.3919e+17 | 2.4397e+17 | 2.4885e+17 | 2.5383e+17 | 2.5891e+17 | 2.6408e+17 | 2.6936e+17 | 2.7475e+17 | 2.8025e+17 | 2.8585e+17 | 2.9157e+17 | 2.974e+17 | 3.0335e+17 | 3.0942e+17 | 3.156e+17 | 3.2192e+17 | 3.2835e+17 | 3.3492e+17 | 3.4162e+17 | 3.4845e+17 | 3.5542e+17 | 3.6253e+17 | 3.6978e+17 | 3.7718e+17 | 3.8472e+17 | 3.9241e+17 | 4.0026e+17 | 4.0827e+17 | 4.1643e+17 | 4.2476e+17 | 4.3326e+17 | 4.4192e+17 | 4.5076e+17 | 4.5978e+17 | 4.6897e+17 | 4.7835e+17 | 4.8792e+17 | 4.9768e+17 | 5.0763e+17 | 5.1778e+17 | 5.2814e+17 | 5.387e+17 | 5.4947e+17 | 5.6046e+17 | 5.7167e+17 | 5.8311e+17 | 5.9477e+17 | 6.0666e+17 | 6.188e+17 | 6.3117e+17 | 6.438e+17 | 6.5667e+17 | 6.6981e+17 | 6.832e+17 | 6.9687e+17 | 7.108e+17 | 7.2502e+17 | 7.3952e+17 | 7.5431e+17 | 7.694e+17 | 7.8478e+17 | 8.0048e+17 | 8.1649e+17 | 8.3282e+17 | 8.4948e+17 | 8.6647e+17 | 8.8379e+17 | 9.0147e+17 | 9.195e+17 | 9.3789e+17 | 9.5665e+17 | 9.7578e+17 | 9.953e+17 | 1.0152e+18 | 1.0355e+18 | 1.0562e+18 | 1.0773e+18 | 1.0989e+18 | 1.1209e+18 | 1.1433e+18 | 1.1661e+18 | 1.1895e+18 | 1.2133e+18 | 1.2375e+18 | 1.2623e+18 | 1.2875e+18 | 1.3133e+18 | 1.3395e+18 | 1.3663e+18 | 1.3937e+18 | 1.4215e+18 | 1.45e+18 | 1.479e+18 | 1.5085e+18 | 1.5387e+18 | 1.5695e+18 | 1.6009e+18 | 1.6329e+18 | 1.6655e+18 | 1.6989e+18 | 1.7328e+18 | 1.7675e+18 | 1.8028e+18 | 1.8389e+18 | 1.8757e+18 | 1.9132e+18 | 1.9515e+18 | 1.9905e+18 | 2.0303e+18 | 2.0709e+18 | 2.1123e+18 | 2.1546e+18 | 2.1977e+18 | 2.2416e+18 | 2.2864e+18 | 2.3322e+18 | 2.3788e+18 | 2.4264e+18 | 2.4749e+18 | 2.5244e+18 | 2.5749e+18 | 2.6264e+18 | 2.6789e+18 | 2.7325e+18 | 2.7872e+18 | 2.8429e+18 | 2.8998e+18 | 2.9578e+18 | 3.0169e+18 | 3.0772e+18 | 3.1388e+18 | 3.2016e+18 | 3.2656e+18 | 3.3309e+18 | 3.3975e+18 | 3.4655e+18 | 3.5348e+18 | 3.6055e+18 | 3.6776e+18 | 3.7511e+18 | 3.8262e+18 | 3.9027e+18 | 3.9807e+18 | 4.0604e+18 | 4.1416e+18 | 4.2244e+18 | 4.3089e+18 | 4.3951e+18 | 4.483e+18 | 4.5726e+18 | 4.6641e+18 | 4.7574e+18 | 4.8525e+18 | 4.9496e+18 | 5.0485e+18 | 5.1495e+18 | 5.2525e+18 | 5.3576e+18 | 5.4647e+18 | 5.574e+18 | 5.6855e+18 | 5.7992e+18 | 5.9152e+18 | 6.0335e+18 | 6.1542e+18 | 6.2772e+18 | 6.4028e+18 | 6.5308e+18 | 6.6615e+18 | 6.7947e+18 | 6.9306e+18 | 7.0692e+18 | 7.2106e+18 | 7.3548e+18 | 7.5019e+18 | 7.6519e+18 | 7.805e+18 | 7.9611e+18 | 8.1203e+18 | 8.2827e+18 | 8.4483e+18 | 8.6173e+18 | 8.7896e+18 | 8.9654e+18 | 9.1447e+18 | 9.3276e+18 | 9.5142e+18 | 9.7045e+18 | 9.8986e+18 | 1.0097e+19 | 1.0298e+19 | 1.0504e+19 | 1.0715e+19 | 1.0929e+19 | 1.1147e+19 | 1.137e+19 | 1.1598e+19 | 1.183e+19 | 1.2066e+19 | 1.2308e+19 | 1.2554e+19 | 1.2805e+19 | 1.3061e+19 | 1.3322e+19 | 1.3589e+19 | 1.386e+19 | 1.4138e+19 | 1.442e+19 | 1.4709e+19 | 1.5003e+19 | 1.5303e+19 | 1.5609e+19 | 1.5921e+19 | 1.624e+19 | 1.6564e+19 | 1.6896e+19 | 1.7234e+19 | 1.7578e+19 | 1.793e+19 | 1.8288e+19 | 1.8654e+19 | 1.9027e+19 | 1.9408e+19 | 1.9796e+19 | 2.0192e+19 | 2.0596e+19 | 2.1008e+19 | 2.1428e+19 | 2.1856e+19 | 2.2294e+19 | 2.2739e+19 | 2.3194e+19 | 2.3658e+19 | 2.4131e+19 | 2.4614e+19 | 2.5106e+19 | 2.5608e+19 | 2.612e+19 | 2.6643e+19 | 2.7176e+19 | 2.7719e+19 | 2.8274e+19 | 2.8839e+19 | 2.9416e+19 | 3.0004e+19 | 3.0604e+19 | 3.1216e+19 | 3.1841e+19 | 3.2478e+19 | 3.3127e+19 | 3.379e+19 | 3.4465e+19 | 3.5155e+19 | 3.5858e+19 | 3.6575e+19 | 3.7306e+19 | 3.8053e+19 | 3.8814e+19 | 3.959e+19 | 4.0382e+19 | 4.1189e+19 | 4.2013e+19 | 4.2853e+19 | 4.371e+19 | 4.4585e+19 | 4.5476e+19 | 4.6386e+19 | 4.7314e+19 | 4.826e+19 | 4.9225e+19 | 5.021e+19 | 5.1214e+19 | 5.2238e+19 | 5.3283e+19 | 5.4348e+19 | 5.5435e+19 | 5.6544e+19 | 5.7675e+19 | 5.8829e+19 | 6.0005e+19 | 6.1205e+19 | 6.2429e+19 | 6.3678e+19 | 6.4951e+19 | 6.625e+19 | 6.7575e+19 | 6.8927e+19 | 7.0306e+19 | 7.1712e+19 | 7.3146e+19 | 7.4609e+19 | 7.6101e+19 | 7.7623e+19 | 7.9175e+19 | 8.0759e+19 | 8.2374e+19 | 8.4022e+19 | 8.5702e+19 | 8.7416e+19 | 8.9164e+19 | 9.0948e+19 | 9.2767e+19 | 9.4622e+19 | 9.6514e+19 | 9.8445e+19 | 1.0041e+20 | 1.0242e+20 | 1.0447e+20 | 1.0656e+20 | 1.0869e+20 | 1.1086e+20 | 1.1308e+20 | 1.1534e+20 | 1.1765e+20 | 1.2e+20 | 1.224e+20 | 1.2485e+20 | 1.2735e+20 | 1.299e+20 | 1.3249e+20 | 1.3514e+20 | 1.3785e+20 | 1.406e+20 | 1.4342e+20 | 1.4628e+20 | 1.4921e+20 | 1.5219e+20 | 1.5524e+20 | 1.5834e+20 | 1.6151e+20 | 1.6474e+20 | 1.6803e+20 | 1.7139e+20 | 1.7482e+20 | 1.7832e+20 | 1.8189e+20 | 1.8552e+20 | 1.8923e+20 | 1.9302e+20 | 1.9688e+20 | 2.0082e+20 | 2.0483e+20 | 2.0893e+20 | 2.1311e+20 | 2.1737e+20 | 2.2172e+20 | 2.2615e+20 | 2.3067e+20 | 2.3529e+20 | 2.3999e+20 | 2.4479e+20 | 2.4969e+20 | 2.5468e+20 | 2.5978e+20 | 2.6497e+20 | 2.7027e+20 | 2.7568e+20 | 2.8119e+20 | 2.8681e+20 | 2.9255e+20 | 2.984e+20 | 3.0437e+20 | 3.1046e+20 | 3.1667e+20 | 3.23e+20 | 3.2946e+20 | 3.3605e+20 | 3.4277e+20 | 3.4963e+20 | 3.5662e+20 | 3.6375e+20 | 3.7103e+20 | 3.7845e+20 | 3.8601e+20 | 3.9374e+20 | 4.0161e+20 | 4.0964e+20 | 4.1784e+20 | 4.2619e+20 | 4.3472e+20 | 4.4341e+20 | 4.5228e+20 | 4.6132e+20 | 4.7055e+20 | 4.7996e+20 | 4.8956e+20 | 4.9935e+20 | 5.0934e+20 | 5.1953e+20 | 5.2992e+20 | 5.4051e+20 | 5.5132e+20 | 5.6235e+20 | 5.736e+20 | 5.8507e+20 | 5.9677e+20 | 6.0871e+20 | 6.2088e+20 | 6.333e+20 | 6.4596e+20 | 6.5888e+20 | 6.7206e+20 | 6.855e+20 | 6.9921e+20 | 7.132e+20 | 7.2746e+20 | 7.4201e+20 | 7.5685e+20 | 7.7199e+20 | 7.8743e+20 | 8.0318e+20 | 8.1924e+20 | 8.3562e+20 | 8.5234e+20 | 8.6938e+20 | 8.8677e+20 | 9.0451e+20 | 9.226e+20 | 9.4105e+20 | 9.5987e+20 | 9.7907e+20 | 9.9865e+20 | 1.0186e+21 | 1.039e+21 | 1.0598e+21 | 1.081e+21 | 1.1026e+21 | 1.1246e+21 | 1.1471e+21 | 1.1701e+21 | 1.1935e+21 | 1.2173e+21 | 1.2417e+21 | 1.2665e+21 | 1.2919e+21 | 1.3177e+21 | 1.344e+21 | 1.3709e+21 | 1.3983e+21 | 1.4263e+21 | 1.4548e+21 | 1.4839e+21 | 1.5136e+21 | 1.5439e+21 | 1.5748e+21 | 1.6063e+21 | 1.6384e+21 | 1.6712e+21 | 1.7046e+21 | 1.7387e+21 | 1.7734e+21 | 1.8089e+21 | 1.8451e+21 | 1.882e+21 | 1.9196e+21 | 1.958e+21 | 1.9972e+21 | 2.0371e+21 | 2.0779e+21 | 2.1194e+21 | 2.1618e+21 | 2.2051e+21 | 2.2492e+21 | 2.2941e+21 | 2.34e+21 | 2.3868e+21 | 2.4346e+21 | 2.4832e+21 | 2.5329e+21 | 2.5836e+21 | 2.6352e+21 | 2.6879e+21 | 2.7417e+21 | 2.7965e+21 | 2.8525e+21 | 2.9095e+21 | 2.9677e+21 | 3.0271e+21 | 3.0876e+21 | 3.1494e+21 | 3.2123e+21 | 3.2766e+21 | 3.3421e+21 | 3.409e+21 | 3.4771e+21 | 3.5467e+21 | 3.6176e+21 | 3.69e+21 | 3.7638e+21 | 3.8391e+21 | 3.9158e+21 | 3.9942e+21 | 4.074e+21 | 4.1555e+21 | 4.2386e+21 | 4.3234e+21 | 4.4099e+21 | 4.4981e+21 | 4.588e+21 | 4.6798e+21 | 4.7734e+21 | 4.8688e+21 | 4.9662e+21 | 5.0655e+21 | 5.1669e+21 | 5.2702e+21 | 5.3756e+21 | 5.4831e+21 | 5.5928e+21 | 5.7046e+21 | 5.8187e+21 | 5.9351e+21 | 6.0538e+21 | 6.1749e+21 | 6.2984e+21 | 6.4243e+21 | 6.5528e+21 | 6.6839e+21 | 6.8176e+21 | 6.9539e+21 | 7.093e+21 | 7.2349e+21 | 7.3795e+21 | 7.5271e+21 | 7.6777e+21 | 7.8312e+21 | 7.9879e+21 | 8.1476e+21 | 8.3106e+21 | 8.4768e+21 | 8.6463e+21 | 8.8192e+21 | 8.9956e+21 | 9.1755e+21 | 9.3591e+21 | 9.5462e+21 | 9.7372e+21 | 9.9319e+21 | 1.0131e+22 | 1.0333e+22 | 1.054e+22 | 1.0751e+22 | 1.0966e+22 | 1.1185e+22 | 1.1409e+22 | 1.1637e+22 | 1.187e+22 | 1.2107e+22 | 1.2349e+22 | 1.2596e+22 | 1.2848e+22 | 1.3105e+22 | 1.3367e+22 | 1.3634e+22 | 1.3907e+22 | 1.4185e+22 | 1.4469e+22 | 1.4758e+22 | 1.5053e+22 | 1.5355e+22 | 1.5662e+22 | 1.5975e+22 | 1.6294e+22 | 1.662e+22 | 1.6953e+22 | 1.7292e+22 | 1.7638e+22 | 1.799e+22 | 1.835e+22 | 1.8717e+22 | 1.9091e+22 | 1.9473e+22 | 1.9863e+22 | 2.026e+22 | 2.0665e+22 | 2.1078e+22 | 2.15e+22 | 2.193e+22 | 2.2369e+22 | 2.2816e+22 | 2.3272e+22 | 2.3738e+22 | 2.4213e+22 | 2.4697e+22 | 2.5191e+22 | 2.5695e+22 | 2.6208e+22 | 2.6733e+22 | 2.7267e+22 | 2.7813e+22 | 2.8369e+22 | 2.8936e+22 | 2.9515e+22 | 3.0105e+22 | 3.0707e+22 | 3.1321e+22 | 3.1948e+22 | 3.2587e+22 | 3.3239e+22 | 3.3903e+22 | 3.4581e+22 | 3.5273e+22 | 3.5979e+22 | 3.6698e+22 | 3.7432e+22 | 3.8181e+22 | 3.8944e+22 | 3.9723e+22 | 4.0518e+22 | 4.1328e+22 | 4.2155e+22 | 4.2998e+22 | 4.3858e+22 | 4.4735e+22 | 4.5629e+22 | 4.6542e+22 | 4.7473e+22 | 4.8422e+22 | 4.9391e+22 | 5.0379e+22 | 5.1386e+22 | 5.2414e+22 | 5.3462e+22 | 5.4531e+22 | 5.5622e+22 | 5.6735e+22 | 5.7869e+22 | 5.9027e+22 | 6.0207e+22 | 6.1411e+22 | 6.264e+22 | 6.3892e+22 | 6.517e+22 | 6.6474e+22 | 6.7803e+22 | 6.9159e+22 | 7.0542e+22 | 7.1953e+22 | 7.3392e+22 | 7.486e+22 | 7.6357e+22 | 7.7884e+22 | 7.9442e+22 | 8.1031e+22 | 8.2651e+22 | 8.4305e+22 | 8.5991e+22 | 8.771e+22 | 8.9465e+22 | 9.1254e+22 | 9.3079e+22 | 9.4941e+22 | 9.6839e+22 | 9.8776e+22 | 1.0075e+23 | 1.0277e+23 | 1.0482e+23 | 1.0692e+23 | 1.0906e+23 | 1.1124e+23 | 1.1346e+23 | 1.1573e+23 | 1.1805e+23 | 1.2041e+23 | 1.2282e+23 | 1.2527e+23 | 1.2778e+23 | 1.3033e+23 | 1.3294e+23 | 1.356e+23 | 1.3831e+23 | 1.4108e+23 | 1.439e+23 | 1.4678e+23 | 1.4971e+23 | 1.5271e+23 | 1.5576e+23 | 1.5888e+23 | 1.6205e+23 | 1.6529e+23 | 1.686e+23 | 1.7197e+23 | 1.7541e+23 | 1.7892e+23 | 1.825e+23 | 1.8615e+23 | 1.8987e+23 | 1.9367e+23 | 1.9754e+23 | 2.0149e+23 | 2.0552e+23 | 2.0963e+23 | 2.1383e+23 | 2.181e+23 | 2.2246e+23 | 2.2691e+23 | 2.3145e+23 | 2.3608e+23 | 2.408e+23 | 2.4562e+23 | 2.5053e+23 | 2.5554e+23 | 2.6065e+23 | 2.6586e+23 | 2.7118e+23 | 2.7661e+23 | 2.8214e+23 | 2.8778e+23 | 2.9354e+23 | 2.9941e+23 | 3.054e+23 | 3.115e+23 | 3.1773e+23 | 3.2409e+23 | 3.3057e+23 | 3.3718e+23 | 3.4392e+23 | 3.508e+23 | 3.5782e+23 | 3.6498e+23 | 3.7227e+23 | 3.7972e+23 | 3.8731e+23 | 3.9506e+23 | 4.0296e+23 | 4.1102e+23 | 4.1924e+23 | 4.2763e+23 | 4.3618e+23 | 4.449e+23 | 4.538e+23 | 4.6288e+23 | 4.7213e+23 | 4.8158e+23 | 4.9121e+23 | 5.0103e+23 | 5.1105e+23 | 5.2127e+23 | 5.317e+23 | 5.4233e+23 | 5.5318e+23 | 5.6424e+23 | 5.7553e+23 | 5.8704e+23 | 5.9878e+23 | 6.1076e+23 | 6.2297e+23 | 6.3543e+23 | 6.4814e+23 | 6.611e+23 | 6.7432e+23 | 6.8781e+23 | 7.0157e+23 | 7.156e+23 | 7.2991e+23 | 7.4451e+23 | 7.594e+23 | 7.7459e+23 | 7.9008e+23 | 8.0588e+23 | 8.22e+23 | 8.3844e+23 | 8.5521e+23 | 8.7231e+23 | 8.8976e+23 | 9.0755e+23 | 9.257e+23 | 9.4422e+23 | 9.631e+23 | 9.8236e+23 | 1.002e+24 | 1.0221e+24 | 1.0425e+24 | 1.0633e+24 | 1.0846e+24 | 1.1063e+24 | 1.1284e+24 | 1.151e+24 | 1.174e+24 | 1.1975e+24 | 1.2214e+24 | 1.2459e+24 | 1.2708e+24 | 1.2962e+24 | 1.3221e+24 | 1.3486e+24 | 1.3755e+24 | 1.4031e+24 | 1.4311e+24 | 1.4597e+24 | 1.4889e+24 | 1.5187e+24 | 1.5491e+24 | 1.5801e+24 | 1.6117e+24 | 1.6439e+24 | 1.6768e+24 | 1.7103e+24 | 1.7445e+24 | 1.7794e+24 | 1.815e+24 | 1.8513e+24 | 1.8883e+24 | 1.9261e+24 | 1.9646e+24 | 2.0039e+24 | 2.044e+24 | 2.0849e+24 | 2.1266e+24 | 2.1691e+24 | 2.2125e+24 | 2.2567e+24 | 2.3019e+24 | 2.3479e+24 | 2.3949e+24 | 2.4428e+24 | 2.4916e+24 | 2.5414e+24 | 2.5923e+24 | 2.6441e+24 | 2.697e+24 | 2.7509e+24 | 2.806e+24 | 2.8621e+24 | 2.9193e+24 | 2.9777e+24 | 3.0373e+24 | 3.098e+24 | 3.16e+24 | 3.2232e+24 | 3.2876e+24 | 3.3534e+24 | 3.4204e+24 | 3.4889e+24 | 3.5586e+24 | 3.6298e+24 | 3.7024e+24 | 3.7765e+24 | 3.852e+24 | 3.929e+24 | 4.0076e+24 | 4.0878e+24 | 4.1695e+24 | 4.2529e+24 | 4.338e+24 | 4.4247e+24 | 4.5132e+24 | 4.6035e+24 | 4.6955e+24 | 4.7895e+24 | 4.8852e+24 | 4.9829e+24 | 5.0826e+24 | 5.1843e+24 | 5.2879e+24 | 5.3937e+24 | 5.5016e+24 | 5.6116e+24 | 5.7238e+24 | 5.8383e+24 | 5.9551e+24 | 6.0742e+24 | 6.1957e+24 | 6.3196e+24 | 6.446e+24 | 6.5749e+24 | 6.7064e+24 | 6.8405e+24 | 6.9773e+24 | 7.1169e+24 | 7.2592e+24 | 7.4044e+24 | 7.5525e+24 | 7.7035e+24 | 7.8576e+24 | 8.0148e+24 | 8.1751e+24 | 8.3386e+24 | 8.5053e+24 | 8.6754e+24 | 8.8489e+24 | 9.0259e+24 | 9.2064e+24 | 9.3906e+24 | 9.5784e+24 | 9.7699e+24 | 9.9653e+24 | 1.0165e+25 | 1.0368e+25 | 1.0575e+25 | 1.0787e+25 | 1.1003e+25 | 1.1223e+25 | 1.1447e+25 | 1.1676e+25 | 1.191e+25 | 1.2148e+25 | 1.2391e+25 | 1.2638e+25 | 1.2891e+25 | 1.3149e+25 | 1.3412e+25 | 1.368e+25 | 1.3954e+25 | 1.4233e+25 | 1.4518e+25 | 1.4808e+25 | 1.5104e+25 | 1.5406e+25 | 1.5714e+25 | 1.6029e+25 | 1.6349e+25 | 1.6676e+25 | 1.701e+25 | 1.735e+25 | 1.7697e+25 | 1.8051e+25 | 1.8412e+25 | 1.878e+25 | 1.9156e+25 | 1.9539e+25 | 1.993e+25 | 2.0328e+25 | 2.0735e+25 | 2.1149e+25 | 2.1572e+25 | 2.2004e+25 | 2.2444e+25 | 2.2893e+25 | 2.3351e+25 | 2.3818e+25 | 2.4294e+25 | 2.478e+25 | 2.5276e+25 | 2.5781e+25 | 2.6297e+25 | 2.6823e+25 | 2.7359e+25 | 2.7906e+25 | 2.8464e+25 | 2.9034e+25 | 2.9614e+25 | 3.0207e+25 | 3.0811e+25 | 3.1427e+25 | 3.2055e+25 | 3.2697e+25 | 3.3351e+25 | 3.4018e+25 | 3.4698e+25 | 3.5392e+25 | 3.61e+25 | 3.6822e+25 | 3.7558e+25 | 3.8309e+25 | 3.9075e+25 | 3.9857e+25 | 4.0654e+25 | 4.1467e+25 | 4.2297e+25 | 4.3142e+25 | 4.4005e+25 | 4.4885e+25 | 4.5783e+25 | 4.6699e+25 | 4.7633e+25 | 4.8585e+25 | 4.9557e+25 | 5.0548e+25 | 5.1559e+25 | 5.259e+25 | 5.3642e+25 | 5.4715e+25 | 5.5809e+25 | 5.6926e+25 | 5.8064e+25 | 5.9225e+25 | 6.041e+25 | 6.1618e+25 | 6.285e+25 | 6.4107e+25 | 6.539e+25 | 6.6697e+25 | 6.8031e+25 | 6.9392e+25 | 7.078e+25 | 7.2195e+25 | 7.3639e+25 | 7.5112e+25 | 7.6614e+25 | 7.8147e+25 | 7.971e+25 | 8.1304e+25 | 8.293e+25 | 8.4588e+25 | 8.628e+25 | 8.8006e+25 | 8.9766e+25 | 9.1561e+25 | 9.3392e+25 | 9.526e+25 | 9.7165e+25 | 9.9109e+25 | 1.0109e+26 | 1.0311e+26 | 1.0518e+26 | 1.0728e+26 | 1.0942e+26 | 1.1161e+26 | 1.1384e+26 | 1.1612e+26 | 1.1844e+26 | 1.2081e+26 | 1.2323e+26 | 1.2569e+26 | 1.2821e+26 | 1.3077e+26 | 1.3339e+26 | 1.3606e+26 | 1.3878e+26 | 1.4155e+26 | 1.4438e+26 | 1.4727e+26 | 1.5022e+26 | 1.5322e+26 | 1.5628e+26 | 1.5941e+26 | 1.626e+26 | 1.6585e+26 | 1.6917e+26 | 1.7255e+26 | 1.76e+26 | 1.7952e+26 | 1.8311e+26 | 1.8677e+26 | 1.9051e+26 | 1.9432e+26 | 1.9821e+26 | 2.0217e+26 | 2.0621e+26 | 2.1034e+26 | 2.1455e+26 | 2.1884e+26 | 2.2321e+26 | 2.2768e+26 | 2.3223e+26 | 2.3688e+26 | 2.4161e+26 | 2.4645e+26 | 2.5137e+26 | 2.564e+26 | 2.6153e+26 | 2.6676e+26 | 2.721e+26 | 2.7754e+26 | 2.8309e+26 | 2.8875e+26 | 2.9452e+26 | 3.0042e+26 | 3.0642e+26 | 3.1255e+26 | 3.188e+26 | 3.2518e+26 | 3.3168e+26 | 3.3832e+26 | 3.4508e+26 | 3.5198e+26 | 3.5902e+26 | 3.662e+26 | 3.7353e+26 | 3.81e+26 | 3.8862e+26 | 3.9639e+26 | 4.0432e+26 | 4.1241e+26 | 4.2065e+26 | 4.2907e+26 | 4.3765e+26 | 4.464e+26 | 4.5533e+26 | 4.6444e+26 | 4.7372e+26 | 4.832e+26 | 4.9286e+26 | 5.0272e+26 | 5.1277e+26 | 5.2303e+26 | 5.3349e+26 | 5.4416e+26 | 5.5504e+26 | 5.6614e+26 | 5.7747e+26 | 5.8902e+26 | 6.008e+26 | 6.1281e+26 | 6.2507e+26 | 6.3757e+26 | 6.5032e+26 | 6.6333e+26 | 6.766e+26 | 6.9013e+26 | 7.0393e+26 | 7.1801e+26 | 7.3237e+26 | 7.4702e+26 | 7.6196e+26 | 7.772e+26 | 7.9274e+26 | 8.0859e+26 | 8.2477e+26 | 8.4126e+26 | 8.5809e+26 | 8.7525e+26 | 8.9275e+26 | 9.1061e+26 | 9.2882e+26 | 9.474e+26 | 9.6634e+26 | 9.8567e+26 | 1.0054e+27 | 1.0255e+27 | 1.046e+27 | 1.0669e+27 | 1.0883e+27 | 1.11e+27 | 1.1322e+27 | 1.1549e+27 | 1.178e+27 | 1.2015e+27 | 1.2256e+27 | 1.2501e+27 | 1.2751e+27 | 1.3006e+27 | 1.3266e+27 | 1.3531e+27 | 1.3802e+27 | 1.4078e+27 | 1.4359e+27 | 1.4647e+27 | 1.4939e+27 | 1.5238e+27 | 1.5543e+27 | 1.5854e+27 | 1.6171e+27 | 1.6494e+27 | 1.6824e+27 | 1.7161e+27 | 1.7504e+27 | 1.7854e+27 | 1.8211e+27 | 1.8575e+27 | 1.8947e+27 | 1.9326e+27 | 1.9712e+27 | 2.0107e+27 | 2.0509e+27 | 2.0919e+27 | 2.1337e+27 | 2.1764e+27 | 2.2199e+27 | 2.2643e+27 | 2.3096e+27 | 2.3558e+27 | 2.4029e+27 | 2.451e+27 | 2.5e+27 | 2.55e+27 | 2.601e+27 | 2.653e+27 | 2.7061e+27 | 2.7602e+27 | 2.8154e+27 | 2.8717e+27 | 2.9291e+27 | 2.9877e+27 | 3.0475e+27 | 3.1084e+27 | 3.1706e+27 | 3.234e+27 | 3.2987e+27 | 3.3647e+27 | 3.432e+27 | 3.5006e+27 | 3.5706e+27 | 3.642e+27 | 3.7149e+27 | 3.7892e+27 | 3.865e+27 | 3.9422e+27 | 4.0211e+27 | 4.1015e+27 | 4.1835e+27 | 4.2672e+27 | 4.3526e+27 | 4.4396e+27 | 4.5284e+27 | 4.619e+27 | 4.7114e+27 | 4.8056e+27 | 4.9017e+27 | 4.9997e+27 | 5.0997e+27 | 5.2017e+27 | 5.3057e+27 | 5.4119e+27 | 5.5201e+27 | 5.6305e+27 | 5.7431e+27 | 5.858e+27 | 5.9751e+27 | 6.0946e+27 | 6.2165e+27 | 6.3409e+27 | 6.4677e+27 | 6.597e+27 | 6.729e+27 | 6.8636e+27 | 7.0008e+27 | 7.1408e+27 | 7.2837e+27 | 7.4293e+27 | 7.5779e+27 | 7.7295e+27 | 7.8841e+27 | 8.0417e+27 | 8.2026e+27 | 8.3666e+27 | 8.534e+27 | 8.7046e+27 | 8.8787e+27 | 9.0563e+27 | 9.2374e+27 | 9.4222e+27 | 9.6106e+27 | 9.8028e+27 | 9.9989e+27 | 1.0199e+28 | 1.0403e+28 | 1.0611e+28 | 1.0823e+28 | 1.104e+28 | 1.126e+28 | 1.1486e+28 | 1.1715e+28 | 1.195e+28 | 1.2189e+28 | 1.2432e+28 | 1.2681e+28 | 1.2935e+28 | 1.3193e+28 | 1.3457e+28 | 1.3726e+28 | 1.4001e+28 | 1.4281e+28 | 1.4567e+28 | 1.4858e+28 | 1.5155e+28 | 1.5458e+28 | 1.5767e+28 | 1.6083e+28 | 1.6404e+28 | 1.6732e+28 | 1.7067e+28 | 1.7408e+28 | 1.7756e+28 | 1.8112e+28 | 1.8474e+28 | 1.8843e+28 | 1.922e+28 | 1.9605e+28 | 1.9997e+28 | 2.0397e+28 | 2.0805e+28 | 2.1221e+28 | 2.1645e+28 | 2.2078e+28 | 2.252e+28 | 2.297e+28 | 2.3429e+28 | 2.3898e+28 | 2.4376e+28 | 2.4863e+28 | 2.5361e+28 | 2.5868e+28 | 2.6385e+28 | 2.6913e+28 | 2.7451e+28 | 2.8e+28 | 2.856e+28 | 2.9131e+28 | 2.9714e+28 | 3.0308e+28 | 3.0914e+28 | 3.1533e+28 | 3.2163e+28 | 3.2807e+28 | 3.3463e+28 | 3.4132e+28 | 3.4815e+28 | 3.5511e+28 | 3.6221e+28 | 3.6946e+28 | 3.7685e+28 | 3.8438e+28 | 3.9207e+28 | 3.9991e+28 | 4.0791e+28 | 4.1607e+28 | 4.2439e+28 | 4.3288e+28 | 4.4153e+28 | 4.5037e+28 | 4.5937e+28 | 4.6856e+28 | 4.7793e+28 | 4.8749e+28 | 4.9724e+28 | 5.0718e+28 | 5.1733e+28 | 5.2768e+28 | 5.3823e+28 | 5.4899e+28 | 5.5997e+28 | 5.7117e+28 | 5.826e+28 | 5.9425e+28 | 6.0613e+28 | 6.1826e+28 | 6.3062e+28 | 6.4323e+28 | 6.561e+28 | 6.6922e+28 | 6.826e+28 | 6.9626e+28 | 7.1018e+28 | 7.2438e+28 | 7.3887e+28 | 7.5365e+28 | 7.6872e+28 | 7.841e+28 | 7.9978e+28 | 8.1578e+28 | 8.3209e+28 | 8.4873e+28 | 8.6571e+28 | 8.8302e+28 | 9.0068e+28 | 9.187e+28 | 9.3707e+28 | 9.5581e+28 | 9.7493e+28 | 9.9443e+28 | 1.0143e+29 | 1.0346e+29 | 1.0553e+29 | 1.0764e+29 | 1.0979e+29 | 1.1199e+29 | 1.1423e+29 | 1.1651e+29 | 1.1884e+29 | 1.2122e+29 | 1.2364e+29 | 1.2612e+29 | 1.2864e+29 | 1.3121e+29 | 1.3384e+29 | 1.3651e+29 | 1.3924e+29 | 1.4203e+29 | 1.4487e+29 | 1.4777e+29 | 1.5072e+29 | 1.5374e+29 | 1.5681e+29 | 1.5995e+29 | 1.6315e+29 | 1.6641e+29 | 1.6974e+29 | 1.7313e+29 | 1.7659e+29 | 1.8013e+29 | 1.8373e+29 | 1.874e+29 | 1.9115e+29 | 1.9497e+29 | 1.9887e+29 | 2.0285e+29 | 2.0691e+29 | 2.1105e+29 | 2.1527e+29 | 2.1957e+29 | 2.2396e+29 | 2.2844e+29 | 2.3301e+29 | 2.3767e+29 | 2.4243e+29 | 2.4727e+29 | 2.5222e+29 | 2.5726e+29 | 2.6241e+29 | 2.6766e+29 | 2.7301e+29 | 2.7847e+29 | 2.8404e+29 | 2.8972e+29 | 2.9552e+29 | 3.0143e+29 | 3.0746e+29 | 3.136e+29 | 3.1988e+29 | 3.2627e+29 | 3.328e+29 | 3.3946e+29 | 3.4624e+29 | 3.5317e+29 | 3.6023e+29 | 3.6744e+29 | 3.7479e+29 | 3.8228e+29 | 3.8993e+29 | 3.9773e+29 | 4.0568e+29 | 4.1379e+29 | 4.2207e+29 | 4.3051e+29 | 4.3912e+29 | 4.479e+29 | 4.5686e+29 | 4.66e+29 | 4.7532e+29 | 4.8483e+29 | 4.9452e+29 | 5.0441e+29 | 5.145e+29 | 5.2479e+29 | 5.3529e+29 | 5.4599e+29 | 5.5691e+29 | 5.6805e+29 | 5.7941e+29 | 5.91e+29 | 6.0282e+29 | 6.1488e+29 | 6.2717e+29 | 6.3972e+29 | 6.5251e+29 | 6.6556e+29 | 6.7887e+29 | 6.9245e+29 | 7.063e+29 | 7.2043e+29 | 7.3483e+29 | 7.4953e+29 | 7.6452e+29 | 7.7981e+29 | 7.9541e+29 | 8.1132e+29 | 8.2754e+29 | 8.4409e+29 | 8.6098e+29 | 8.782e+29 | 8.9576e+29 | 9.1367e+29 | 9.3195e+29 | 9.5059e+29 | 9.696e+29 | 9.8899e+29 | 1.0088e+30 | 1.0289e+30 | 1.0495e+30 | 1.0705e+30 | 1.0919e+30 | 1.1138e+30 | 1.136e+30 | 1.1588e+30 | 1.1819e+30 | 1.2056e+30 | 1.2297e+30 | 1.2543e+30 | 1.2794e+30 | 1.305e+30 | 1.3311e+30 | 1.3577e+30 | 1.3848e+30 | 1.4125e+30 | 1.4408e+30 | 1.4696e+30 | 1.499e+30 | 1.529e+30 | 1.5595e+30 | 1.5907e+30 | 1.6225e+30 | 1.655e+30 | 1.6881e+30 | 1.7219e+30 | 1.7563e+30 | 1.7914e+30 | 1.8272e+30 | 1.8638e+30 | 1.9011e+30 | 1.9391e+30 | 1.9779e+30 | 2.0174e+30 | 2.0578e+30 | 2.0989e+30 | 2.1409e+30 | 2.1837e+30 | 2.2274e+30 | 2.272e+30 | 2.3174e+30 | 2.3637e+30 | 2.411e+30 | 2.4592e+30 | 2.5084e+30 | 2.5586e+30 | 2.6098e+30 | 2.662e+30 | 2.7152e+30 | 2.7695e+30 | 2.8249e+30 | 2.8814e+30 | 2.939e+30 | 2.9978e+30 | 3.0577e+30 | 3.1189e+30 | 3.1813e+30 | 3.2449e+30 | 3.3098e+30 | 3.376e+30 | 3.4435e+30 | 3.5124e+30 | 3.5826e+30 | 3.6543e+30 | 3.7274e+30 | 3.8019e+30 | 3.878e+30 | 3.9555e+30 | 4.0346e+30 | 4.1153e+30 | 4.1976e+30 | 4.2816e+30 | 4.3672e+30 | 4.4546e+30 | 4.5437e+30 | 4.6345e+30 | 4.7272e+30 | 4.8218e+30 | 4.9182e+30 | 5.0166e+30 | 5.1169e+30 | 5.2192e+30 | 5.3236e+30 | 5.4301e+30 | 5.5387e+30 | 5.6495e+30 | 5.7625e+30 | 5.8777e+30 | 5.9953e+30 | 6.1152e+30 | 6.2375e+30 | 6.3622e+30 | 6.4895e+30 | 6.6192e+30 | 6.7516e+30 | 6.8867e+30 | 7.0244e+30 | 7.1649e+30 | 7.3082e+30 | 7.4543e+30 | 7.6034e+30 | 7.7555e+30 | 7.9106e+30 | 8.0688e+30 | 8.2302e+30 | 8.3948e+30 | 8.5627e+30 | 8.734e+30 | 8.9086e+30 | 9.0868e+30 | 9.2685e+30 | 9.4539e+30 | 9.643e+30 | 9.8359e+30 | 1.0033e+31 | 1.0233e+31 | 1.0438e+31 | 1.0647e+31 | 1.086e+31 | 1.1077e+31 | 1.1298e+31 | 1.1524e+31 | 1.1755e+31 | 1.199e+31 | 1.223e+31 | 1.2474e+31 | 1.2724e+31 | 1.2978e+31 | 1.3238e+31 | 1.3503e+31 | 1.3773e+31 | 1.4048e+31 | 1.4329e+31 | 1.4616e+31 | 1.4908e+31 | 1.5206e+31 | 1.551e+31 | 1.582e+31 | 1.6137e+31 | 1.6459e+31 | 1.6789e+31 | 1.7124e+31 | 1.7467e+31 | 1.7816e+31 | 1.8173e+31 | 1.8536e+31 | 1.8907e+31 | 1.9285e+31 | 1.9671e+31 | 2.0064e+31 | 2.0465e+31 | 2.0875e+31 | 2.1292e+31 | 2.1718e+31 | 2.2152e+31 | 2.2595e+31 | 2.3047e+31 | 2.3508e+31 | 2.3978e+31 | 2.4458e+31 | 2.4947e+31 | 2.5446e+31 | 2.5955e+31 | 2.6474e+31 | 2.7004e+31 | 2.7544e+31 | 2.8094e+31 | 2.8656e+31 | 2.923e+31 | 2.9814e+31 | 3.041e+31 | 3.1019e+31 | 3.1639e+31 | 3.2272e+31 | 3.2917e+31 | 3.3576e+31 | 3.4247e+31 | 3.4932e+31 | 3.5631e+31 | 3.6343e+31 | 3.707e+31 | 3.7811e+31 | 3.8568e+31 | 3.9339e+31 | 4.0126e+31 | 4.0928e+31 | 4.1747e+31 | 4.2582e+31 | 4.3434e+31 | 4.4302e+31 | 4.5188e+31 | 4.6092e+31 | 4.7014e+31 | 4.7954e+31 | 4.8913e+31 | 4.9891e+31 | 5.0889e+31 | 5.1907e+31 | 5.2945e+31 | 5.4004e+31 | 5.5084e+31 | 5.6186e+31 | 5.731e+31 | 5.8456e+31 | 5.9625e+31 | 6.0817e+31 | 6.2034e+31 | 6.3274e+31 | 6.454e+31 | 6.5831e+31 | 6.7147e+31 | 6.849e+31 | 6.986e+31 | 7.1257e+31 | 7.2682e+31 | 7.4136e+31 | 7.5619e+31 | 7.7131e+31 | 7.8674e+31 | 8.0247e+31 | 8.1852e+31 | 8.3489e+31 | 8.5159e+31 | 8.6862e+31 | 8.8599e+31 | 9.0371e+31 | 9.2179e+31 | 9.4022e+31 | 9.5903e+31 | 9.7821e+31 | 9.9777e+31 | 1.0177e+32 | 1.0381e+32 | 1.0588e+32 | 1.08e+32 | 1.1016e+32 | 1.1237e+32 | 1.1461e+32 | 1.1691e+32 | 1.1924e+32 | 1.2163e+32 | 1.2406e+32 | 1.2654e+32 | 1.2907e+32 | 1.3165e+32 | 1.3429e+32 | 1.3697e+32 | 1.3971e+32 | 1.4251e+32 | 1.4536e+32 | 1.4826e+32 | 1.5123e+32 | 1.5425e+32 | 1.5734e+32 | 1.6049e+32 | 1.637e+32 | 1.6697e+32 | 1.7031e+32 | 1.7371e+32 | 1.7719e+32 | 1.8073e+32 | 1.8435e+32 | 1.8803e+32 | 1.918e+32 | 1.9563e+32 | 1.9954e+32 | 2.0353e+32 | 2.0761e+32 | 2.1176e+32 | 2.1599e+32 | 2.2031e+32 | 2.2472e+32 | 2.2921e+32 | 2.338e+32 | 2.3847e+32 | 2.4324e+32 | 2.4811e+32 | 2.5307e+32 | 2.5813e+32 | 2.6329e+32 | 2.6856e+32 | 2.7393e+32 | 2.7941e+32 | 2.85e+32 | 2.907e+32 | 2.9651e+32 | 3.0244e+32 | 3.0849e+32 | 3.1466e+32 | 3.2095e+32 | 3.2737e+32 | 3.3392e+32 | 3.406e+32 | 3.4741e+32 | 3.5436e+32 | 3.6145e+32 | 3.6867e+32 | 3.7605e+32 | 3.8357e+32 | 3.9124e+32 | 3.9907e+32 | 4.0705e+32 | 4.1519e+32 | 4.2349e+32 | 4.3196e+32 | 4.406e+32 | 4.4941e+32 | 4.584e+32 | 4.6757e+32 | 4.7692e+32 | 4.8646e+32 | 4.9619e+32 | 5.0611e+32 | 5.1623e+32 | 5.2656e+32 | 5.3709e+32 | 5.4783e+32 | 5.5879e+32 | 5.6996e+32 | 5.8136e+32 | 5.9299e+32 | 6.0485e+32 | 6.1695e+32 | 6.2929e+32 | 6.4187e+32 | 6.5471e+32 | 6.678e+32 | 6.8116e+32 | 6.9478e+32 | 7.0868e+32 | 7.2285e+32 | 7.3731e+32 | 7.5206e+32 | 7.671e+32 | 7.8244e+32 | 7.9809e+32 | 8.1405e+32 | 8.3033e+32 | 8.4694e+32 | 8.6387e+32 | 8.8115e+32 | 8.9878e+32 | 9.1675e+32 | 9.3509e+32 | 9.5379e+32 | 9.7286e+32 | 9.9232e+32 | 1.0122e+33 | 1.0324e+33 | 1.0531e+33 | 1.0741e+33 | 1.0956e+33 | 1.1175e+33 | 1.1399e+33 | 1.1627e+33 | 1.1859e+33 | 1.2096e+33 | 1.2338e+33 | 1.2585e+33 | 1.2837e+33 | 1.3093e+33 | 1.3355e+33 | 1.3622e+33 | 1.3895e+33 | 1.4173e+33 | 1.4456e+33 | 1.4745e+33 | 1.504e+33 | 1.5341e+33 | 1.5648e+33 | 1.5961e+33 | 1.628e+33 | 1.6606e+33 | 1.6938e+33 | 1.7277e+33 | 1.7622e+33 | 1.7975e+33 | 1.8334e+33 | 1.8701e+33 | 1.9075e+33 | 1.9456e+33 | 1.9845e+33 | 2.0242e+33 | 2.0647e+33 | 2.106e+33 | 2.1481e+33 | 2.1911e+33 | 2.2349e+33 | 2.2796e+33 | 2.3252e+33 | 2.3717e+33 | 2.4191e+33 | 2.4675e+33 | 2.5169e+33 | 2.5672e+33 | 2.6185e+33 | 2.6709e+33 | 2.7243e+33 | 2.7788e+33 | 2.8344e+33 | 2.8911e+33 | 2.9489e+33 | 3.0079e+33 | 3.068e+33 | 3.1294e+33 | 3.192e+33 | 3.2558e+33 | 3.321e+33 | 3.3874e+33 | 3.4551e+33 | 3.5242e+33 | 3.5947e+33 | 3.6666e+33 | 3.7399e+33 | 3.8147e+33 | 3.891e+33 | 3.9688e+33 | 4.0482e+33 | 4.1292e+33 | 4.2118e+33 | 4.296e+33 | 4.3819e+33 | 4.4696e+33 | 4.559e+33 | 4.6501e+33 | 4.7431e+33 | 4.838e+33 | 4.9348e+33 | 5.0335e+33 | 5.1341e+33 | 5.2368e+33 | 5.3415e+33 | 5.4484e+33 | 5.5573e+33 | 5.6685e+33 | 5.7819e+33 | 5.8975e+33 | 6.0154e+33 | 6.1358e+33 | 6.2585e+33 | 6.3836e+33 | 6.5113e+33 | 6.6415e+33 | 6.7744e+33 | 6.9099e+33 | 7.0481e+33 | 7.189e+33 | 7.3328e+33 | 7.4794e+33 | 7.629e+33 | 7.7816e+33 | 7.9372e+33 | 8.096e+33 | 8.2579e+33 | 8.4231e+33 | 8.5915e+33 | 8.7634e+33 | 8.9386e+33 | 9.1174e+33 | 9.2998e+33 | 9.4857e+33 | 9.6755e+33 | 9.869e+33 | 1.0066e+34 | 1.0268e+34 | 1.0473e+34 | 1.0682e+34 | 1.0896e+34 | 1.1114e+34 | 1.1336e+34 | 1.1563e+34 | 1.1794e+34 | 1.203e+34 | 1.2271e+34 | 1.2516e+34 | 1.2767e+34 | 1.3022e+34 | 1.3282e+34 | 1.3548e+34 | 1.3819e+34 | 1.4095e+34 | 1.4377e+34 | 1.4665e+34 | 1.4958e+34 | 1.5257e+34 | 1.5562e+34 | 1.5874e+34 | 1.6191e+34 | 1.6515e+34 | 1.6845e+34 | 1.7182e+34 | 1.7526e+34 | 1.7876e+34 | 1.8234e+34 | 1.8598e+34 | 1.897e+34 | 1.935e+34 | 1.9737e+34 | 2.0132e+34 | 2.0534e+34 | 2.0945e+34 | 2.1364e+34 | 2.1791e+34 | 2.2227e+34 | 2.2671e+34 | 2.3125e+34 | 2.3587e+34 | 2.4059e+34 | 2.454e+34 | 2.5031e+34 | 2.5532e+34 | 2.6042e+34 | 2.6563e+34 | 2.7094e+34 | 2.7636e+34 | 2.8189e+34 | 2.8753e+34 | 2.9328e+34 | 2.9914e+34 | 3.0513e+34 | 3.1123e+34 | 3.1745e+34 | 3.238e+34 | 3.3028e+34 | 3.3689e+34 | 3.4362e+34 | 3.505e+34 | 3.5751e+34 | 3.6466e+34 | 3.7195e+34 | 3.7939e+34 | 3.8698e+34 | 3.9472e+34 | 4.0261e+34 | 4.1066e+34 | 4.1888e+34 | 4.2725e+34 | 4.358e+34 | 4.4451e+34 | 4.534e+34 | 4.6247e+34 | 4.7172e+34 | 4.8116e+34 | 4.9078e+34 | 5.0059e+34 | 5.1061e+34 | 5.2082e+34 | 5.3123e+34 | 5.4186e+34 | 5.527e+34 | 5.6375e+34 | 5.7503e+34 | 5.8653e+34 | 5.9826e+34 | 6.1022e+34 | 6.2243e+34 | 6.3487e+34 | 6.4757e+34 | 6.6052e+34 | 6.7373e+34 | 6.8721e+34 | 7.0095e+34 | 7.1497e+34 | 7.2927e+34 | 7.4386e+34 | 7.5873e+34 | 7.7391e+34 | 7.8939e+34 | 8.0517e+34 | 8.2128e+34 | 8.377e+34 | 8.5446e+34 | 8.7155e+34 | 8.8898e+34 | 9.0676e+34 | 9.2489e+34 | 9.4339e+34 | 9.6226e+34 | 9.815e+34 | 1.0011e+35 | 1.0212e+35 | 1.0416e+35 | 1.0624e+35 | 1.0837e+35 | 1.1053e+35 | 1.1274e+35 | 1.15e+35 | 1.173e+35 | 1.1964e+35 | 1.2204e+35 | 1.2448e+35 | 1.2697e+35 | 1.2951e+35 | 1.321e+35 | 1.3474e+35 | 1.3743e+35 | 1.4018e+35 | 1.4299e+35 | 1.4585e+35 | 1.4876e+35 | 1.5174e+35 | 1.5477e+35 | 1.5787e+35 | 1.6103e+35 | 1.6425e+35 | 1.6753e+35 | 1.7088e+35 | 1.743e+35 | 1.7779e+35 | 1.8134e+35 | 1.8497e+35 | 1.8867e+35 | 1.9244e+35 | 1.9629e+35 | 2.0022e+35 | 2.0422e+35 | 2.083e+35 | 2.1247e+35 | 2.1672e+35 | 2.2105e+35 | 2.2548e+35 | 2.2998e+35 | 2.3458e+35 | 2.3928e+35 | 2.4406e+35 | 2.4894e+35 | 2.5392e+35 | 2.59e+35 | 2.6418e+35 | 2.6946e+35 | 2.7485e+35 | 2.8035e+35 | 2.8596e+35 | 2.9168e+35 | 2.9751e+35 | 3.0346e+35 | 3.0953e+35 | 3.1572e+35 | 3.2203e+35 | 3.2848e+35 | 3.3504e+35 | 3.4175e+35 | 3.4858e+35 | 3.5555e+35 | 3.6266e+35 | 3.6992e+35 | 3.7731e+35 | 3.8486e+35 | 3.9256e+35 | 4.0041e+35 | 4.0842e+35 | 4.1659e+35 | 4.2492e+35 | 4.3342e+35 | 4.4208e+35 | 4.5093e+35 | 4.5994e+35 | 4.6914e+35 | 4.7853e+35 | 4.881e+35 | 4.9786e+35 | 5.0782e+35 | 5.1797e+35 | 5.2833e+35 | 5.389e+35 | 5.4968e+35 | 5.6067e+35 | 5.7188e+35 | 5.8332e+35 | 5.9499e+35 | 6.0689e+35 | 6.1902e+35 | 6.314e+35 | 6.4403e+35 | 6.5691e+35 | 6.7005e+35 | 6.8345e+35 | 6.9712e+35 | 7.1106e+35 | 7.2529e+35 | 7.3979e+35 | 7.5459e+35 | 7.6968e+35 | 7.8507e+35 | 8.0077e+35 | 8.1679e+35 | 8.3313e+35 | 8.4979e+35 | 8.6678e+35 | 8.8412e+35 | 9.018e+35 | 9.1984e+35 | 9.3823e+35 | 9.57e+35 | 9.7614e+35 | 9.9566e+35 | 1.0156e+36 | 1.0359e+36 | 1.0566e+36 | 1.0777e+36 | 1.0993e+36 | 1.1213e+36 | 1.1437e+36 | 1.1666e+36 | 1.1899e+36 | 1.2137e+36 | 1.238e+36 | 1.2627e+36 | 1.288e+36 | 1.3138e+36 | 1.34e+36 | 1.3668e+36 | 1.3942e+36 | 1.4221e+36 | 1.4505e+36 | 1.4795e+36 | 1.5091e+36 | 1.5393e+36 | 1.5701e+36 | 1.6015e+36 | 1.6335e+36 | 1.6662e+36 | 1.6995e+36 | 1.7335e+36 | 1.7681e+36 | 1.8035e+36 | 1.8396e+36 | 1.8764e+36 | 1.9139e+36 | 1.9522e+36 | 1.9912e+36 | 2.031e+36 | 2.0717e+36 | 2.1131e+36 | 2.1554e+36 | 2.1985e+36 | 2.2424e+36 | 2.2873e+36 | 2.333e+36 | 2.3797e+36 | 2.4273e+36 | 2.4758e+36 | 2.5253e+36 | 2.5758e+36 | 2.6274e+36 | 2.6799e+36 | 2.7335e+36 | 2.7882e+36 | 2.8439e+36 | 2.9008e+36 | 2.9588e+36 | 3.018e+36 | 3.0784e+36 | 3.1399e+36 | 3.2027e+36 | 3.2668e+36 | 3.3321e+36 | 3.3988e+36 | 3.4668e+36 | 3.5361e+36 | 3.6068e+36 | 3.6789e+36 | 3.7525e+36 | 3.8276e+36 | 3.9041e+36 | 3.9822e+36 | 4.0619e+36 | 4.1431e+36 | 4.226e+36 | 4.3105e+36 | 4.3967e+36 | 4.4846e+36 | 4.5743e+36 | 4.6658e+36 | 4.7591e+36 | 4.8543e+36 | 4.9514e+36 | 5.0504e+36 | 5.1514e+36 | 5.2544e+36 | 5.3595e+36 | 5.4667e+36 | 5.5761e+36 | 5.6876e+36 | 5.8013e+36 | 5.9174e+36 | 6.0357e+36 | 6.1564e+36 | 6.2795e+36 | 6.4051e+36 | 6.5332e+36 | 6.6639e+36 | 6.7972e+36 | 6.9331e+36 | 7.0718e+36 | 7.2132e+36 | 7.3575e+36 | 7.5046e+36 | 7.6547e+36 | 7.8078e+36 | 7.964e+36 | 8.1233e+36 | 8.2857e+36 | 8.4514e+36 | 8.6205e+36 | 8.7929e+36 | 8.9687e+36 | 9.1481e+36 | 9.3311e+36 | 9.5177e+36 | 9.708e+36 | 9.9022e+36 | 1.01e+37 | 1.0302e+37 | 1.0508e+37 | 1.0718e+37 | 1.0933e+37 | 1.1151e+37 | 1.1375e+37 | 1.1602e+37 | 1.1834e+37 | 1.2071e+37 | 1.2312e+37 | 1.2558e+37 | 1.281e+37 | 1.3066e+37 | 1.3327e+37 | 1.3594e+37 | 1.3865e+37 | 1.4143e+37 | 1.4426e+37 | 1.4714e+37 | 1.5008e+37 | 1.5309e+37 | 1.5615e+37 | 1.5927e+37 | 1.6246e+37 | 1.6571e+37 | 1.6902e+37 | 1.724e+37 | 1.7585e+37 | 1.7936e+37 | 1.8295e+37 | 1.8661e+37 | 1.9034e+37 | 1.9415e+37 | 1.9803e+37 | 2.0199e+37 | 2.0603e+37 | 2.1015e+37 | 2.1436e+37 | 2.1864e+37 | 2.2302e+37 | 2.2748e+37 | 2.3203e+37 | 2.3667e+37 | 2.414e+37 | 2.4623e+37 | 2.5115e+37 | 2.5618e+37 | 2.613e+37 | 2.6653e+37 | 2.7186e+37 | 2.7729e+37 | 2.8284e+37 | 2.885e+37 | 2.9427e+37 | 3.0015e+37 | 3.0616e+37 | 3.1228e+37 | 3.1852e+37 | 3.2489e+37 | 3.3139e+37 | 3.3802e+37 | 3.4478e+37 | 3.5168e+37 | 3.5871e+37 | 3.6588e+37 | 3.732e+37 | 3.8067e+37 | 3.8828e+37 | 3.9604e+37 | 4.0397e+37 | 4.1204e+37 | 4.2029e+37 | 4.2869e+37 | 4.3727e+37 | 4.4601e+37 | 4.5493e+37 | 4.6403e+37 | 4.7331e+37 | 4.8278e+37 | 4.9243e+37 | 5.0228e+37 | 5.1233e+37 | 5.2257e+37 | 5.3302e+37 | 5.4368e+37 | 5.5456e+37 | 5.6565e+37 | 5.7696e+37 | 5.885e+37 | 6.0027e+37 | 6.1228e+37 | 6.2452e+37 | 6.3701e+37 | 6.4975e+37 | 6.6275e+37 | 6.76e+37 | 6.8952e+37 | 7.0331e+37 | 7.1738e+37 | 7.3173e+37 | 7.4636e+37 | 7.6129e+37 | 7.7651e+37 | 7.9205e+37 | 8.0789e+37 | 8.2404e+37 | 8.4052e+37 | 8.5734e+37 | 8.7448e+37 | 8.9197e+37 | 9.0981e+37 | 9.2801e+37 | 9.4657e+37 | 9.655e+37 | 9.8481e+37 | 1.0045e+38 | 1.0246e+38 | 1.0451e+38 | 1.066e+38 | 1.0873e+38 | 1.1091e+38 | 1.1312e+38 | 1.1539e+38 | 1.1769e+38 | 1.2005e+38 | 1.2245e+38 | 1.249e+38 | 1.274e+38 | 1.2994e+38 | 1.3254e+38 | 1.3519e+38 | 1.379e+38 | 1.4065e+38 | 1.4347e+38 | 1.4634e+38 | 1.4926e+38 | 1.5225e+38 | 1.5529e+38 | 1.584e+38 | 1.6157e+38 | 1.648e+38 | 1.681e+38 | 1.7146e+38 | 1.7489e+38 | 1.7838e+38 | 1.8195e+38 | 1.8559e+38 | 1.893e+38 | 1.9309e+38 | 1.9695e+38 | 2.0089e+38 | 2.0491e+38 | 2.0901e+38 | 2.1319e+38 | 2.1745e+38 | 2.218e+38 | 2.2623e+38 | 2.3076e+38 | 2.3537e+38 | 2.4008e+38 | 2.4488e+38 | 2.4978e+38 | 2.5478e+38 | 2.5987e+38 | 2.6507e+38 | 2.7037e+38 | 2.7578e+38 | 2.8129e+38 | 2.8692e+38 | 2.9266e+38 | 2.9851e+38 | 3.0448e+38 | 3.1057e+38 | 3.1678e+38 | 3.2312e+38 | 3.2958e+38 | 3.3617e+38 | 3.429e+38 | 3.4975e+38 | 3.5675e+38 | 3.6388e+38 | 3.7116e+38 | 3.7859e+38 | 3.8616e+38 | 3.9388e+38 | 4.0176e+38 | 4.0979e+38 | 4.1799e+38 | 4.2635e+38 | 4.3488e+38 | 4.4357e+38 | 4.5244e+38 | 4.6149e+38 | 4.7072e+38 | 4.8014e+38 | 4.8974e+38 | 4.9953e+38 | 5.0953e+38 | 5.1972e+38 | 5.3011e+38 | 5.4071e+38 | 5.5153e+38 | 5.6256e+38 | 5.7381e+38 | 5.8528e+38 | 5.9699e+38 | 6.0893e+38 | 6.2111e+38 | 6.3353e+38 | 6.462e+38 | 6.5913e+38 | 6.7231e+38 | 6.8575e+38 | 6.9947e+38 | 7.1346e+38 | 7.2773e+38 | 7.4228e+38 | 7.5713e+38 | 7.7227e+38 | 7.8772e+38 | 8.0347e+38 | 8.1954e+38 | 8.3593e+38 | 8.5265e+38 | 8.697e+38 | 8.871e+38 | 9.0484e+38 | 9.2294e+38 | 9.4139e+38 | 9.6022e+38 | 9.7943e+38 | 9.9901e+38 | 1.019e+39 | 1.0394e+39 | 1.0602e+39 | 1.0814e+39 | 1.103e+39 | 1.1251e+39 | 1.1476e+39 | 1.1705e+39 | 1.1939e+39 | 1.2178e+39 | 1.2421e+39 | 1.267e+39 | 1.2923e+39 | 1.3182e+39 | 1.3445e+39 | 1.3714e+39 | 1.3989e+39 | 1.4268e+39 | 1.4554e+39 | 1.4845e+39 | 1.5142e+39 | 1.5445e+39 | 1.5753e+39 | 1.6069e+39 | 1.639e+39 | 1.6718e+39 | 1.7052e+39 | 1.7393e+39 | 1.7741e+39 | 1.8096e+39 | 1.8458e+39 | 1.8827e+39 | 1.9203e+39 | 1.9587e+39 | 1.9979e+39 | 2.0379e+39 | 2.0786e+39 | 2.1202e+39 | 2.1626e+39 | 2.2059e+39 | 2.25e+39 | 2.295e+39 | 2.3409e+39 | 2.3877e+39 | 2.4355e+39 | 2.4842e+39 | 2.5338e+39 | 2.5845e+39 | 2.6362e+39 | 2.6889e+39 | 2.7427e+39 | 2.7976e+39 | 2.8535e+39 | 2.9106e+39 | 2.9688e+39 | 3.0282e+39 | 3.0887e+39 | 3.1505e+39 | 3.2135e+39 | 3.2778e+39 | 3.3434e+39 | 3.4102e+39 | 3.4784e+39 | 3.548e+39 | 3.619e+39 | 3.6913e+39 | 3.7652e+39 | 3.8405e+39 | 3.9173e+39 | 3.9956e+39 | 4.0755e+39 | 4.157e+39 | 4.2402e+39 | 4.325e+39 | 4.4115e+39 | 4.4997e+39 | 4.5897e+39 | 4.6815e+39 | 4.7751e+39 | 4.8706e+39 | 4.968e+39 | 5.0674e+39 | 5.1688e+39 | 5.2721e+39 | 5.3776e+39 | 5.4851e+39 | 5.5948e+39 | 5.7067e+39 | 5.8209e+39 | 5.9373e+39 | 6.056e+39 | 6.1771e+39 | 6.3007e+39 | 6.4267e+39 | 6.5552e+39 | 6.6863e+39 | 6.8201e+39 | 6.9565e+39 | 7.0956e+39 | 7.2375e+39 | 7.3823e+39 | 7.5299e+39 | 7.6805e+39 | 7.8341e+39 | 7.9908e+39 | 8.1506e+39 | 8.3136e+39 | 8.4799e+39 | 8.6495e+39 | 8.8225e+39 | 8.9989e+39 | 9.1789e+39 | 9.3625e+39 | 9.5497e+39 | 9.7407e+39 | 9.9355e+39 | 1.0134e+40 | 1.0337e+40 | 1.0544e+40 | 1.0755e+40 | 1.097e+40 | 1.1189e+40 | 1.1413e+40 | 1.1641e+40 | 1.1874e+40 | 1.2111e+40 | 1.2354e+40 | 1.2601e+40 | 1.2853e+40 | 1.311e+40 | 1.3372e+40 | 1.3639e+40 | 1.3912e+40 | 1.419e+40 | 1.4474e+40 | 1.4764e+40 | 1.5059e+40 | 1.536e+40 | 1.5667e+40 | 1.5981e+40 | 1.63e+40 | 1.6626e+40 | 1.6959e+40 | 1.7298e+40 | 1.7644e+40 | 1.7997e+40 | 1.8357e+40 | 1.8724e+40 | 1.9098e+40 | 1.948e+40 | 1.987e+40 | 2.0267e+40 | 2.0673e+40 | 2.1086e+40 | 2.1508e+40 | 2.1938e+40 | 2.2377e+40 | 2.2824e+40 | 2.3281e+40 | 2.3746e+40 | 2.4221e+40 | 2.4706e+40 | 2.52e+40 | 2.5704e+40 | 2.6218e+40 | 2.6742e+40 | 2.7277e+40 | 2.7823e+40 | 2.8379e+40 | 2.8947e+40 | 2.9526e+40 | 3.0116e+40 | 3.0719e+40 | 3.1333e+40 | 3.196e+40 | 3.2599e+40 | 3.3251e+40 | 3.3916e+40 | 3.4594e+40 | 3.5286e+40 | 3.5992e+40 | 3.6712e+40 | 3.7446e+40 | 3.8195e+40 | 3.8959e+40 | 3.9738e+40 | 4.0533e+40 | 4.1343e+40 | 4.217e+40 | 4.3013e+40 | 4.3874e+40 | 4.4751e+40 | 4.5646e+40 | 4.6559e+40 | 4.749e+40 | 4.844e+40 | 4.9409e+40 | 5.0397e+40 | 5.1405e+40 | 5.2433e+40 | 5.3482e+40 | 5.4551e+40 | 5.5643e+40 | 5.6755e+40 | 5.789e+40 | 5.9048e+40 | 6.0229e+40 | 6.1434e+40 | 6.2663e+40 | 6.3916e+40 | 6.5194e+40 | 6.6498e+40 | 6.7828e+40 | 6.9184e+40 | 7.0568e+40 | 7.198e+40 | 7.3419e+40 | 7.4888e+40 | 7.6385e+40 | 7.7913e+40 | 7.9471e+40 | 8.1061e+40 | 8.2682e+40 | 8.4335e+40 | 8.6022e+40 | 8.7743e+40 | 8.9497e+40 | 9.1287e+40 | 9.3113e+40 | 9.4975e+40 | 9.6875e+40 | 9.8812e+40 | 1.0079e+41 | 1.028e+41 | 1.0486e+41 | 1.0696e+41 | 1.091e+41 | 1.1128e+41 | 1.135e+41 | 1.1577e+41 | 1.1809e+41 | 1.2045e+41 | 1.2286e+41 | 1.2532e+41 | 1.2782e+41 | 1.3038e+41 | 1.3299e+41 | 1.3565e+41 | 1.3836e+41 | 1.4113e+41 | 1.4395e+41 | 1.4683e+41 | 1.4977e+41 | 1.5276e+41 | 1.5582e+41 | 1.5893e+41 | 1.6211e+41 | 1.6535e+41 | 1.6866e+41 | 1.7203e+41 | 1.7548e+41 | 1.7899e+41 | 1.8256e+41 | 1.8622e+41 | 1.8994e+41 | 1.9374e+41 | 1.9761e+41 | 2.0157e+41 | 2.056e+41 | 2.0971e+41 | 2.139e+41 | 2.1818e+41 | 2.2255e+41 | 2.27e+41 | 2.3154e+41 | 2.3617e+41 | 2.4089e+41 | 2.4571e+41 | 2.5062e+41 | 2.5563e+41 | 2.6075e+41 | 2.6596e+41 | 2.7128e+41 | 2.7671e+41 | 2.8224e+41 | 2.8789e+41 | 2.9364e+41 | 2.9952e+41 | 3.0551e+41 | 3.1162e+41 | 3.1785e+41 | 3.2421e+41 | 3.3069e+41 | 3.373e+41 | 3.4405e+41 | 3.5093e+41 | 3.5795e+41 | 3.6511e+41 | 3.7241e+41 | 3.7986e+41 | 3.8746e+41 | 3.9521e+41 | 4.0311e+41 | 4.1117e+41 | 4.194e+41 | 4.2778e+41 | 4.3634e+41 | 4.4507e+41 | 4.5397e+41 | 4.6305e+41 | 4.7231e+41 | 4.8175e+41 | 4.9139e+41 | 5.0122e+41 | 5.1124e+41 | 5.2147e+41 | 5.319e+41 | 5.4253e+41 | 5.5338e+41 | 5.6445e+41 | 5.7574e+41 | 5.8726e+41 | 5.99e+41 | 6.1098e+41 | 6.232e+41 | 6.3566e+41 | 6.4838e+41 | 6.6135e+41 | 6.7457e+41 | 6.8806e+41 | 7.0182e+41 | 7.1586e+41 | 7.3018e+41 | 7.4478e+41 | 7.5968e+41 | 7.7487e+41 | 7.9037e+41 | 8.0618e+41 | 8.223e+41 | 8.3875e+41 | 8.5552e+41 | 8.7263e+41 | 8.9008e+41 | 9.0789e+41 | 9.2604e+41 | 9.4456e+41 | 9.6346e+41 | 9.8272e+41 | 1.0024e+42 | 1.0224e+42 | 1.0429e+42 | 1.0637e+42 | 1.085e+42 | 1.1067e+42 | 1.1288e+42 | 1.1514e+42 | 1.1744e+42 | 1.1979e+42 | 1.2219e+42 | 1.2463e+42 | 1.2713e+42 | 1.2967e+42 | 1.3226e+42 | 1.3491e+42 | 1.3761e+42 | 1.4036e+42 | 1.4316e+42 | 1.4603e+42 | 1.4895e+42 | 1.5193e+42 | 1.5497e+42 | 1.5807e+42 | 1.6123e+42 | 1.6445e+42 | 1.6774e+42 | 1.7109e+42 | 1.7452e+42 | 1.7801e+42 | 1.8157e+42 | 1.852e+42 | 1.889e+42 | 1.9268e+42 | 1.9653e+42 | 2.0046e+42 | 2.0447e+42 | 2.0856e+42 | 2.1273e+42 | 2.1699e+42 | 2.2133e+42 | 2.2576e+42 | 2.3027e+42 | 2.3488e+42 | 2.3957e+42 | 2.4437e+42 | 2.4925e+42 | 2.5424e+42 | 2.5932e+42 | 2.6451e+42 | 2.698e+42 | 2.752e+42 | 2.807e+42 | 2.8631e+42 | 2.9204e+42 | 2.9788e+42 | 3.0384e+42 | 3.0991e+42 | 3.1611e+42 | 3.2243e+42 | 3.2888e+42 | 3.3546e+42 | 3.4217e+42 | 3.4901e+42 | 3.5599e+42 | 3.6311e+42 | 3.7038e+42 | 3.7778e+42 | 3.8534e+42 | 3.9305e+42 | 4.0091e+42 | 4.0893e+42 | 4.171e+42 | 4.2545e+42 | 4.3395e+42 | 4.4263e+42 | 4.5149e+42 | 4.6052e+42 | 4.6973e+42 | 4.7912e+42 | 4.887e+42 | 4.9848e+42 | 5.0845e+42 | 5.1862e+42 | 5.2899e+42 | 5.3957e+42 | 5.5036e+42 | 5.6137e+42 | 5.7259e+42 | 5.8405e+42 | 5.9573e+42 | 6.0764e+42 | 6.1979e+42 | 6.3219e+42 | 6.4483e+42 | 6.5773e+42 | 6.7089e+42 | 6.843e+42 | 6.9799e+42 | 7.1195e+42 | 7.2619e+42 | 7.4071e+42 | 7.5553e+42 | 7.7064e+42 | 7.8605e+42 | 8.0177e+42 | 8.1781e+42 | 8.3416e+42 | 8.5084e+42 | 8.6786e+42 | 8.8522e+42 | 9.0292e+42 | 9.2098e+42 | 9.394e+42 | 9.5819e+42 | 9.7735e+42 | 9.969e+42 | 1.0168e+43 | 1.0372e+43 | 1.0579e+43 | 1.0791e+43 | 1.1007e+43 | 1.1227e+43 | 1.1451e+43 | 1.168e+43 | 1.1914e+43 | 1.2152e+43 | 1.2395e+43 | 1.2643e+43 | 1.2896e+43 | 1.3154e+43 | 1.3417e+43 | 1.3685e+43 | 1.3959e+43 | 1.4238e+43 | 1.4523e+43 | 1.4813e+43 | 1.511e+43 | 1.5412e+43 | 1.572e+43 | 1.6035e+43 | 1.6355e+43 | 1.6682e+43 | 1.7016e+43 | 1.7356e+43 | 1.7703e+43 | 1.8057e+43 | 1.8419e+43 | 1.8787e+43 | 1.9163e+43 | 1.9546e+43 | 1.9937e+43 | 2.0336e+43 | 2.0742e+43 | 2.1157e+43 | 2.158e+43 | 2.2012e+43 | 2.2452e+43 | 2.2901e+43 | 2.3359e+43 | 2.3826e+43 | 2.4303e+43 | 2.4789e+43 | 2.5285e+43 | 2.5791e+43 | 2.6306e+43 | 2.6832e+43 | 2.7369e+43 | 2.7916e+43 | 2.8475e+43 | 2.9044e+43 | 2.9625e+43 | 3.0218e+43 | 3.0822e+43 | 3.1438e+43 | 3.2067e+43 | 3.2709e+43 | 3.3363e+43 | 3.403e+43 | 3.4711e+43 | 3.5405e+43 | 3.6113e+43 | 3.6835e+43 | 3.7572e+43 | 3.8323e+43 | 3.909e+43 | 3.9872e+43 | 4.0669e+43 | 4.1482e+43 | 4.2312e+43 | 4.3158e+43 | 4.4021e+43 | 4.4902e+43 | 4.58e+43 | 4.6716e+43 | 4.765e+43 | 4.8603e+43 | 4.9575e+43 | 5.0567e+43 | 5.1578e+43 | 5.261e+43 | 5.3662e+43 | 5.4735e+43 | 5.583e+43 | 5.6946e+43 | 5.8085e+43 | 5.9247e+43 | 6.0432e+43 | 6.1641e+43 | 6.2874e+43 | 6.4131e+43 | 6.5414e+43 | 6.6722e+43 | 6.8056e+43 | 6.9417e+43 | 7.0806e+43 | 7.2222e+43 | 7.3666e+43 | 7.514e+43 | 7.6642e+43 | 7.8175e+43 | 7.9739e+43 | 8.1334e+43 | 8.296e+43 | 8.4619e+43 | 8.6312e+43 | 8.8038e+43 | 8.9799e+43 | 9.1595e+43 | 9.3427e+43 | 9.5295e+43 | 9.7201e+43 | 9.9145e+43 | 1.0113e+44 | 1.0315e+44 | 1.0521e+44 | 1.0732e+44 | 1.0946e+44 | 1.1165e+44 | 1.1389e+44 | 1.1616e+44 | 1.1849e+44 | 1.2086e+44 | 1.2327e+44 | 1.2574e+44 | 1.2825e+44 | 1.3082e+44 | 1.3344e+44 | 1.3611e+44 | 1.3883e+44 | 1.416e+44 | 1.4444e+44 | 1.4732e+44 | 1.5027e+44 | 1.5328e+44 | 1.5634e+44 | 1.5947e+44 | 1.6266e+44 | 1.6591e+44 | 1.6923e+44 | 1.7261e+44 | 1.7607e+44 | 1.7959e+44 | 1.8318e+44 | 1.8684e+44 | 1.9058e+44 | 1.9439e+44 | 1.9828e+44 | 2.0225e+44 | 2.0629e+44 | 2.1042e+44 | 2.1462e+44 | 2.1892e+44 | 2.2329e+44 | 2.2776e+44 | 2.3232e+44 | 2.3696e+44 | 2.417e+44 | 2.4654e+44 | 2.5147e+44 | 2.565e+44 | 2.6163e+44 | 2.6686e+44 | 2.722e+44 | 2.7764e+44 | 2.8319e+44 | 2.8886e+44 | 2.9463e+44 | 3.0053e+44 | 3.0654e+44 | 3.1267e+44 | 3.1892e+44 | 3.253e+44 | 3.318e+44 | 3.3844e+44 | 3.4521e+44 | 3.5211e+44 | 3.5916e+44 | 3.6634e+44 | 3.7367e+44 | 3.8114e+44 | 3.8876e+44 | 3.9654e+44 | 4.0447e+44 | 4.1256e+44 | 4.2081e+44 | 4.2922e+44 | 4.3781e+44 | 4.4657e+44 | 4.555e+44 | 4.6461e+44 | 4.739e+44 | 4.8338e+44 | 4.9304e+44 | 5.029e+44 | 5.1296e+44 | 5.2322e+44 | 5.3369e+44 | 5.4436e+44 | 5.5525e+44 | 5.6635e+44 | 5.7768e+44 | 5.8923e+44 | 6.0102e+44 | 6.1304e+44 | 6.253e+44 | 6.378e+44 | 6.5056e+44 | 6.6357e+44 | 6.7684e+44 | 6.9038e+44 | 7.0419e+44 | 7.1827e+44 | 7.3264e+44 | 7.4729e+44 | 7.6224e+44 | 7.7748e+44 | 7.9303e+44 | 8.0889e+44 | 8.2507e+44 | 8.4157e+44 | 8.584e+44 | 8.7557e+44 | 8.9308e+44 | 9.1094e+44 | 9.2916e+44 | 9.4774e+44 | 9.667e+44 | 9.8603e+44 | 1.0058e+45 | 1.0259e+45 | 1.0464e+45 | 1.0673e+45 | 1.0887e+45 | 1.1104e+45 | 1.1326e+45 | 1.1553e+45 | 1.1784e+45 | 1.202e+45 | 1.226e+45 | 1.2505e+45 | 1.2755e+45 | 1.3011e+45 | 1.3271e+45 | 1.3536e+45 | 1.3807e+45 | 1.4083e+45 | 1.4365e+45 | 1.4652e+45 | 1.4945e+45 | 1.5244e+45 | 1.5549e+45 | 1.586e+45 | 1.6177e+45 | 1.65e+45 | 1.683e+45 | 1.7167e+45 | 1.751e+45 | 1.7861e+45 | 1.8218e+45 | 1.8582e+45 | 1.8954e+45 | 1.9333e+45 | 1.972e+45 | 2.0114e+45 | 2.0516e+45 | 2.0927e+45 | 2.1345e+45 | 2.1772e+45 | 2.2207e+45 | 2.2652e+45 | 2.3105e+45 | 2.3567e+45 | 2.4038e+45 | 2.4519e+45 | 2.5009e+45 | 2.5509e+45 | 2.602e+45 | 2.654e+45 | 2.7071e+45 | 2.7612e+45 | 2.8164e+45 | 2.8728e+45 | 2.9302e+45 | 2.9888e+45 | 3.0486e+45 | 3.1096e+45 | 3.1718e+45 | 3.2352e+45 | 3.2999e+45 | 3.3659e+45 | 3.4332e+45 | 3.5019e+45 | 3.5719e+45 | 3.6434e+45 | 3.7162e+45 | 3.7906e+45 | 3.8664e+45 | 3.9437e+45 | 4.0226e+45 | 4.103e+45 | 4.1851e+45 | 4.2688e+45 | 4.3542e+45 | 4.4412e+45 | 4.5301e+45 | 4.6207e+45 | 4.7131e+45 | 4.8073e+45 | 4.9035e+45 | 5.0016e+45 | 5.1016e+45 | 5.2036e+45 | 5.3077e+45 | 5.4139e+45 | 5.5221e+45 | 5.6326e+45 | 5.7452e+45 | 5.8601e+45 | 5.9773e+45 | 6.0969e+45 | 6.2188e+45 | 6.3432e+45 | 6.4701e+45 | 6.5995e+45 | 6.7314e+45 | 6.8661e+45 | 7.0034e+45 | 7.1435e+45 | 7.2863e+45 | 7.4321e+45 | 7.5807e+45 | 7.7323e+45 | 7.887e+45 | 8.0447e+45 | 8.2056e+45 | 8.3697e+45 | 8.5371e+45 | 8.7078e+45 | 8.882e+45 | 9.0596e+45 | 9.2408e+45 | 9.4256e+45 | 9.6142e+45 | 9.8064e+45 | 1.0003e+46 | 1.0203e+46 | 1.0407e+46 | 1.0615e+46 | 1.0827e+46 | 1.1044e+46 | 1.1265e+46 | 1.149e+46 | 1.172e+46 | 1.1954e+46 | 1.2193e+46 | 1.2437e+46 | 1.2686e+46 | 1.2939e+46 | 1.3198e+46 | 1.3462e+46 | 1.3731e+46 | 1.4006e+46 | 1.4286e+46 | 1.4572e+46 | 1.4863e+46 | 1.5161e+46 | 1.5464e+46 | 1.5773e+46 | 1.6089e+46 | 1.641e+46 | 1.6738e+46 | 1.7073e+46 | 1.7415e+46 | 1.7763e+46 | 1.8118e+46 | 1.8481e+46 | 1.885e+46 | 1.9227e+46 | 1.9612e+46 | 2.0004e+46 | 2.0404e+46 | 2.0812e+46 | 2.1228e+46 | 2.1653e+46 | 2.2086e+46 | 2.2528e+46 | 2.2978e+46 | 2.3438e+46 | 2.3907e+46 | 2.4385e+46 | 2.4873e+46 | 2.537e+46 | 2.5877e+46 | 2.6395e+46 | 2.6923e+46 | 2.7461e+46 | 2.801e+46 | 2.8571e+46 | 2.9142e+46 | 2.9725e+46 | 3.0319e+46 | 3.0926e+46 | 3.1544e+46 | 3.2175e+46 | 3.2819e+46 | 3.3475e+46 | 3.4145e+46 | 3.4828e+46 | 3.5524e+46 | 3.6235e+46 | 3.6959e+46 | 3.7698e+46 | 3.8452e+46 | 3.9221e+46 | 4.0006e+46 | 4.0806e+46 | 4.1622e+46 | 4.2455e+46 | 4.3304e+46 | 4.417e+46 | 4.5053e+46 | 4.5954e+46 | 4.6873e+46 | 4.7811e+46 | 4.8767e+46 | 4.9742e+46 | 5.0737e+46 | 5.1752e+46 | 5.2787e+46 | 5.3843e+46 | 5.4919e+46 | 5.6018e+46 | 5.7138e+46 | 5.8281e+46 | 5.9447e+46 | 6.0636e+46 | 6.1848e+46 | 6.3085e+46 | 6.4347e+46 | 6.5634e+46 | 6.6947e+46 | 6.8285e+46 | 6.9651e+46 | 7.1044e+46 | 7.2465e+46 | 7.3914e+46 | 7.5393e+46 | 7.6901e+46 | 7.8439e+46 | 8.0007e+46 | 8.1607e+46 | 8.324e+46 | 8.4904e+46 | 8.6603e+46 | 8.8335e+46 | 9.0101e+46 | 9.1903e+46 | 9.3741e+46 | 9.5616e+46 | 9.7528e+46 | 9.9479e+46 | 1.0147e+47 | 1.035e+47 | 1.0557e+47 | 1.0768e+47 | 1.0983e+47 | 1.1203e+47 | 1.1427e+47 | 1.1656e+47 | 1.1889e+47 | 1.2126e+47 | 1.2369e+47 | 1.2616e+47 | 1.2869e+47 | 1.3126e+47 | 1.3389e+47 | 1.3656e+47 | 1.3929e+47 | 1.4208e+47 | 1.4492e+47 | 1.4782e+47 | 1.5078e+47 | 1.5379e+47 | 1.5687e+47 | 1.6001e+47 | 1.6321e+47 | 1.6647e+47 | 1.698e+47 | 1.732e+47 | 1.7666e+47 | 1.8019e+47 | 1.838e+47 | 1.8747e+47 | 1.9122e+47 | 1.9505e+47 | 1.9895e+47 | 2.0293e+47 | 2.0698e+47 | 2.1112e+47 | 2.1535e+47 | 2.1965e+47 | 2.2405e+47 | 2.2853e+47 | 2.331e+47 | 2.3776e+47 | 2.4252e+47 | 2.4737e+47 | 2.5231e+47 | 2.5736e+47 | 2.6251e+47 | 2.6776e+47 | 2.7311e+47 | 2.7857e+47 | 2.8415e+47 | 2.8983e+47 | 2.9562e+47 | 3.0154e+47 | 3.0757e+47 | 3.1372e+47 | 3.1999e+47 | 3.2639e+47 | 3.3292e+47 | 3.3958e+47 | 3.4637e+47 | 3.533e+47 | 3.6037e+47 | 3.6757e+47 | 3.7492e+47 | 3.8242e+47 | 3.9007e+47 | 3.9787e+47 | 4.0583e+47 | 4.1395e+47 | 4.2223e+47 | 4.3067e+47 | 4.3928e+47 | 4.4807e+47 | 4.5703e+47 | 4.6617e+47 | 4.7549e+47 | 4.85e+47 | 4.947e+47 | 5.046e+47 | 5.1469e+47 | 5.2498e+47 | 5.3548e+47 | 5.4619e+47 | 5.5712e+47 | 5.6826e+47 | 5.7962e+47 | 5.9122e+47 | 6.0304e+47 | 6.151e+47 | 6.274e+47 | 6.3995e+47 | 6.5275e+47 | 6.6581e+47 | 6.7912e+47 | 6.9271e+47 | 7.0656e+47 | 7.2069e+47 | 7.351e+47 | 7.4981e+47 | 7.648e+47 | 7.801e+47 | 7.957e+47 | 8.1161e+47 | 8.2785e+47 | 8.444e+47 | 8.6129e+47 | 8.7852e+47 | 8.9609e+47 | 9.1401e+47 | 9.3229e+47 | 9.5094e+47 | 9.6995e+47 | 9.8935e+47 | 1.0091e+48 | 1.0293e+48 | 1.0499e+48 | 1.0709e+48 | 1.0923e+48 | 1.1142e+48 | 1.1365e+48 | 1.1592e+48 | 1.1824e+48 | 1.206e+48 | 1.2301e+48 | 1.2547e+48 | 1.2798e+48 | 1.3054e+48 | 1.3315e+48 | 1.3582e+48 | 1.3853e+48 | 1.413e+48 | 1.4413e+48 | 1.4701e+48 | 1.4995e+48 | 1.5295e+48 | 1.5601e+48 | 1.5913e+48 | 1.6231e+48 | 1.6556e+48 | 1.6887e+48 | 1.7225e+48 | 1.7569e+48 | 1.7921e+48 | 1.8279e+48 | 1.8645e+48 | 1.9018e+48 | 1.9398e+48 | 1.9786e+48 | 2.0182e+48 | 2.0585e+48 | 2.0997e+48 | 2.1417e+48 | 2.1845e+48 | 2.2282e+48 | 2.2728e+48 | 2.3182e+48 | 2.3646e+48 | 2.4119e+48 | 2.4601e+48 | 2.5093e+48 | 2.5595e+48 | 2.6107e+48 | 2.6629e+48 | 2.7162e+48 | 2.7705e+48 | 2.8259e+48 | 2.8824e+48 | 2.9401e+48 | 2.9989e+48 | 3.0589e+48 | 3.12e+48 | 3.1825e+48 | 3.2461e+48 | 3.311e+48 | 3.3772e+48 | 3.4448e+48 | 3.5137e+48 | 3.584e+48 | 3.6556e+48 | 3.7287e+48 | 3.8033e+48 | 3.8794e+48 | 3.957e+48 | 4.0361e+48 | 4.1168e+48 | 4.1992e+48 | 4.2832e+48 | 4.3688e+48 | 4.4562e+48 | 4.5453e+48 | 4.6362e+48 | 4.729e+48 | 4.8235e+48 | 4.92e+48 | 5.0184e+48 | 5.1188e+48 | 5.2211e+48 | 5.3256e+48 | 5.4321e+48 | 5.5407e+48 | 5.6515e+48 | 5.7646e+48 | 5.8799e+48 | 5.9975e+48 | 6.1174e+48 | 6.2398e+48 | 6.3646e+48 | 6.4918e+48 | 6.6217e+48 | 6.7541e+48 | 6.8892e+48 | 7.027e+48 | 7.1675e+48 | 7.3109e+48 | 7.4571e+48 | 7.6062e+48 | 7.7584e+48 | 7.9135e+48 | 8.0718e+48 | 8.2332e+48 | 8.3979e+48 | 8.5658e+48 | 8.7372e+48 | 8.9119e+48 | 9.0901e+48 | 9.2719e+48 | 9.4574e+48 | 9.6465e+48 | 9.8395e+48 | 1.0036e+49 | 1.0237e+49 | 1.0442e+49 | 1.0651e+49 | 1.0864e+49 | 1.1081e+49 | 1.1302e+49 | 1.1529e+49 | 1.1759e+49 | 1.1994e+49 | 1.2234e+49 | 1.2479e+49 | 1.2728e+49 | 1.2983e+49 | 1.3243e+49 | 1.3507e+49 | 1.3778e+49 | 1.4053e+49 | 1.4334e+49 | 1.4621e+49 | 1.4913e+49 | 1.5212e+49 | 1.5516e+49 | 1.5826e+49 | 1.6143e+49 | 1.6466e+49 | 1.6795e+49 | 1.7131e+49 | 1.7473e+49 | 1.7823e+49 | 1.8179e+49 | 1.8543e+49 | 1.8914e+49 | 1.9292e+49 | 1.9678e+49 | 2.0071e+49 | 2.0473e+49 | 2.0882e+49 | 2.13e+49 | 2.1726e+49 | 2.216e+49 | 2.2604e+49 | 2.3056e+49 | 2.3517e+49 | 2.3987e+49 | 2.4467e+49 | 2.4956e+49 | 2.5455e+49 | 2.5964e+49 | 2.6484e+49 | 2.7013e+49 | 2.7554e+49 | 2.8105e+49 | 2.8667e+49 | 2.924e+49 | 2.9825e+49 | 3.0422e+49 | 3.103e+49 | 3.1651e+49 | 3.2284e+49 | 3.2929e+49 | 3.3588e+49 | 3.426e+49 | 3.4945e+49 | 3.5644e+49 | 3.6357e+49 | 3.7084e+49 | 3.7825e+49 | 3.8582e+49 | 3.9354e+49 | 4.0141e+49 | 4.0943e+49 | 4.1762e+49 | 4.2598e+49 | 4.3449e+49 | 4.4318e+49 | 4.5205e+49 | 4.6109e+49 | 4.7031e+49 | 4.7972e+49 | 4.8931e+49 | 4.991e+49 | 5.0908e+49 | 5.1926e+49 | 5.2965e+49 | 5.4024e+49 | 5.5104e+49 | 5.6207e+49 | 5.7331e+49 | 5.8477e+49 | 5.9647e+49 | 6.084e+49 | 6.2057e+49 | 6.3298e+49 | 6.4564e+49 | 6.5855e+49 | 6.7172e+49 | 6.8515e+49 | 6.9886e+49 | 7.1283e+49 | 7.2709e+49 | 7.4163e+49 | 7.5647e+49 | 7.7159e+49 | 7.8703e+49 | 8.0277e+49 | 8.1882e+49 | 8.352e+49 | 8.519e+49 | 8.6894e+49 | 8.8632e+49 | 9.0405e+49 | 9.2213e+49 | 9.4057e+49 | 9.5938e+49 | 9.7857e+49 | 9.9814e+49 | 1.0181e+50 | 1.0385e+50 | 1.0592e+50 | 1.0804e+50 | 1.102e+50 | 1.1241e+50 | 1.1465e+50 | 1.1695e+50 | 1.1929e+50 | 1.2167e+50 | 1.2411e+50 | 1.2659e+50 | 1.2912e+50 | 1.317e+50 | 1.3434e+50 | 1.3702e+50 | 1.3976e+50 | 1.4256e+50 | 1.4541e+50 | 1.4832e+50 | 1.5128e+50 | 1.5431e+50 | 1.574e+50 | 1.6054e+50 | 1.6376e+50 | 1.6703e+50 | 1.7037e+50 | 1.7378e+50 | 1.7725e+50 | 1.808e+50 | 1.8442e+50 | 1.881e+50 | 1.9187e+50 | 1.957e+50 | 1.9962e+50 | 2.0361e+50 | 2.0768e+50 | 2.1184e+50 | 2.1607e+50 | 2.2039e+50 | 2.248e+50 | 2.293e+50 | 2.3388e+50 | 2.3856e+50 | 2.4333e+50 | 2.482e+50 | 2.5316e+50 | 2.5823e+50 | 2.6339e+50 | 2.6866e+50 | 2.7403e+50 | 2.7951e+50 | 2.851e+50 | 2.908e+50 | 2.9662e+50 | 3.0255e+50 | 3.086e+50 | 3.1478e+50 | 3.2107e+50 | 3.2749e+50 | 3.3404e+50 | 3.4072e+50 | 3.4754e+50 | 3.5449e+50 | 3.6158e+50 | 3.6881e+50 | 3.7619e+50 | 3.8371e+50 | 3.9138e+50 | 3.9921e+50 | 4.072e+50 | 4.1534e+50 | 4.2365e+50 | 4.3212e+50 | 4.4076e+50 | 4.4958e+50 | 4.5857e+50 | 4.6774e+50 | 4.771e+50 | 4.8664e+50 | 4.9637e+50 | 5.063e+50 | 5.1642e+50 | 5.2675e+50 | 5.3729e+50 | 5.4803e+50 | 5.5899e+50 | 5.7017e+50 | 5.8158e+50 | 5.9321e+50 | 6.0507e+50 | 6.1717e+50 | 6.2952e+50 | 6.4211e+50 | 6.5495e+50 | 6.6805e+50 | 6.8141e+50 | 6.9504e+50 | 7.0894e+50 | 7.2312e+50 | 7.3758e+50 | 7.5233e+50 | 7.6738e+50 | 7.8273e+50 | 7.9838e+50 | 8.1435e+50 | 8.3063e+50 | 8.4725e+50 | 8.6419e+50 | 8.8148e+50 | 8.9911e+50 | 9.1709e+50 | 9.3543e+50 | 9.5414e+50 | 9.7322e+50 | 9.9269e+50 | 1.0125e+51 | 1.0328e+51 | 1.0534e+51 | 1.0745e+51 | 1.096e+51 | 1.1179e+51 | 1.1403e+51 | 1.1631e+51 | 1.1864e+51 | 1.2101e+51 | 1.2343e+51 | 1.259e+51 | 1.2841e+51 | 1.3098e+51 | 1.336e+51 | 1.3627e+51 | 1.39e+51 | 1.4178e+51 | 1.4462e+51 | 1.4751e+51 | 1.5046e+51 | 1.5347e+51 | 1.5654e+51 | 1.5967e+51 | 1.6286e+51 | 1.6612e+51 | 1.6944e+51 | 1.7283e+51 | 1.7629e+51 | 1.7981e+51 | 1.8341e+51 | 1.8708e+51 | 1.9082e+51 | 1.9463e+51 | 1.9853e+51 | 2.025e+51 | 2.0655e+51 | 2.1068e+51 | 2.1489e+51 | 2.1919e+51 | 2.2357e+51 | 2.2804e+51 | 2.326e+51 | 2.3726e+51 | 2.42e+51 | 2.4684e+51 | 2.5178e+51 | 2.5681e+51 | 2.6195e+51 | 2.6719e+51 | 2.7253e+51 | 2.7798e+51 | 2.8354e+51 | 2.8921e+51 | 2.95e+51 | 3.009e+51 | 3.0692e+51 | 3.1306e+51 | 3.1932e+51 | 3.257e+51 | 3.3222e+51 | 3.3886e+51 | 3.4564e+51 | 3.5255e+51 | 3.596e+51 | 3.6679e+51 | 3.7413e+51 | 3.8161e+51 | 3.8925e+51 | 3.9703e+51 | 4.0497e+51 | 4.1307e+51 | 4.2133e+51 | 4.2976e+51 | 4.3835e+51 | 4.4712e+51 | 4.5606e+51 | 4.6518e+51 | 4.7449e+51 | 4.8398e+51 | 4.9366e+51 | 5.0353e+51 | 5.136e+51 | 5.2387e+51 | 5.3435e+51 | 5.4504e+51 | 5.5594e+51 | 5.6706e+51 | 5.784e+51 | 5.8997e+51 | 6.0177e+51 | 6.138e+51 | 6.2608e+51 | 6.386e+51 | 6.5137e+51 | 6.644e+51 | 6.7769e+51 | 6.9124e+51 | 7.0506e+51 | 7.1917e+51 | 7.3355e+51 | 7.4822e+51 | 7.6318e+51 | 7.7845e+51 | 7.9402e+51 | 8.099e+51 | 8.2609e+51 | 8.4262e+51 | 8.5947e+51 | 8.7666e+51 | 8.9419e+51 | 9.1208e+51 | 9.3032e+51 | 9.4892e+51 | 9.679e+51 | 9.8726e+51 | 1.007e+52 | 1.0271e+52 | 1.0477e+52 | 1.0686e+52 | 1.09e+52 | 1.1118e+52 | 1.1341e+52 | 1.1567e+52 | 1.1799e+52 | 1.2035e+52 | 1.2275e+52 | 1.2521e+52 | 1.2771e+52 | 1.3027e+52 | 1.3287e+52 | 1.3553e+52 | 1.3824e+52 | 1.4101e+52 | 1.4383e+52 | 1.467e+52 | 1.4964e+52 | 1.5263e+52 | 1.5568e+52 | 1.5879e+52 | 1.6197e+52 | 1.6521e+52 | 1.6851e+52 | 1.7188e+52 | 1.7532e+52 | 1.7883e+52 | 1.8241e+52 | 1.8605e+52 | 1.8977e+52 | 1.9357e+52 | 1.9744e+52 | 2.0139e+52 | 2.0542e+52 | 2.0953e+52 | 2.1372e+52 | 2.1799e+52 | 2.2235e+52 | 2.268e+52 | 2.3133e+52 | 2.3596e+52 | 2.4068e+52 | 2.4549e+52 | 2.504e+52 | 2.5541e+52 | 2.6052e+52 | 2.6573e+52 | 2.7104e+52 | 2.7647e+52 | 2.8199e+52 | 2.8763e+52 | 2.9339e+52 | 2.9925e+52 | 3.0524e+52 | 3.1134e+52 | 3.1757e+52 | 3.2392e+52 | 3.304e+52 | 3.3701e+52 | 3.4375e+52 | 3.5062e+52 | 3.5764e+52 | 3.6479e+52 | 3.7209e+52 | 3.7953e+52 | 3.8712e+52 | 3.9486e+52 | 4.0276e+52 | 4.1081e+52 | 4.1903e+52 | 4.2741e+52 | 4.3596e+52 | 4.4468e+52 | 4.5357e+52 | 4.6264e+52 | 4.7189e+52 | 4.8133e+52 | 4.9096e+52 | 5.0078e+52 | 5.1079e+52 | 5.2101e+52 | 5.3143e+52 | 5.4206e+52 | 5.529e+52 | 5.6396e+52 | 5.7524e+52 | 5.8674e+52 | 5.9848e+52 | 6.1045e+52 | 6.2265e+52 | 6.3511e+52 | 6.4781e+52 | 6.6077e+52 | 6.7398e+52 | 6.8746e+52 | 7.0121e+52 | 7.1523e+52 | 7.2954e+52 | 7.4413e+52 | 7.5901e+52 | 7.7419e+52 | 7.8968e+52 | 8.0547e+52 | 8.2158e+52 | 8.3801e+52 | 8.5477e+52 | 8.7187e+52 | 8.893e+52 | 9.0709e+52 | 9.2523e+52 | 9.4374e+52 | 9.6261e+52 | 9.8186e+52 | 1.0015e+53 | 1.0215e+53 | 1.042e+53 | 1.0628e+53 | 1.0841e+53 | 1.1057e+53 | 1.1279e+53 | 1.1504e+53 | 1.1734e+53 | 1.1969e+53 | 1.2208e+53 | 1.2452e+53 | 1.2701e+53 | 1.2955e+53 | 1.3215e+53 | 1.3479e+53 | 1.3748e+53 | 1.4023e+53 | 1.4304e+53 | 1.459e+53 | 1.4882e+53 | 1.5179e+53 | 1.5483e+53 | 1.5793e+53 | 1.6109e+53 | 1.6431e+53 | 1.6759e+53 | 1.7094e+53 | 1.7436e+53 | 1.7785e+53 | 1.8141e+53 | 1.8504e+53 | 1.8874e+53 | 1.9251e+53 | 1.9636e+53 | 2.0029e+53 | 2.0429e+53 | 2.0838e+53 | 2.1255e+53 | 2.168e+53 | 2.2114e+53 | 2.2556e+53 | 2.3007e+53 | 2.3467e+53 | 2.3936e+53 | 2.4415e+53 | 2.4903e+53 | 2.5402e+53 | 2.591e+53 | 2.6428e+53 | 2.6956e+53 | 2.7495e+53 | 2.8045e+53 | 2.8606e+53 | 2.9178e+53 | 2.9762e+53 | 3.0357e+53 | 3.0964e+53 | 3.1584e+53 | 3.2215e+53 | 3.286e+53 | 3.3517e+53 | 3.4187e+53 | 3.4871e+53 | 3.5568e+53 | 3.628e+53 | 3.7005e+53 | 3.7745e+53 | 3.85e+53 | 3.927e+53 | 4.0056e+53 | 4.0857e+53 | 4.1674e+53 | 4.2507e+53 | 4.3358e+53 | 4.4225e+53 | 4.5109e+53 | 4.6011e+53 | 4.6932e+53 | 4.787e+53 | 4.8828e+53 | 4.9804e+53 | 5.08e+53 | 5.1816e+53 | 5.2853e+53 | 5.391e+53 | 5.4988e+53 | 5.6088e+53 | 5.7209e+53 | 5.8353e+53 | 5.9521e+53 | 6.0711e+53 | 6.1925e+53 | 6.3164e+53 | 6.4427e+53 | 6.5716e+53 | 6.703e+53 | 6.837e+53 | 6.9738e+53 | 7.1133e+53 | 7.2555e+53 | 7.4006e+53 | 7.5486e+53 | 7.6996e+53 | 7.8536e+53 | 8.0107e+53 | 8.1709e+53 | 8.3343e+53 | 8.501e+53 | 8.671e+53 | 8.8444e+53 | 9.0213e+53 | 9.2018e+53 | 9.3858e+53 | 9.5735e+53 | 9.765e+53 | 9.9603e+53 | 1.0159e+54 | 1.0363e+54 | 1.057e+54 | 1.0781e+54 | 1.0997e+54 | 1.1217e+54 | 1.1441e+54 | 1.167e+54 | 1.1903e+54 | 1.2142e+54 | 1.2384e+54 | 1.2632e+54 | 1.2885e+54 | 1.3142e+54 | 1.3405e+54 | 1.3673e+54 | 1.3947e+54 | 1.4226e+54 | 1.451e+54 | 1.48e+54 | 1.5096e+54 | 1.5398e+54 | 1.5706e+54 | 1.602e+54 | 1.6341e+54 | 1.6668e+54 | 1.7001e+54 | 1.7341e+54 | 1.7688e+54 | 1.8042e+54 | 1.8402e+54 | 1.8771e+54 | 1.9146e+54 | 1.9529e+54 | 1.9919e+54 | 2.0318e+54 | 2.0724e+54 | 2.1139e+54 | 2.1561e+54 | 2.1993e+54 | 2.2433e+54 | 2.2881e+54 | 2.3339e+54 | 2.3806e+54 | 2.4282e+54 | 2.4767e+54 | 2.5263e+54 | 2.5768e+54 | 2.6283e+54 | 2.6809e+54 | 2.7345e+54 | 2.7892e+54 | 2.845e+54 | 2.9019e+54 | 2.9599e+54 | 3.0191e+54 | 3.0795e+54 | 3.1411e+54 | 3.2039e+54 | 3.268e+54 | 3.3334e+54 | 3.4e+54 | 3.468e+54 | 3.5374e+54 | 3.6081e+54 | 3.6803e+54 | 3.7539e+54 | 3.829e+54 | 3.9056e+54 | 3.9837e+54 | 4.0633e+54 | 4.1446e+54 | 4.2275e+54 | 4.3121e+54 | 4.3983e+54 | 4.4863e+54 | 4.576e+54 | 4.6675e+54 | 4.7609e+54 | 4.8561e+54 | 4.9532e+54 | 5.0523e+54 | 5.1533e+54 | 5.2564e+54 | 5.3615e+54 | 5.4687e+54 | 5.5781e+54 | 5.6897e+54 | 5.8035e+54 | 5.9195e+54 | 6.0379e+54 | 6.1587e+54 | 6.2818e+54 | 6.4075e+54 | 6.5356e+54 | 6.6663e+54 | 6.7997e+54 | 6.9357e+54 | 7.0744e+54 | 7.2159e+54 | 7.3602e+54 | 7.5074e+54 | 7.6575e+54 | 7.8107e+54 | 7.9669e+54 | 8.1262e+54 | 8.2888e+54 | 8.4545e+54 | 8.6236e+54 | 8.7961e+54 | 8.972e+54 | 9.1515e+54 | 9.3345e+54 | 9.5212e+54 | 9.7116e+54 | 9.9058e+54 | 1.0104e+55 | 1.0306e+55 | 1.0512e+55 | 1.0722e+55 | 1.0937e+55 | 1.1156e+55 | 1.1379e+55 | 1.1606e+55 | 1.1838e+55 | 1.2075e+55 | 1.2317e+55 | 1.2563e+55 | 1.2814e+55 | 1.3071e+55 | 1.3332e+55 | 1.3599e+55 | 1.3871e+55 | 1.4148e+55 | 1.4431e+55 | 1.472e+55 | 1.5014e+55 | 1.5314e+55 | 1.5621e+55 | 1.5933e+55 | 1.6252e+55 | 1.6577e+55 | 1.6908e+55 | 1.7246e+55 | 1.7591e+55 | 1.7943e+55 | 1.8302e+55 | 1.8668e+55 | 1.9041e+55 | 1.9422e+55 | 1.9811e+55 | 2.0207e+55 | 2.0611e+55 | 2.1023e+55 | 2.1444e+55 | 2.1872e+55 | 2.231e+55 | 2.2756e+55 | 2.3211e+55 | 2.3675e+55 | 2.4149e+55 | 2.4632e+55 | 2.5125e+55 | 2.5627e+55 | 2.614e+55 | 2.6662e+55 | 2.7196e+55 | 2.774e+55 | 2.8294e+55 | 2.886e+55 | 2.9437e+55 | 3.0026e+55 | 3.0627e+55 | 3.1239e+55 | 3.1864e+55 | 3.2501e+55 | 3.3151e+55 | 3.3814e+55 | 3.4491e+55 | 3.5181e+55 | 3.5884e+55 | 3.6602e+55 | 3.7334e+55 | 3.8081e+55 | 3.8842e+55 | 3.9619e+55 | 4.0411e+55 | 4.122e+55 | 4.2044e+55 | 4.2885e+55 | 4.3743e+55 | 4.4617e+55 | 4.551e+55 | 4.642e+55 | 4.7348e+55 | 4.8295e+55 | 4.9261e+55 | 5.0246e+55 | 5.1251e+55 | 5.2276e+55 | 5.3322e+55 | 5.4388e+55 | 5.5476e+55 | 5.6586e+55 | 5.7717e+55 | 5.8872e+55 | 6.0049e+55 | 6.125e+55 | 6.2475e+55 | 6.3725e+55 | 6.4999e+55 | 6.6299e+55 | 6.7625e+55 | 6.8978e+55 | 7.0357e+55 | 7.1764e+55 | 7.32e+55 | 7.4664e+55 | 7.6157e+55 | 7.768e+55 | 7.9234e+55 | 8.0818e+55 | 8.2435e+55 | 8.4083e+55 | 8.5765e+55 | 8.748e+55 | 8.923e+55 | 9.1015e+55 | 9.2835e+55 | 9.4691e+55 | 9.6585e+55 | 9.8517e+55 | 1.0049e+56 | 1.025e+56 | 1.0455e+56 | 1.0664e+56 | 1.0877e+56 | 1.1095e+56 | 1.1317e+56 | 1.1543e+56 | 1.1774e+56 | 1.2009e+56 | 1.2249e+56 | 1.2494e+56 | 1.2744e+56 | 1.2999e+56 | 1.3259e+56 | 1.3524e+56 | 1.3795e+56 | 1.4071e+56 | 1.4352e+56 | 1.4639e+56 | 1.4932e+56 | 1.5231e+56 | 1.5535e+56 | 1.5846e+56 | 1.6163e+56 | 1.6486e+56 | 1.6816e+56 | 1.7152e+56 | 1.7495e+56 | 1.7845e+56 | 1.8202e+56 | 1.8566e+56 | 1.8937e+56 | 1.9316e+56 | 1.9702e+56 | 2.0096e+56 | 2.0498e+56 | 2.0908e+56 | 2.1326e+56 | 2.1753e+56 | 2.2188e+56 | 2.2632e+56 | 2.3084e+56 | 2.3546e+56 | 2.4017e+56 | 2.4497e+56 | 2.4987e+56 | 2.5487e+56 | 2.5997e+56 | 2.6517e+56 | 2.7047e+56 | 2.7588e+56 | 2.814e+56 | 2.8703e+56 | 2.9277e+56 | 2.9862e+56 | 3.0459e+56 | 3.1069e+56 | 3.169e+56 | 3.2324e+56 | 3.297e+56 | 3.363e+56 | 3.4302e+56 | 3.4988e+56 | 3.5688e+56 | 3.6402e+56 | 3.713e+56 | 3.7872e+56 | 3.863e+56 | 3.9402e+56 | 4.0191e+56 | 4.0994e+56 | 4.1814e+56 | 4.265e+56 | 4.3503e+56 | 4.4374e+56 | 4.5261e+56 | 4.6166e+56 | 4.709e+56 | 4.8031e+56 | 4.8992e+56 | 4.9972e+56 | 5.0971e+56 | 5.1991e+56 | 5.3031e+56 | 5.4091e+56 | 5.5173e+56 | 5.6276e+56 | 5.7402e+56 | 5.855e+56 | 5.9721e+56 | 6.0915e+56 | 6.2134e+56 | 6.3376e+56 | 6.4644e+56 | 6.5937e+56 | 6.7256e+56 | 6.8601e+56 | 6.9973e+56 | 7.1372e+56 | 7.28e+56 | 7.4256e+56 | 7.5741e+56 | 7.7255e+56 | 7.8801e+56 | 8.0377e+56 | 8.1984e+56 | 8.3624e+56 | 8.5296e+56 | 8.7002e+56 | 8.8742e+56 | 9.0517e+56 | 9.2327e+56 | 9.4174e+56 | 9.6057e+56 | 9.7979e+56 | 9.9938e+56 | 1.0194e+57 | 1.0398e+57 | 1.0606e+57 | 1.0818e+57 | 1.1034e+57 | 1.1255e+57 | 1.148e+57 | 1.1709e+57 | 1.1944e+57 | 1.2182e+57 | 1.2426e+57 | 1.2675e+57 | 1.2928e+57 | 1.3187e+57 | 1.345e+57 | 1.3719e+57 | 1.3994e+57 | 1.4274e+57 | 1.4559e+57 | 1.485e+57 | 1.5147e+57 | 1.545e+57 | 1.5759e+57 | 1.6074e+57 | 1.6396e+57 | 1.6724e+57 | 1.7058e+57 | 1.7399e+57 | 1.7747e+57 | 1.8102e+57 | 1.8464e+57 | 1.8834e+57 | 1.921e+57 | 1.9595e+57 | 1.9987e+57 | 2.0386e+57 | 2.0794e+57 | 2.121e+57 | 2.1634e+57 | 2.2067e+57 | 2.2508e+57 | 2.2958e+57 | 2.3417e+57 | 2.3886e+57 | 2.4363e+57 | 2.4851e+57 | 2.5348e+57 | 2.5855e+57 | 2.6372e+57 | 2.6899e+57 | 2.7437e+57 | 2.7986e+57 | 2.8546e+57 | 2.9117e+57 | 2.9699e+57 | 3.0293e+57 | 3.0899e+57 | 3.1517e+57 | 3.2147e+57 | 3.279e+57 | 3.3446e+57 | 3.4115e+57 | 3.4797e+57 | 3.5493e+57 | 3.6203e+57 | 3.6927e+57 | 3.7665e+57 | 3.8419e+57 | 3.9187e+57 | 3.9971e+57 | 4.077e+57 | 4.1586e+57 | 4.2417e+57 | 4.3266e+57 | 4.4131e+57 | 4.5014e+57 | 4.5914e+57 | 4.6832e+57 | 4.7769e+57 | 4.8724e+57 | 4.9699e+57 | 5.0693e+57 | 5.1707e+57 | 5.2741e+57 | 5.3796e+57 | 5.4871e+57 | 5.5969e+57 | 5.7088e+57 | 5.823e+57 | 5.9395e+57 | 6.0582e+57 | 6.1794e+57 | 6.303e+57 | 6.4291e+57 | 6.5576e+57 | 6.6888e+57 | 6.8226e+57 | 6.959e+57 | 7.0982e+57 | 7.2402e+57 | 7.385e+57 | 7.5327e+57 | 7.6833e+57 | 7.837e+57 | 7.9937e+57 | 8.1536e+57 | 8.3167e+57 | 8.483e+57 | 8.6527e+57 | 8.8257e+57 | 9.0022e+57 | 9.1823e+57 | 9.3659e+57 | 9.5532e+57 | 9.7443e+57 | 9.9392e+57 | 1.0138e+58 | 1.0341e+58 | 1.0548e+58 | 1.0759e+58 | 1.0974e+58 | 1.1193e+58 | 1.1417e+58 | 1.1645e+58 | 1.1878e+58 | 1.2116e+58 | 1.2358e+58 | 1.2605e+58 | 1.2857e+58 | 1.3115e+58 | 1.3377e+58 | 1.3644e+58 | 1.3917e+58 | 1.4196e+58 | 1.448e+58 | 1.4769e+58 | 1.5065e+58 | 1.5366e+58 | 1.5673e+58 | 1.5987e+58 | 1.6306e+58 | 1.6632e+58 | 1.6965e+58 | 1.7304e+58 | 1.765e+58 | 1.8003e+58 | 1.8364e+58 | 1.8731e+58 | 1.9105e+58 | 1.9488e+58 | 1.9877e+58 | 2.0275e+58 | 2.068e+58 | 2.1094e+58 | 2.1516e+58 | 2.1946e+58 | 2.2385e+58 | 2.2833e+58 | 2.3289e+58 | 2.3755e+58 | 2.423e+58 | 2.4715e+58 | 2.5209e+58 | 2.5713e+58 | 2.6228e+58 | 2.6752e+58 | 2.7287e+58 | 2.7833e+58 | 2.839e+58 | 2.8957e+58 | 2.9537e+58 | 3.0127e+58 | 3.073e+58 | 3.1344e+58 | 3.1971e+58 | 3.2611e+58 | 3.3263e+58 | 3.3928e+58 | 3.4607e+58 | 3.5299e+58 | 3.6005e+58 | 3.6725e+58 | 3.746e+58 | 3.8209e+58 | 3.8973e+58 | 3.9752e+58 | 4.0547e+58 | 4.1358e+58 | 4.2186e+58 | 4.3029e+58 | 4.389e+58 | 4.4768e+58 | 4.5663e+58 | 4.6576e+58 | 4.7508e+58 | 4.8458e+58 | 4.9427e+58 | 5.0416e+58 | 5.1424e+58 | 5.2452e+58 | 5.3501e+58 | 5.4572e+58 | 5.5663e+58 | 5.6776e+58 | 5.7912e+58 | 5.907e+58 | 6.0251e+58 | 6.1456e+58 | 6.2686e+58 | 6.3939e+58 | 6.5218e+58 | 6.6522e+58 | 6.7853e+58 | 6.921e+58 | 7.0594e+58 | 7.2006e+58 | 7.3446e+58 | 7.4915e+58 | 7.6413e+58 | 7.7942e+58 | 7.95e+58 | 8.109e+58 | 8.2712e+58 | 8.4366e+58 | 8.6054e+58 | 8.7775e+58 | 8.953e+58 | 9.1321e+58 | 9.3147e+58 | 9.501e+58 | 9.6911e+58 | 9.8849e+58 | 1.0083e+59 | 1.0284e+59 | 1.049e+59 | 1.07e+59 | 1.0914e+59 | 1.1132e+59 | 1.1355e+59 | 1.1582e+59 | 1.1813e+59 | 1.205e+59 | 1.2291e+59 | 1.2536e+59 | 1.2787e+59 | 1.3043e+59 | 1.3304e+59 | 1.357e+59 | 1.3841e+59 | 1.4118e+59 | 1.44e+59 | 1.4688e+59 | 1.4982e+59 | 1.5282e+59 | 1.5587e+59 | 1.5899e+59 | 1.6217e+59 | 1.6542e+59 | 1.6872e+59 | 1.721e+59 | 1.7554e+59 | 1.7905e+59 | 1.8263e+59 | 1.8628e+59 | 1.9001e+59 | 1.9381e+59 | 1.9769e+59 | 2.0164e+59 | 2.0567e+59 | 2.0979e+59 | 2.1398e+59 | 2.1826e+59 | 2.2263e+59 | 2.2708e+59 | 2.3162e+59 | 2.3625e+59 | 2.4098e+59 | 2.458e+59 | 2.5071e+59 | 2.5573e+59 | 2.6084e+59 | 2.6606e+59 | 2.7138e+59 | 2.7681e+59 | 2.8235e+59 | 2.8799e+59 | 2.9375e+59 | 2.9963e+59 | 3.0562e+59 | 3.1173e+59 | 3.1797e+59 | 3.2433e+59 | 3.3081e+59 | 3.3743e+59 | 3.4418e+59 | 3.5106e+59 | 3.5808e+59 | 3.6524e+59 | 3.7255e+59 | 3.8e+59 | 3.876e+59 | 3.9535e+59 | 4.0326e+59 | 4.1132e+59 | 4.1955e+59 | 4.2794e+59 | 4.365e+59 | 4.4523e+59 | 4.5413e+59 | 4.6322e+59 | 4.7248e+59 | 4.8193e+59 | 4.9157e+59 | 5.014e+59 | 5.1143e+59 | 5.2166e+59 | 5.3209e+59 | 5.4273e+59 | 5.5359e+59 | 5.6466e+59 | 5.7595e+59 | 5.8747e+59 | 5.9922e+59 | 6.1121e+59 | 6.2343e+59 | 6.359e+59 | 6.4862e+59 | 6.6159e+59 | 6.7482e+59 | 6.8832e+59 | 7.0208e+59 | 7.1612e+59 | 7.3045e+59 | 7.4506e+59 | 7.5996e+59 | 7.7516e+59 | 7.9066e+59 | 8.0647e+59 | 8.226e+59 | 8.3905e+59 | 8.5583e+59 | 8.7295e+59 | 8.9041e+59 | 9.0822e+59 | 9.2638e+59 | 9.4491e+59 | 9.6381e+59 | 9.8309e+59 | 1.0027e+60 | 1.0228e+60 | 1.0433e+60 | 1.0641e+60 | 1.0854e+60 | 1.1071e+60 | 1.1293e+60 | 1.1518e+60 | 1.1749e+60 | 1.1984e+60 | 1.2223e+60 | 1.2468e+60 | 1.2717e+60 | 1.2972e+60 | 1.3231e+60 | 1.3496e+60 | 1.3766e+60 | 1.4041e+60 | 1.4322e+60 | 1.4608e+60 | 1.49e+60 | 1.5198e+60 | 1.5502e+60 | 1.5812e+60 | 1.6129e+60 | 1.6451e+60 | 1.678e+60 | 1.7116e+60 | 1.7458e+60 | 1.7807e+60 | 1.8163e+60 | 1.8527e+60 | 1.8897e+60 | 1.9275e+60 | 1.9661e+60 | 2.0054e+60 | 2.0455e+60 | 2.0864e+60 | 2.1281e+60 | 2.1707e+60 | 2.2141e+60 | 2.2584e+60 | 2.3036e+60 | 2.3496e+60 | 2.3966e+60 | 2.4446e+60 | 2.4934e+60 | 2.5433e+60 | 2.5942e+60 | 2.6461e+60 | 2.699e+60 | 2.753e+60 | 2.808e+60 | 2.8642e+60 | 2.9215e+60 | 2.9799e+60 | 3.0395e+60 | 3.1003e+60 | 3.1623e+60 | 3.2255e+60 | 3.29e+60 | 3.3558e+60 | 3.423e+60 | 3.4914e+60 | 3.5612e+60 | 3.6325e+60 | 3.7051e+60 | 3.7792e+60 | 3.8548e+60 | 3.9319e+60 | 4.0105e+60 | 4.0908e+60 | 4.1726e+60 | 4.256e+60 | 4.3411e+60 | 4.428e+60 | 4.5165e+60 | 4.6069e+60 | 4.699e+60 | 4.793e+60 | 4.8888e+60 | 4.9866e+60 | 5.0863e+60 | 5.1881e+60 | 5.2918e+60 | 5.3977e+60 | 5.5056e+60 | 5.6157e+60 | 5.728e+60 | 5.8426e+60 | 5.9595e+60 | 6.0786e+60 | 6.2002e+60 | 6.3242e+60 | 6.4507e+60 | 6.5797e+60 | 6.7113e+60 | 6.8455e+60 | 6.9825e+60 | 7.1221e+60 | 7.2645e+60 | 7.4098e+60 | 7.558e+60 | 7.7092e+60 | 7.8634e+60 | 8.0206e+60 | 8.1811e+60 | 8.3447e+60 | 8.5116e+60 | 8.6818e+60 | 8.8554e+60 | 9.0326e+60 | 9.2132e+60 | 9.3975e+60 | 9.5854e+60 | 9.7771e+60 | 9.9727e+60 | 1.0172e+61 | 1.0376e+61 | 1.0583e+61 | 1.0795e+61 | 1.1011e+61 | 1.1231e+61 | 1.1455e+61 | 1.1685e+61 | 1.1918e+61 | 1.2157e+61 | 1.24e+61 | 1.2648e+61 | 1.2901e+61 | 1.3159e+61 | 1.3422e+61 | 1.369e+61 | 1.3964e+61 | 1.4243e+61 | 1.4528e+61 | 1.4819e+61 | 1.5115e+61 | 1.5418e+61 | 1.5726e+61 | 1.604e+61 | 1.6361e+61 | 1.6688e+61 | 1.7022e+61 | 1.7363e+61 | 1.771e+61 | 1.8064e+61 | 1.8425e+61 | 1.8794e+61 | 1.917e+61 | 1.9553e+61 | 1.9944e+61 | 2.0343e+61 | 2.075e+61 | 2.1165e+61 | 2.1588e+61 | 2.202e+61 | 2.246e+61 | 2.291e+61 | 2.3368e+61 | 2.3835e+61 | 2.4312e+61 | 2.4798e+61 | 2.5294e+61 | 2.58e+61 | 2.6316e+61 | 2.6842e+61 | 2.7379e+61 | 2.7927e+61 | 2.8485e+61 | 2.9055e+61 | 2.9636e+61 | 3.0229e+61 | 3.0833e+61 | 3.145e+61 | 3.2079e+61 | 3.2721e+61 | 3.3375e+61 | 3.4043e+61 | 3.4723e+61 | 3.5418e+61 | 3.6126e+61 | 3.6849e+61 | 3.7586e+61 | 3.8337e+61 | 3.9104e+61 | 3.9886e+61 | 4.0684e+61 | 4.1498e+61 | 4.2328e+61 | 4.3174e+61 | 4.4038e+61 | 4.4918e+61 | 4.5817e+61 | 4.6733e+61 | 4.7668e+61 | 4.8621e+61 | 4.9594e+61 | 5.0585e+61 | 5.1597e+61 | 5.2629e+61 | 5.3682e+61 | 5.4755e+61 | 5.585e+61 | 5.6967e+61 | 5.8107e+61 | 5.9269e+61 | 6.0454e+61 | 6.1663e+61 | 6.2897e+61 | 6.4155e+61 | 6.5438e+61 | 6.6746e+61 | 6.8081e+61 | 6.9443e+61 | 7.0832e+61 | 7.2248e+61 | 7.3693e+61 | 7.5167e+61 | 7.6671e+61 | 7.8204e+61 | 7.9768e+61 | 8.1363e+61 | 8.2991e+61 | 8.4651e+61 | 8.6344e+61 | 8.807e+61 | 8.9832e+61 | 9.1628e+61 | 9.3461e+61 | 9.533e+61 | 9.7237e+61 | 9.9182e+61 | 1.0117e+62 | 1.0319e+62 | 1.0525e+62 | 1.0736e+62 | 1.095e+62 | 1.1169e+62 | 1.1393e+62 | 1.1621e+62 | 1.1853e+62 | 1.209e+62 | 1.2332e+62 | 1.2579e+62 | 1.283e+62 | 1.3087e+62 | 1.3349e+62 | 1.3616e+62 | 1.3888e+62 | 1.4166e+62 | 1.4449e+62 | 1.4738e+62 | 1.5033e+62 | 1.5333e+62 | 1.564e+62 | 1.5953e+62 | 1.6272e+62 | 1.6597e+62 | 1.6929e+62 | 1.7268e+62 | 1.7613e+62 | 1.7965e+62 | 1.8325e+62 | 1.8691e+62 | 1.9065e+62 | 1.9446e+62 | 1.9835e+62 | 2.0232e+62 | 2.0637e+62 | 2.1049e+62 | 2.147e+62 | 2.19e+62 | 2.2338e+62 | 2.2784e+62 | 2.324e+62 | 2.3705e+62 | 2.4179e+62 | 2.4663e+62 | 2.5156e+62 | 2.5659e+62 | 2.6172e+62 | 2.6696e+62 | 2.723e+62 | 2.7774e+62 | 2.833e+62 | 2.8896e+62 | 2.9474e+62 | 3.0064e+62 | 3.0665e+62 | 3.1278e+62 | 3.1904e+62 | 3.2542e+62 | 3.3193e+62 | 3.3856e+62 | 3.4534e+62 | 3.5224e+62 | 3.5929e+62 | 3.6647e+62 | 3.738e+62 | 3.8128e+62 | 3.889e+62 | 3.9668e+62 | 4.0462e+62 | 4.1271e+62 | 4.2096e+62 | 4.2938e+62 | 4.3797e+62 | 4.4673e+62 | 4.5566e+62 | 4.6478e+62 | 4.7407e+62 | 4.8355e+62 | 4.9323e+62 | 5.0309e+62 | 5.1315e+62 | 5.2341e+62 | 5.3388e+62 | 5.4456e+62 | 5.5545e+62 | 5.6656e+62 | 5.7789e+62 | 5.8945e+62 | 6.0124e+62 | 6.1326e+62 | 6.2553e+62 | 6.3804e+62 | 6.508e+62 | 6.6382e+62 | 6.7709e+62 | 6.9063e+62 | 7.0445e+62 | 7.1854e+62 | 7.3291e+62 | 7.4756e+62 | 7.6252e+62 | 7.7777e+62 | 7.9332e+62 | 8.0919e+62 | 8.2537e+62 | 8.4188e+62 | 8.5872e+62 | 8.7589e+62 | 8.9341e+62 | 9.1128e+62 | 9.295e+62 | 9.4809e+62 | 9.6705e+62 | 9.864e+62 | 1.0061e+63 | 1.0262e+63 | 1.0468e+63 | 1.0677e+63 | 1.0891e+63 | 1.1108e+63 | 1.1331e+63 | 1.1557e+63 | 1.1788e+63 | 1.2024e+63 | 1.2265e+63 | 1.251e+63 | 1.276e+63 | 1.3015e+63 | 1.3276e+63 | 1.3541e+63 | 1.3812e+63 | 1.4088e+63 | 1.437e+63 | 1.4657e+63 | 1.495e+63 | 1.5249e+63 | 1.5554e+63 | 1.5866e+63 | 1.6183e+63 | 1.6507e+63 | 1.6837e+63 | 1.7173e+63 | 1.7517e+63 | 1.7867e+63 | 1.8225e+63 | 1.8589e+63 | 1.8961e+63 | 1.934e+63 | 1.9727e+63 | 2.0121e+63 | 2.0524e+63 | 2.0934e+63 | 2.1353e+63 | 2.178e+63 | 2.2216e+63 | 2.266e+63 | 2.3113e+63 | 2.3575e+63 | 2.4047e+63 | 2.4528e+63 | 2.5018e+63 | 2.5519e+63 | 2.6029e+63 | 2.655e+63 | 2.7081e+63 | 2.7622e+63 | 2.8175e+63 | 2.8738e+63 | 2.9313e+63 | 2.9899e+63 | 3.0497e+63 | 3.1107e+63 | 3.1729e+63 | 3.2364e+63 | 3.3011e+63 | 3.3671e+63 | 3.4345e+63 | 3.5032e+63 | 3.5732e+63 | 3.6447e+63 | 3.7176e+63 | 3.792e+63 | 3.8678e+63 | 3.9451e+63 | 4.024e+63 | 4.1045e+63 | 4.1866e+63 | 4.2704e+63 | 4.3558e+63 | 4.4429e+63 | 4.5317e+63 | 4.6224e+63 | 4.7148e+63 | 4.8091e+63 | 4.9053e+63 | 5.0034e+63 | 5.1035e+63 | 5.2055e+63 | 5.3096e+63 | 5.4158e+63 | 5.5242e+63 | 5.6346e+63 | 5.7473e+63 | 5.8623e+63 | 5.9795e+63 | 6.0991e+63 | 6.2211e+63 | 6.3455e+63 | 6.4724e+63 | 6.6019e+63 | 6.7339e+63 | 6.8686e+63 | 7.006e+63 | 7.1461e+63 | 7.289e+63 | 7.4348e+63 | 7.5835e+63 | 7.7352e+63 | 7.8899e+63 | 8.0477e+63 | 8.2086e+63 | 8.3728e+63 | 8.5402e+63 | 8.711e+63 | 8.8853e+63 | 9.063e+63 | 9.2442e+63 | 9.4291e+63 | 9.6177e+63 | 9.81e+63 | 1.0006e+64 | 1.0206e+64 | 1.041e+64 | 1.0619e+64 | 1.0831e+64 | 1.1048e+64 | 1.1269e+64 | 1.1494e+64 | 1.1724e+64 | 1.1958e+64 | 1.2198e+64 | 1.2442e+64 | 1.269e+64 | 1.2944e+64 | 1.3203e+64 | 1.3467e+64 | 1.3736e+64 | 1.4011e+64 | 1.4291e+64 | 1.4577e+64 | 1.4869e+64 | 1.5166e+64 | 1.5469e+64 | 1.5779e+64 | 1.6094e+64 | 1.6416e+64 | 1.6745e+64 | 1.708e+64 | 1.7421e+64 | 1.777e+64 | 1.8125e+64 | 1.8487e+64 | 1.8857e+64 | 1.9234e+64 | 1.9619e+64 | 2.0011e+64 | 2.0412e+64 | 2.082e+64 | 2.1236e+64 | 2.1661e+64 | 2.2094e+64 | 2.2536e+64 | 2.2987e+64 | 2.3447e+64 | 2.3915e+64 | 2.4394e+64 | 2.4882e+64 | 2.5379e+64 | 2.5887e+64 | 2.6405e+64 | 2.6933e+64 | 2.7471e+64 | 2.8021e+64 | 2.8581e+64 | 2.9153e+64 | 2.9736e+64 | 3.0331e+64 | 3.0937e+64 | 3.1556e+64 | 3.2187e+64 | 3.2831e+64 | 3.3487e+64 | 3.4157e+64 | 3.484e+64 | 3.5537e+64 | 3.6248e+64 | 3.6973e+64 | 3.7712e+64 | 3.8467e+64 | 3.9236e+64 | 4.0021e+64 | 4.0821e+64 | 4.1637e+64 | 4.247e+64 | 4.332e+64 | 4.4186e+64 | 4.507e+64 | 4.5971e+64 | 4.689e+64 | 4.7828e+64 | 4.8785e+64 | 4.9761e+64 | 5.0756e+64 | 5.1771e+64 | 5.2806e+64 | 5.3862e+64 | 5.494e+64 | 5.6038e+64 | 5.7159e+64 | 5.8302e+64 | 5.9468e+64 | 6.0658e+64 | 6.1871e+64 | 6.3108e+64 | 6.4371e+64 | 6.5658e+64 | 6.6971e+64 | 6.8311e+64 | 6.9677e+64 | 7.107e+64 | 7.2492e+64 | 7.3942e+64 | 7.542e+64 | 7.6929e+64 | 7.8467e+64 | 8.0037e+64 | 8.1637e+64 | 8.327e+64 | 8.4936e+64 | 8.6634e+64 | 8.8367e+64 | 9.0134e+64 | 9.1937e+64 | 9.3776e+64 | 9.5651e+64 | 9.7564e+64 | 9.9516e+64 | 1.0151e+65 | 1.0354e+65 | 1.0561e+65 | 1.0772e+65 | 1.0987e+65 | 1.1207e+65 | 1.1431e+65 | 1.166e+65 | 1.1893e+65 | 1.2131e+65 | 1.2374e+65 | 1.2621e+65 | 1.2873e+65 | 1.3131e+65 | 1.3393e+65 | 1.3661e+65 | 1.3935e+65 | 1.4213e+65 | 1.4498e+65 | 1.4787e+65 | 1.5083e+65 | 1.5385e+65 | 1.5693e+65 | 1.6006e+65 | 1.6327e+65 | 1.6653e+65 | 1.6986e+65 | 1.7326e+65 | 1.7672e+65 | 1.8026e+65 | 1.8386e+65 | 1.8754e+65 | 1.9129e+65 | 1.9512e+65 | 1.9902e+65 | 2.03e+65 | 2.0706e+65 | 2.112e+65 | 2.1543e+65 | 2.1973e+65 | 2.2413e+65 | 2.2861e+65 | 2.3318e+65 | 2.3785e+65 | 2.426e+65 | 2.4746e+65 | 2.5241e+65 | 2.5745e+65 | 2.626e+65 | 2.6785e+65 | 2.7321e+65 | 2.7868e+65 | 2.8425e+65 | 2.8993e+65 | 2.9573e+65 | 3.0165e+65 | 3.0768e+65 | 3.1383e+65 | 3.2011e+65 | 3.2651e+65 | 3.3304e+65 | 3.397e+65 | 3.465e+65 | 3.5343e+65 | 3.605e+65 | 3.6771e+65 | 3.7506e+65 | 3.8256e+65 | 3.9021e+65 | 3.9802e+65 | 4.0598e+65 | 4.141e+65 | 4.2238e+65 | 4.3083e+65 | 4.3944e+65 | 4.4823e+65 | 4.572e+65 | 4.6634e+65 | 4.7567e+65 | 4.8518e+65 | 4.9489e+65 | 5.0478e+65 | 5.1488e+65 | 5.2518e+65 | 5.3568e+65 | 5.4639e+65 | 5.5732e+65 | 5.6847e+65 | 5.7984e+65 | 5.9143e+65 | 6.0326e+65 | 6.1533e+65 | 6.2763e+65 | 6.4019e+65 | 6.5299e+65 | 6.6605e+65 | 6.7937e+65 | 6.9296e+65 | 7.0682e+65 | 7.2096e+65 | 7.3537e+65 | 7.5008e+65 | 7.6508e+65 | 7.8039e+65 | 7.9599e+65 | 8.1191e+65 | 8.2815e+65 | 8.4471e+65 | 8.6161e+65 | 8.7884e+65 | 8.9642e+65 | 9.1435e+65 | 9.3263e+65 | 9.5129e+65 | 9.7031e+65 | 9.8972e+65 | 1.0095e+66 | 1.0297e+66 | 1.0503e+66 | 1.0713e+66 | 1.0927e+66 | 1.1146e+66 | 1.1369e+66 | 1.1596e+66 | 1.1828e+66 | 1.2065e+66 | 1.2306e+66 | 1.2552e+66 | 1.2803e+66 | 1.3059e+66 | 1.332e+66 | 1.3587e+66 | 1.3858e+66 | 1.4136e+66 | 1.4418e+66 | 1.4707e+66 | 1.5001e+66 | 1.5301e+66 | 1.5607e+66 | 1.5919e+66 | 1.6237e+66 | 1.6562e+66 | 1.6893e+66 | 1.7231e+66 | 1.7576e+66 | 1.7927e+66 | 1.8286e+66 | 1.8652e+66 | 1.9025e+66 | 1.9405e+66 | 1.9793e+66 | 2.0189e+66 | 2.0593e+66 | 2.1005e+66 | 2.1425e+66 | 2.1853e+66 | 2.229e+66 | 2.2736e+66 | 2.3191e+66 | 2.3655e+66 | 2.4128e+66 | 2.461e+66 | 2.5103e+66 | 2.5605e+66 | 2.6117e+66 | 2.6639e+66 | 2.7172e+66 | 2.7715e+66 | 2.827e+66 | 2.8835e+66 | 2.9412e+66 | 3e+66 | 3.06e+66 | 3.1212e+66 | 3.1836e+66 | 3.2473e+66 | 3.3122e+66 | 3.3785e+66 | 3.4461e+66 | 3.515e+66 | 3.5853e+66 | 3.657e+66 | 3.7301e+66 | 3.8047e+66 | 3.8808e+66 | 3.9584e+66 | 4.0376e+66 | 4.1184e+66 | 4.2007e+66 | 4.2847e+66 | 4.3704e+66 | 4.4578e+66 | 4.547e+66 | 4.6379e+66 | 4.7307e+66 | 4.8253e+66 | 4.9218e+66 | 5.0202e+66 | 5.1207e+66 | 5.2231e+66 | 5.3275e+66 | 5.4341e+66 | 5.5428e+66 | 5.6536e+66 | 5.7667e+66 | 5.882e+66 | 5.9997e+66 | 6.1197e+66 | 6.242e+66 | 6.3669e+66 | 6.4942e+66 | 6.6241e+66 | 6.7566e+66 | 6.8917e+66 | 7.0296e+66 | 7.1701e+66 | 7.3136e+66 | 7.4598e+66 | 7.609e+66 | 7.7612e+66 | 7.9164e+66 | 8.0748e+66 | 8.2362e+66 | 8.401e+66 | 8.569e+66 | 8.7404e+66 | 8.9152e+66 | 9.0935e+66 | 9.2754e+66 | 9.4609e+66 | 9.6501e+66 | 9.8431e+66 | 1.004e+67 | 1.0241e+67 | 1.0446e+67 | 1.0654e+67 | 1.0868e+67 | 1.1085e+67 | 1.1307e+67 | 1.1533e+67 | 1.1763e+67 | 1.1999e+67 | 1.2239e+67 | 1.2483e+67 | 1.2733e+67 | 1.2988e+67 | 1.3247e+67 | 1.3512e+67 | 1.3783e+67 | 1.4058e+67 | 1.434e+67 | 1.4626e+67 | 1.4919e+67 | 1.5217e+67 | 1.5522e+67 | 1.5832e+67 | 1.6149e+67 | 1.6472e+67 | 1.6801e+67 | 1.7137e+67 | 1.748e+67 | 1.7829e+67 | 1.8186e+67 | 1.855e+67 | 1.8921e+67 | 1.9299e+67 | 1.9685e+67 | 2.0079e+67 | 2.048e+67 | 2.089e+67 | 2.1308e+67 | 2.1734e+67 | 2.2169e+67 | 2.2612e+67 | 2.3064e+67 | 2.3525e+67 | 2.3996e+67 | 2.4476e+67 | 2.4965e+67 | 2.5465e+67 | 2.5974e+67 | 2.6494e+67 | 2.7023e+67 | 2.7564e+67 | 2.8115e+67 | 2.8677e+67 | 2.9251e+67 | 2.9836e+67 | 3.0433e+67 | 3.1041e+67 | 3.1662e+67 | 3.2295e+67 | 3.2941e+67 | 3.36e+67 | 3.4272e+67 | 3.4958e+67 | 3.5657e+67 | 3.637e+67 | 3.7097e+67 | 3.7839e+67 | 3.8596e+67 | 3.9368e+67 | 4.0155e+67 | 4.0958e+67 | 4.1778e+67 | 4.2613e+67 | 4.3465e+67 | 4.4335e+67 | 4.5221e+67 | 4.6126e+67 | 4.7048e+67 | 4.7989e+67 | 4.8949e+67 | 4.9928e+67 | 5.0927e+67 | 5.1945e+67 | 5.2984e+67 | 5.4044e+67 | 5.5125e+67 | 5.6227e+67 | 5.7352e+67 | 5.8499e+67 | 5.9669e+67 | 6.0862e+67 | 6.2079e+67 | 6.3321e+67 | 6.4587e+67 | 6.5879e+67 | 6.7197e+67 | 6.8541e+67 | 6.9911e+67 | 7.131e+67 | 7.2736e+67 | 7.4191e+67 | 7.5674e+67 | 7.7188e+67 | 7.8732e+67 | 8.0306e+67 | 8.1912e+67 | 8.3551e+67 | 8.5222e+67 | 8.6926e+67 | 8.8665e+67 | 9.0438e+67 | 9.2247e+67 | 9.4092e+67 | 9.5973e+67 | 9.7893e+67 | 9.9851e+67 | 1.0185e+68 | 1.0388e+68 | 1.0596e+68 | 1.0808e+68 | 1.1024e+68 | 1.1245e+68 | 1.147e+68 | 1.1699e+68 | 1.1933e+68 | 1.2172e+68 | 1.2415e+68 | 1.2663e+68 | 1.2917e+68 | 1.3175e+68 | 1.3439e+68 | 1.3707e+68 | 1.3982e+68 | 1.4261e+68 | 1.4546e+68 | 1.4837e+68 | 1.5134e+68 | 1.5437e+68 | 1.5745e+68 | 1.606e+68 | 1.6382e+68 | 1.6709e+68 | 1.7043e+68 | 1.7384e+68 | 1.7732e+68 | 1.8087e+68 | 1.8448e+68 | 1.8817e+68 | 1.9194e+68 | 1.9577e+68 | 1.9969e+68 | 2.0368e+68 | 2.0776e+68 | 2.1191e+68 | 2.1615e+68 | 2.2047e+68 | 2.2488e+68 | 2.2938e+68 | 2.3397e+68 | 2.3865e+68 | 2.4342e+68 | 2.4829e+68 | 2.5326e+68 | 2.5832e+68 | 2.6349e+68 | 2.6876e+68 | 2.7413e+68 | 2.7961e+68 | 2.8521e+68 | 2.9091e+68 | 2.9673e+68 | 3.0266e+68 | 3.0872e+68 | 3.1489e+68 | 3.2119e+68 | 3.2761e+68 | 3.3417e+68 | 3.4085e+68 | 3.4767e+68 | 3.5462e+68 | 3.6171e+68 | 3.6895e+68 | 3.7632e+68 | 3.8385e+68 | 3.9153e+68 | 3.9936e+68 | 4.0735e+68 | 4.1549e+68 | 4.238e+68 | 4.3228e+68 | 4.4092e+68 | 4.4974e+68 | 4.5874e+68 | 4.6791e+68 | 4.7727e+68 | 4.8682e+68 | 4.9655e+68 | 5.0648e+68 | 5.1661e+68 | 5.2695e+68 | 5.3748e+68 | 5.4823e+68 | 5.592e+68 | 5.7038e+68 | 5.8179e+68 | 5.9343e+68 | 6.0529e+68 | 6.174e+68 | 6.2975e+68 | 6.4234e+68 | 6.5519e+68 | 6.6829e+68 | 6.8166e+68 | 6.9529e+68 | 7.092e+68 | 7.2338e+68 | 7.3785e+68 | 7.5261e+68 | 7.6766e+68 | 7.8301e+68 | 7.9867e+68 | 8.1465e+68 | 8.3094e+68 | 8.4756e+68 | 8.6451e+68 | 8.818e+68 | 8.9944e+68 | 9.1742e+68 | 9.3577e+68 | 9.5449e+68 | 9.7358e+68 | 9.9305e+68 | 1.0129e+69 | 1.0332e+69 | 1.0538e+69 | 1.0749e+69 | 1.0964e+69 | 1.1183e+69 | 1.1407e+69 | 1.1635e+69 | 1.1868e+69 | 1.2105e+69 | 1.2347e+69 | 1.2594e+69 | 1.2846e+69 | 1.3103e+69 | 1.3365e+69 | 1.3632e+69 | 1.3905e+69 | 1.4183e+69 | 1.4467e+69 | 1.4756e+69 | 1.5051e+69 | 1.5352e+69 | 1.5659e+69 | 1.5973e+69 | 1.6292e+69 | 1.6618e+69 | 1.695e+69 | 1.7289e+69 | 1.7635e+69 | 1.7988e+69 | 1.8347e+69 | 1.8714e+69 | 1.9089e+69 | 1.947e+69 | 1.986e+69 | 2.0257e+69 | 2.0662e+69 | 2.1075e+69 | 2.1497e+69 | 2.1927e+69 | 2.2365e+69 | 2.2813e+69 | 2.3269e+69 | 2.3734e+69 | 2.4209e+69 | 2.4693e+69 | 2.5187e+69 | 2.5691e+69 | 2.6205e+69 | 2.6729e+69 | 2.7263e+69 | 2.7809e+69 | 2.8365e+69 | 2.8932e+69 | 2.9511e+69 | 3.0101e+69 | 3.0703e+69 | 3.1317e+69 | 3.1943e+69 | 3.2582e+69 | 3.3234e+69 | 3.3899e+69 | 3.4577e+69 | 3.5268e+69 | 3.5973e+69 | 3.6693e+69 | 3.7427e+69 | 3.8175e+69 | 3.8939e+69 | 3.9718e+69 | 4.0512e+69 | 4.1322e+69 | 4.2149e+69 | 4.2992e+69 | 4.3851e+69 | 4.4728e+69 | 4.5623e+69 | 4.6536e+69 | 4.7466e+69 | 4.8416e+69 | 4.9384e+69 | 5.0372e+69 | 5.1379e+69 | 5.2407e+69 | 5.3455e+69 | 5.4524e+69 | 5.5614e+69 | 5.6727e+69 | 5.7861e+69 | 5.9018e+69 | 6.0199e+69 | 6.1403e+69 | 6.2631e+69 | 6.3883e+69 | 6.5161e+69 | 6.6464e+69 | 6.7793e+69 | 6.9149e+69 | 7.0532e+69 | 7.1943e+69 | 7.3382e+69 | 7.4849e+69 | 7.6346e+69 | 7.7873e+69 | 7.9431e+69 | 8.1019e+69 | 8.264e+69 | 8.4293e+69 | 8.5978e+69 | 8.7698e+69 | 8.9452e+69 | 9.1241e+69 | 9.3066e+69 | 9.4927e+69 | 9.6826e+69 | 9.8762e+69 | 1.0074e+70 | 1.0275e+70 | 1.0481e+70 | 1.069e+70 | 1.0904e+70 | 1.1122e+70 | 1.1345e+70 | 1.1572e+70 | 1.1803e+70 | 1.2039e+70 | 1.228e+70 | 1.2525e+70 | 1.2776e+70 | 1.3031e+70 | 1.3292e+70 | 1.3558e+70 | 1.3829e+70 | 1.4106e+70 | 1.4388e+70 | 1.4676e+70 | 1.4969e+70 | 1.5268e+70 | 1.5574e+70 | 1.5885e+70 | 1.6203e+70 | 1.6527e+70 | 1.6858e+70 | 1.7195e+70 | 1.7539e+70 | 1.7889e+70 | 1.8247e+70 | 1.8612e+70 | 1.8984e+70 | 1.9364e+70 | 1.9751e+70 | 2.0146e+70 | 2.0549e+70 | 2.096e+70 | 2.138e+70 | 2.1807e+70 | 2.2243e+70 | 2.2688e+70 | 2.3142e+70 | 2.3605e+70 | 2.4077e+70 | 2.4558e+70 | 2.5049e+70 | 2.555e+70 | 2.6061e+70 | 2.6583e+70 | 2.7114e+70 | 2.7657e+70 | 2.821e+70 | 2.8774e+70 | 2.9349e+70 | 2.9936e+70 | 3.0535e+70 | 3.1146e+70 | 3.1769e+70 | 3.2404e+70 | 3.3052e+70 | 3.3713e+70 | 3.4388e+70 | 3.5075e+70 | 3.5777e+70 | 3.6492e+70 | 3.7222e+70 | 3.7967e+70 | 3.8726e+70 | 3.9501e+70 | 4.0291e+70 | 4.1096e+70 | 4.1918e+70 | 4.2757e+70 | 4.3612e+70 | 4.4484e+70 | 4.5374e+70 | 4.6281e+70 | 4.7207e+70 | 4.8151e+70 | 4.9114e+70 | 5.0096e+70 | 5.1098e+70 | 5.212e+70 | 5.3163e+70 | 5.4226e+70 | 5.531e+70 | 5.6416e+70 | 5.7545e+70 | 5.8696e+70 | 5.987e+70 | 6.1067e+70 | 6.2288e+70 | 6.3534e+70 | 6.4805e+70 | 6.6101e+70 | 6.7423e+70 | 6.8771e+70 | 7.0147e+70 | 7.155e+70 | 7.2981e+70 | 7.444e+70 | 7.5929e+70 | 7.7448e+70 | 7.8997e+70 | 8.0577e+70 | 8.2188e+70 | 8.3832e+70 | 8.5509e+70 | 8.7219e+70 | 8.8963e+70 | 9.0742e+70 | 9.2557e+70 | 9.4408e+70 | 9.6297e+70 | 9.8222e+70 | 1.0019e+71 | 1.0219e+71 | 1.0423e+71 | 1.0632e+71 | 1.0845e+71 | 1.1061e+71 | 1.1283e+71 | 1.1508e+71 | 1.1738e+71 | 1.1973e+71 | 1.2213e+71 | 1.2457e+71 | 1.2706e+71 | 1.296e+71 | 1.3219e+71 | 1.3484e+71 | 1.3754e+71 | 1.4029e+71 | 1.4309e+71 | 1.4595e+71 | 1.4887e+71 | 1.5185e+71 | 1.5489e+71 | 1.5798e+71 | 1.6114e+71 | 1.6437e+71 | 1.6765e+71 | 1.7101e+71 | 1.7443e+71 | 1.7792e+71 | 1.8147e+71 | 1.851e+71 | 1.8881e+71 | 1.9258e+71 | 1.9643e+71 | 2.0036e+71 | 2.0437e+71 | 2.0846e+71 | 2.1263e+71 | 2.1688e+71 | 2.2122e+71 | 2.2564e+71 | 2.3015e+71 | 2.3476e+71 | 2.3945e+71 | 2.4424e+71 | 2.4913e+71 | 2.5411e+71 | 2.5919e+71 | 2.6437e+71 | 2.6966e+71 | 2.7506e+71 | 2.8056e+71 | 2.8617e+71 | 2.9189e+71 | 2.9773e+71 | 3.0368e+71 | 3.0976e+71 | 3.1595e+71 | 3.2227e+71 | 3.2872e+71 | 3.3529e+71 | 3.42e+71 | 3.4884e+71 | 3.5581e+71 | 3.6293e+71 | 3.7019e+71 | 3.7759e+71 | 3.8514e+71 | 3.9285e+71 | 4.007e+71 | 4.0872e+71 | 4.1689e+71 | 4.2523e+71 | 4.3373e+71 | 4.4241e+71 | 4.5126e+71 | 4.6028e+71 | 4.6949e+71 | 4.7888e+71 | 4.8846e+71 | 4.9822e+71 | 5.0819e+71 | 5.1835e+71 | 5.2872e+71 | 5.3929e+71 | 5.5008e+71 | 5.6108e+71 | 5.723e+71 | 5.8375e+71 | 5.9542e+71 | 6.0733e+71 | 6.1948e+71 | 6.3187e+71 | 6.4451e+71 | 6.574e+71 | 6.7054e+71 | 6.8396e+71 | 6.9763e+71 | 7.1159e+71 | 7.2582e+71 | 7.4034e+71 | 7.5514e+71 | 7.7024e+71 | 7.8565e+71 | 8.0136e+71 | 8.1739e+71 | 8.3374e+71 | 8.5041e+71 | 8.6742e+71 | 8.8477e+71 | 9.0246e+71 | 9.2051e+71 | 9.3892e+71 | 9.577e+71 | 9.7686e+71 | 9.9639e+71 | 1.0163e+72 | 1.0366e+72 | 1.0574e+72 | 1.0785e+72 | 1.1001e+72 | 1.1221e+72 | 1.1445e+72 | 1.1674e+72 | 1.1908e+72 | 1.2146e+72 | 1.2389e+72 | 1.2637e+72 | 1.2889e+72 | 1.3147e+72 | 1.341e+72 | 1.3678e+72 | 1.3952e+72 | 1.4231e+72 | 1.4516e+72 | 1.4806e+72 | 1.5102e+72 | 1.5404e+72 | 1.5712e+72 | 1.6026e+72 | 1.6347e+72 | 1.6674e+72 | 1.7007e+72 | 1.7347e+72 | 1.7694e+72 | 1.8048e+72 | 1.8409e+72 | 1.8777e+72 | 1.9153e+72 | 1.9536e+72 | 1.9927e+72 | 2.0325e+72 | 2.0732e+72 | 2.1146e+72 | 2.1569e+72 | 2.2001e+72 | 2.2441e+72 | 2.289e+72 | 2.3347e+72 | 2.3814e+72 | 2.4291e+72 | 2.4776e+72 | 2.5272e+72 | 2.5777e+72 | 2.6293e+72 | 2.6819e+72 | 2.7355e+72 | 2.7902e+72 | 2.846e+72 | 2.903e+72 | 2.961e+72 | 3.0202e+72 | 3.0806e+72 | 3.1423e+72 | 3.2051e+72 | 3.2692e+72 | 3.3346e+72 | 3.4013e+72 | 3.4693e+72 | 3.5387e+72 | 3.6095e+72 | 3.6816e+72 | 3.7553e+72 | 3.8304e+72 | 3.907e+72 | 3.9851e+72 | 4.0648e+72 | 4.1461e+72 | 4.2291e+72 | 4.3136e+72 | 4.3999e+72 | 4.4879e+72 | 4.5777e+72 | 4.6692e+72 | 4.7626e+72 | 4.8579e+72 | 4.955e+72 | 5.0541e+72 | 5.1552e+72 | 5.2583e+72 | 5.3635e+72 | 5.4707e+72 | 5.5802e+72 | 5.6918e+72 | 5.8056e+72 | 5.9217e+72 | 6.0401e+72 | 6.1609e+72 | 6.2842e+72 | 6.4098e+72 | 6.538e+72 | 6.6688e+72 | 6.8022e+72 | 6.9382e+72 | 7.077e+72 | 7.2185e+72 | 7.3629e+72 | 7.5101e+72 | 7.6604e+72 | 7.8136e+72 | 7.9698e+72 | 8.1292e+72 | 8.2918e+72 | 8.4576e+72 | 8.6268e+72 | 8.7993e+72 | 8.9753e+72 | 9.1548e+72 | 9.3379e+72 | 9.5247e+72 | 9.7152e+72 | 9.9095e+72 | 1.0108e+73 | 1.031e+73 | 1.0516e+73 | 1.0726e+73 | 1.0941e+73 | 1.116e+73 | 1.1383e+73 | 1.1611e+73 | 1.1843e+73 | 1.208e+73 | 1.2321e+73 | 1.2568e+73 | 1.2819e+73 | 1.3075e+73 | 1.3337e+73 | 1.3604e+73 | 1.3876e+73 | 1.4153e+73 | 1.4436e+73 | 1.4725e+73 | 1.5019e+73 | 1.532e+73 | 1.5626e+73 | 1.5939e+73 | 1.6258e+73 | 1.6583e+73 | 1.6914e+73 | 1.7253e+73 | 1.7598e+73 | 1.795e+73 | 1.8309e+73 | 1.8675e+73 | 1.9048e+73 | 1.9429e+73 | 1.9818e+73 | 2.0214e+73 | 2.0619e+73 | 2.1031e+73 | 2.1451e+73 | 2.1881e+73 | 2.2318e+73 | 2.2764e+73 | 2.322e+73 | 2.3684e+73 | 2.4158e+73 | 2.4641e+73 | 2.5134e+73 | 2.5637e+73 | 2.6149e+73 | 2.6672e+73 | 2.7206e+73 | 2.775e+73 | 2.8305e+73 | 2.8871e+73 | 2.9448e+73 | 3.0037e+73 | 3.0638e+73 | 3.1251e+73 | 3.1876e+73 | 3.2513e+73 | 3.3164e+73 | 3.3827e+73 | 3.4503e+73 | 3.5193e+73 | 3.5897e+73 | 3.6615e+73 | 3.7348e+73 | 3.8095e+73 | 3.8856e+73 | 3.9634e+73 | 4.0426e+73 | 4.1235e+73 | 4.2059e+73 | 4.2901e+73 | 4.3759e+73 | 4.4634e+73 | 4.5526e+73 | 4.6437e+73 | 4.7366e+73 | 4.8313e+73 | 4.9279e+73 | 5.0265e+73 | 5.127e+73 | 5.2296e+73 | 5.3342e+73 | 5.4408e+73 | 5.5497e+73 | 5.6606e+73 | 5.7739e+73 | 5.8893e+73 | 6.0071e+73 | 6.1273e+73 | 6.2498e+73 | 6.3748e+73 | 6.5023e+73 | 6.6323e+73 | 6.765e+73 | 6.9003e+73 | 7.0383e+73 | 7.1791e+73 | 7.3226e+73 | 7.4691e+73 | 7.6185e+73 | 7.7709e+73 | 7.9263e+73 | 8.0848e+73 | 8.2465e+73 | 8.4114e+73 | 8.5797e+73 | 8.7512e+73 | 8.9263e+73 | 9.1048e+73 | 9.2869e+73 | 9.4726e+73 | 9.6621e+73 | 9.8553e+73 | 1.0052e+74 | 1.0253e+74 | 1.0459e+74 | 1.0668e+74 | 1.0881e+74 | 1.1099e+74 | 1.1321e+74 | 1.1547e+74 | 1.1778e+74 | 1.2014e+74 | 1.2254e+74 | 1.2499e+74 | 1.2749e+74 | 1.3004e+74 | 1.3264e+74 | 1.3529e+74 | 1.38e+74 | 1.4076e+74 | 1.4357e+74 | 1.4644e+74 | 1.4937e+74 | 1.5236e+74 | 1.5541e+74 | 1.5852e+74 | 1.6169e+74 | 1.6492e+74 | 1.6822e+74 | 1.7158e+74 | 1.7502e+74 | 1.7852e+74 | 1.8209e+74 | 1.8573e+74 | 1.8944e+74 | 1.9323e+74 | 1.971e+74 | 2.0104e+74 | 2.0506e+74 | 2.0916e+74 | 2.1334e+74 | 2.1761e+74 | 2.2196e+74 | 2.264e+74 | 2.3093e+74 | 2.3555e+74 | 2.4026e+74 | 2.4506e+74 | 2.4996e+74 | 2.5496e+74 | 2.6006e+74 | 2.6526e+74 | 2.7057e+74 | 2.7598e+74 | 2.815e+74 | 2.8713e+74 | 2.9287e+74 | 2.9873e+74 | 3.0471e+74 | 3.108e+74 | 3.1702e+74 | 3.2336e+74 | 3.2982e+74 | 3.3642e+74 | 3.4315e+74 | 3.5001e+74 | 3.5701e+74 | 3.6415e+74 | 3.7143e+74 | 3.7886e+74 | 3.8644e+74 | 3.9417e+74 | 4.0205e+74 | 4.1009e+74 | 4.183e+74 | 4.2666e+74 | 4.3519e+74 | 4.439e+74 | 4.5278e+74 | 4.6183e+74 | 4.7107e+74 | 4.8049e+74 | 4.901e+74 | 4.999e+74 | 5.099e+74 | 5.201e+74 | 5.305e+74 | 5.4111e+74 | 5.5193e+74 | 5.6297e+74 | 5.7423e+74 | 5.8571e+74 | 5.9743e+74 | 6.0938e+74 | 6.2157e+74 | 6.34e+74 | 6.4668e+74 | 6.5961e+74 | 6.728e+74 | 6.8626e+74 | 6.9998e+74 | 7.1398e+74 | 7.2826e+74 | 7.4283e+74 | 7.5768e+74 | 7.7284e+74 | 7.883e+74 | 8.0406e+74 | 8.2014e+74 | 8.3655e+74 | 8.5328e+74 | 8.7034e+74 | 8.8775e+74 | 9.055e+74 | 9.2361e+74 | 9.4209e+74 | 9.6093e+74 | 9.8015e+74 | 9.9975e+74 | 1.0197e+75 | 1.0401e+75 | 1.0609e+75 | 1.0822e+75 | 1.1038e+75 | 1.1259e+75 | 1.1484e+75 | 1.1714e+75 | 1.1948e+75 | 1.2187e+75 | 1.2431e+75 | 1.2679e+75 | 1.2933e+75 | 1.3191e+75 | 1.3455e+75 | 1.3724e+75 | 1.3999e+75 | 1.4279e+75 | 1.4564e+75 | 1.4856e+75 | 1.5153e+75 | 1.5456e+75 | 1.5765e+75 | 1.608e+75 | 1.6402e+75 | 1.673e+75 | 1.7065e+75 | 1.7406e+75 | 1.7754e+75 | 1.8109e+75 | 1.8471e+75 | 1.8841e+75 | 1.9217e+75 | 1.9602e+75 | 1.9994e+75 | 2.0394e+75 | 2.0802e+75 | 2.1218e+75 | 2.1642e+75 | 2.2075e+75 | 2.2516e+75 | 2.2967e+75 | 2.3426e+75 | 2.3895e+75 | 2.4372e+75 | 2.486e+75 | 2.5357e+75 | 2.5864e+75 | 2.6381e+75 | 2.6909e+75 | 2.7447e+75 | 2.7996e+75 | 2.8556e+75 | 2.9127e+75 | 2.971e+75 | 3.0304e+75 | 3.091e+75 | 3.1528e+75 | 3.2159e+75 | 3.2802e+75 | 3.3458e+75 | 3.4127e+75 | 3.481e+75 | 3.5506e+75 | 3.6216e+75 | 3.694e+75 | 3.7679e+75 | 3.8433e+75 | 3.9202e+75 | 3.9986e+75 | 4.0785e+75 | 4.1601e+75 | 4.2433e+75 | 4.3282e+75 | 4.4147e+75 | 4.503e+75 | 4.5931e+75 | 4.6849e+75 | 4.7786e+75 | 4.8742e+75 | 4.9717e+75 | 5.0711e+75 | 5.1726e+75 | 5.276e+75 | 5.3815e+75 | 5.4892e+75 | 5.5989e+75 | 5.7109e+75 | 5.8251e+75 | 5.9416e+75 | 6.0605e+75 | 6.1817e+75 | 6.3053e+75 | 6.4314e+75 | 6.5601e+75 | 6.6913e+75 | 6.8251e+75 | 6.9616e+75 | 7.1008e+75 | 7.2428e+75 | 7.3877e+75 | 7.5354e+75 | 7.6861e+75 | 7.8399e+75 | 7.9967e+75 | 8.1566e+75 | 8.3197e+75 | 8.4861e+75 | 8.6558e+75 | 8.829e+75 | 9.0055e+75 | 9.1857e+75 | 9.3694e+75 | 9.5568e+75 | 9.7479e+75 | 9.9428e+75 | 1.0142e+76 | 1.0345e+76 | 1.0551e+76 | 1.0762e+76 | 1.0978e+76 | 1.1197e+76 | 1.1421e+76 | 1.165e+76 | 1.1883e+76 | 1.212e+76 | 1.2363e+76 | 1.261e+76 | 1.2862e+76 | 1.3119e+76 | 1.3382e+76 | 1.3649e+76 | 1.3922e+76 | 1.4201e+76 | 1.4485e+76 | 1.4775e+76 | 1.507e+76 | 1.5371e+76 | 1.5679e+76 | 1.5992e+76 | 1.6312e+76 | 1.6639e+76 | 1.6971e+76 | 1.7311e+76 | 1.7657e+76 | 1.801e+76 | 1.837e+76 | 1.8738e+76 | 1.9112e+76 | 1.9495e+76 | 1.9885e+76 | 2.0282e+76 | 2.0688e+76 | 2.1102e+76 | 2.1524e+76 | 2.1954e+76 | 2.2393e+76 | 2.2841e+76 | 2.3298e+76 | 2.3764e+76 | 2.4239e+76 | 2.4724e+76 | 2.5218e+76 | 2.5723e+76 | 2.6237e+76 | 2.6762e+76 | 2.7297e+76 | 2.7843e+76 | 2.84e+76 | 2.8968e+76 | 2.9547e+76 | 3.0138e+76 | 3.0741e+76 | 3.1356e+76 | 3.1983e+76 | 3.2623e+76 | 3.3275e+76 | 3.3941e+76 | 3.462e+76 | 3.5312e+76 | 3.6018e+76 | 3.6739e+76 | 3.7473e+76 | 3.8223e+76 | 3.8987e+76 | 3.9767e+76 | 4.0562e+76 | 4.1374e+76 | 4.2201e+76 | 4.3045e+76 | 4.3906e+76 | 4.4784e+76 | 4.568e+76 | 4.6593e+76 | 4.7525e+76 | 4.8476e+76 | 4.9445e+76 | 5.0434e+76 | 5.1443e+76 | 5.2472e+76 | 5.3521e+76 | 5.4592e+76 | 5.5683e+76 | 5.6797e+76 | 5.7933e+76 | 5.9092e+76 | 6.0274e+76 | 6.1479e+76 | 6.2709e+76 | 6.3963e+76 | 6.5242e+76 | 6.6547e+76 | 6.7878e+76 | 6.9235e+76 | 7.062e+76 | 7.2032e+76 | 7.3473e+76 | 7.4943e+76 | 7.6441e+76 | 7.797e+76 | 7.953e+76 | 8.112e+76 | 8.2743e+76 | 8.4397e+76 | 8.6085e+76 | 8.7807e+76 | 8.9563e+76 | 9.1355e+76 | 9.3182e+76 | 9.5045e+76 | 9.6946e+76 | 9.8885e+76 | 1.0086e+77 | 1.0288e+77 | 1.0494e+77 | 1.0704e+77 | 1.0918e+77 | 1.1136e+77 | 1.1359e+77 | 1.1586e+77 | 1.1818e+77 | 1.2054e+77 | 1.2295e+77 | 1.2541e+77 | 1.2792e+77 | 1.3048e+77 | 1.3309e+77 | 1.3575e+77 | 1.3846e+77 | 1.4123e+77 | 1.4406e+77 | 1.4694e+77 | 1.4988e+77 | 1.5287e+77 | 1.5593e+77 | 1.5905e+77 | 1.6223e+77 | 1.6548e+77 | 1.6879e+77 | 1.7216e+77 | 1.756e+77 | 1.7912e+77 | 1.827e+77 | 1.8635e+77 | 1.9008e+77 | 1.9388e+77 | 1.9776e+77 | 2.0171e+77 | 2.0575e+77 | 2.0986e+77 | 2.1406e+77 | 2.1834e+77 | 2.2271e+77 | 2.2716e+77 | 2.3171e+77 | 2.3634e+77 | 2.4107e+77 | 2.4589e+77 | 2.5081e+77 | 2.5582e+77 | 2.6094e+77 | 2.6616e+77 | 2.7148e+77 | 2.7691e+77 | 2.8245e+77 | 2.881e+77 | 2.9386e+77 | 2.9974e+77 | 3.0573e+77 | 3.1185e+77 | 3.1808e+77 | 3.2444e+77 | 3.3093e+77 | 3.3755e+77 | 3.443e+77 | 3.5119e+77 | 3.5821e+77 | 3.6538e+77 | 3.7269e+77 | 3.8014e+77 | 3.8774e+77 | 3.955e+77 | 4.0341e+77 | 4.1147e+77 | 4.197e+77 | 4.281e+77 | 4.3666e+77 | 4.4539e+77 | 4.543e+77 | 4.6339e+77 | 4.7266e+77 | 4.8211e+77 | 4.9175e+77 | 5.0159e+77 | 5.1162e+77 | 5.2185e+77 | 5.3229e+77 | 5.4293e+77 | 5.5379e+77 | 5.6487e+77 | 5.7616e+77 | 5.8769e+77 | 5.9944e+77 | 6.1143e+77 | 6.2366e+77 | 6.3613e+77 | 6.4885e+77 | 6.6183e+77 | 6.7507e+77 | 6.8857e+77 | 7.0234e+77 | 7.1639e+77 | 7.3072e+77 | 7.4533e+77 | 7.6024e+77 | 7.7544e+77 | 7.9095e+77 | 8.0677e+77 | 8.229e+77 | 8.3936e+77 | 8.5615e+77 | 8.7327e+77 | 8.9074e+77 | 9.0855e+77 | 9.2672e+77 | 9.4526e+77 | 9.6416e+77 | 9.8345e+77 | 1.0031e+78 | 1.0232e+78 | 1.0436e+78 | 1.0645e+78 | 1.0858e+78 | 1.1075e+78 | 1.1297e+78 | 1.1523e+78 | 1.1753e+78 | 1.1988e+78 | 1.2228e+78 | 1.2472e+78 | 1.2722e+78 | 1.2976e+78 | 1.3236e+78 | 1.3501e+78 | 1.3771e+78 | 1.4046e+78 | 1.4327e+78 | 1.4613e+78 | 1.4906e+78 | 1.5204e+78 | 1.5508e+78 | 1.5818e+78 | 1.6134e+78 | 1.6457e+78 | 1.6786e+78 | 1.7122e+78 | 1.7464e+78 | 1.7814e+78 | 1.817e+78 | 1.8533e+78 | 1.8904e+78 | 1.9282e+78 | 1.9668e+78 | 2.0061e+78 | 2.0462e+78 | 2.0872e+78 | 2.1289e+78 | 2.1715e+78 | 2.2149e+78 | 2.2592e+78 | 2.3044e+78 | 2.3505e+78 | 2.3975e+78 | 2.4454e+78 | 2.4944e+78 | 2.5442e+78 | 2.5951e+78 | 2.647e+78 | 2.7e+78 | 2.754e+78 | 2.8091e+78 | 2.8652e+78 | 2.9225e+78 | 2.981e+78 | 3.0406e+78 | 3.1014e+78 | 3.1634e+78 | 3.2267e+78 | 3.2913e+78 | 3.3571e+78 | 3.4242e+78 | 3.4927e+78 | 3.5626e+78 | 3.6338e+78 | 3.7065e+78 | 3.7806e+78 | 3.8562e+78 | 3.9334e+78 | 4.012e+78 | 4.0923e+78 | 4.1741e+78 | 4.2576e+78 | 4.3427e+78 | 4.4296e+78 | 4.5182e+78 | 4.6085e+78 | 4.7007e+78 | 4.7947e+78 | 4.8906e+78 | 4.9884e+78 | 5.0882e+78 | 5.19e+78 | 5.2938e+78 | 5.3996e+78 | 5.5076e+78 | 5.6178e+78 | 5.7301e+78 | 5.8448e+78 | 5.9616e+78 | 6.0809e+78 | 6.2025e+78 | 6.3265e+78 | 6.4531e+78 | 6.5821e+78 | 6.7138e+78 | 6.8481e+78 | 6.985e+78 | 7.1247e+78 | 7.2672e+78 | 7.4126e+78 | 7.5608e+78 | 7.712e+78 | 7.8663e+78 | 8.0236e+78 | 8.1841e+78 | 8.3477e+78 | 8.5147e+78 | 8.685e+78 | 8.8587e+78 | 9.0359e+78 | 9.2166e+78 | 9.4009e+78 | 9.5889e+78 | 9.7807e+78 | 9.9763e+78 | 1.0176e+79 | 1.0379e+79 | 1.0587e+79 | 1.0799e+79 | 1.1015e+79 | 1.1235e+79 | 1.146e+79 | 1.1689e+79 | 1.1923e+79 | 1.2161e+79 | 1.2404e+79 | 1.2652e+79 | 1.2905e+79 | 1.3164e+79 | 1.3427e+79 | 1.3695e+79 | 1.3969e+79 | 1.4249e+79 | 1.4534e+79 | 1.4824e+79 | 1.5121e+79 | 1.5423e+79 | 1.5732e+79 | 1.6046e+79 | 1.6367e+79 | 1.6695e+79 | 1.7028e+79 | 1.7369e+79 | 1.7716e+79 | 1.8071e+79 | 1.8432e+79 | 1.8801e+79 | 1.9177e+79 | 1.956e+79 | 1.9952e+79 | 2.0351e+79 | 2.0758e+79 | 2.1173e+79 | 2.1596e+79 | 2.2028e+79 | 2.2469e+79 | 2.2918e+79 | 2.3376e+79 | 2.3844e+79 | 2.4321e+79 | 2.4807e+79 | 2.5303e+79 | 2.5809e+79 | 2.6326e+79 | 2.6852e+79 | 2.7389e+79 | 2.7937e+79 | 2.8496e+79 | 2.9066e+79 | 2.9647e+79 | 3.024e+79 | 3.0845e+79 | 3.1462e+79 | 3.2091e+79 | 3.2733e+79 | 3.3387e+79 | 3.4055e+79 | 3.4736e+79 | 3.5431e+79 | 3.6139e+79 | 3.6862e+79 | 3.76e+79 | 3.8352e+79 | 3.9119e+79 | 3.9901e+79 | 4.0699e+79 | 4.1513e+79 | 4.2343e+79 | 4.319e+79 | 4.4054e+79 | 4.4935e+79 | 4.5834e+79 | 4.675e+79 | 4.7685e+79 | 4.8639e+79 | 4.9612e+79 | 5.0604e+79 | 5.1616e+79 | 5.2648e+79 | 5.3701e+79 | 5.4775e+79 | 5.5871e+79 | 5.6988e+79 | 5.8128e+79 | 5.9291e+79 | 6.0476e+79 | 6.1686e+79 | 6.292e+79 | 6.4178e+79 | 6.5462e+79 | 6.6771e+79 | 6.8106e+79 | 6.9468e+79 | 7.0858e+79 | 7.2275e+79 | 7.372e+79 | 7.5195e+79 | 7.6699e+79 | 7.8233e+79 | 7.9797e+79 | 8.1393e+79 | 8.3021e+79 | 8.4682e+79 | 8.6375e+79 | 8.8103e+79 | 8.9865e+79 | 9.1662e+79 | 9.3495e+79 | 9.5365e+79 | 9.7273e+79 | 9.9218e+79 | 1.012e+80 | 1.0323e+80 | 1.0529e+80 | 1.074e+80 | 1.0954e+80 | 1.1174e+80 | 1.1397e+80 | 1.1625e+80 | 1.1857e+80 | 1.2095e+80 | 1.2337e+80 | 1.2583e+80 | 1.2835e+80 | 1.3092e+80 | 1.3353e+80 | 1.3621e+80 | 1.3893e+80 | 1.4171e+80 | 1.4454e+80 | 1.4743e+80 | 1.5038e+80 | 1.5339e+80 | 1.5646e+80 | 1.5959e+80 | 1.6278e+80 | 1.6603e+80 | 1.6935e+80 | 1.7274e+80 | 1.762e+80 | 1.7972e+80 | 1.8331e+80 | 1.8698e+80 | 1.9072e+80 | 1.9453e+80 | 1.9843e+80 | 2.0239e+80 | 2.0644e+80 | 2.1057e+80 | 2.1478e+80 | 2.1908e+80 | 2.2346e+80 | 2.2793e+80 | 2.3249e+80 | 2.3714e+80 | 2.4188e+80 | 2.4672e+80 | 2.5165e+80 | 2.5668e+80 | 2.6182e+80 | 2.6705e+80 | 2.724e+80 | 2.7784e+80 | 2.834e+80 | 2.8907e+80 | 2.9485e+80 | 3.0075e+80 | 3.0676e+80 | 3.129e+80 | 3.1915e+80 | 3.2554e+80 | 3.3205e+80 | 3.3869e+80 | 3.4546e+80 | 3.5237e+80 | 3.5942e+80 | 3.6661e+80 | 3.7394e+80 | 3.8142e+80 | 3.8905e+80 | 3.9683e+80 | 4.0476e+80 | 4.1286e+80 | 4.2112e+80 | 4.2954e+80 | 4.3813e+80 | 4.4689e+80 | 4.5583e+80 | 4.6495e+80 | 4.7425e+80 | 4.8373e+80 | 4.9341e+80 | 5.0327e+80 | 5.1334e+80 | 5.2361e+80 | 5.3408e+80 | 5.4476e+80 | 5.5566e+80 | 5.6677e+80 | 5.781e+80 | 5.8967e+80 | 6.0146e+80 | 6.1349e+80 | 6.2576e+80 | 6.3827e+80 | 6.5104e+80 | 6.6406e+80 | 6.7734e+80 | 6.9089e+80 | 7.0471e+80 | 7.188e+80 | 7.3318e+80 | 7.4784e+80 | 7.628e+80 | 7.7805e+80 | 7.9361e+80 | 8.0949e+80 | 8.2567e+80 | 8.4219e+80 | 8.5903e+80 | 8.7621e+80 | 8.9374e+80 | 9.1161e+80 | 9.2984e+80 | 9.4844e+80 | 9.6741e+80 | 9.8676e+80 | 1.0065e+81 | 1.0266e+81 | 1.0472e+81 | 1.0681e+81 | 1.0895e+81 | 1.1112e+81 | 1.1335e+81 | 1.1561e+81 | 1.1793e+81 | 1.2029e+81 | 1.2269e+81 | 1.2514e+81 | 1.2765e+81 | 1.302e+81 | 1.328e+81 | 1.3546e+81 | 1.3817e+81 | 1.4093e+81 | 1.4375e+81 | 1.4663e+81 | 1.4956e+81 | 1.5255e+81 | 1.556e+81 | 1.5871e+81 | 1.6189e+81 | 1.6513e+81 | 1.6843e+81 | 1.718e+81 | 1.7523e+81 | 1.7874e+81 | 1.8231e+81 | 1.8596e+81 | 1.8968e+81 | 1.9347e+81 | 1.9734e+81 | 2.0129e+81 | 2.0531e+81 | 2.0942e+81 | 2.1361e+81 | 2.1788e+81 | 2.2224e+81 | 2.2668e+81 | 2.3122e+81 | 2.3584e+81 | 2.4056e+81 | 2.4537e+81 | 2.5028e+81 | 2.5528e+81 | 2.6039e+81 | 2.6559e+81 | 2.7091e+81 | 2.7632e+81 | 2.8185e+81 | 2.8749e+81 | 2.9324e+81 | 2.991e+81 | 3.0508e+81 | 3.1119e+81 | 3.1741e+81 | 3.2376e+81 | 3.3023e+81 | 3.3684e+81 | 3.4357e+81 | 3.5045e+81 | 3.5746e+81 | 3.646e+81 | 3.719e+81 | 3.7933e+81 | 3.8692e+81 | 3.9466e+81 | 4.0255e+81 | 4.106e+81 | 4.1882e+81 | 4.2719e+81 | 4.3574e+81 | 4.4445e+81 | 4.5334e+81 | 4.6241e+81 | 4.7165e+81 | 4.8109e+81 | 4.9071e+81 | 5.0052e+81 | 5.1053e+81 | 5.2074e+81 | 5.3116e+81 | 5.4178e+81 | 5.5262e+81 | 5.6367e+81 | 5.7494e+81 | 5.8644e+81 | 5.9817e+81 | 6.1014e+81 | 6.2234e+81 | 6.3479e+81 | 6.4748e+81 | 6.6043e+81 | 6.7364e+81 | 6.8711e+81 | 7.0085e+81 | 7.1487e+81 | 7.2917e+81 | 7.4375e+81 | 7.5863e+81 | 7.738e+81 | 7.8928e+81 | 8.0506e+81 | 8.2116e+81 | 8.3759e+81 | 8.5434e+81 | 8.7142e+81 | 8.8885e+81 | 9.0663e+81 | 9.2476e+81 | 9.4326e+81 | 9.6212e+81 | 9.8136e+81 | 1.001e+82 | 1.021e+82 | 1.0414e+82 | 1.0623e+82 | 1.0835e+82 | 1.1052e+82 | 1.1273e+82 | 1.1498e+82 | 1.1728e+82 | 1.1963e+82 | 1.2202e+82 | 1.2446e+82 | 1.2695e+82 | 1.2949e+82 | 1.3208e+82 | 1.3472e+82 | 1.3741e+82 | 1.4016e+82 | 1.4297e+82 | 1.4583e+82 | 1.4874e+82 | 1.5172e+82 | 1.5475e+82 | 1.5785e+82 | 1.61e+82 | 1.6422e+82 | 1.6751e+82 | 1.7086e+82 | 1.7428e+82 | 1.7776e+82 | 1.8132e+82 | 1.8494e+82 | 1.8864e+82 | 1.9241e+82 | 1.9626e+82 | 2.0019e+82 | 2.0419e+82 | 2.0827e+82 | 2.1244e+82 | 2.1669e+82 | 2.2102e+82 | 2.2544e+82 | 2.2995e+82 | 2.3455e+82 | 2.3924e+82 | 2.4403e+82 | 2.4891e+82 | 2.5389e+82 | 2.5896e+82 | 2.6414e+82 | 2.6943e+82 | 2.7481e+82 | 2.8031e+82 | 2.8592e+82 | 2.9164e+82 | 2.9747e+82 | 3.0342e+82 | 3.0949e+82 | 3.1568e+82 | 3.2199e+82 | 3.2843e+82 | 3.35e+82 | 3.417e+82 | 3.4853e+82 | 3.555e+82 | 3.6261e+82 | 3.6986e+82 | 3.7726e+82 | 3.8481e+82 | 3.925e+82 | 4.0035e+82 | 4.0836e+82 | 4.1653e+82 | 4.2486e+82 | 4.3335e+82 | 4.4202e+82 | 4.5086e+82 | 4.5988e+82 | 4.6908e+82 | 4.7846e+82 | 4.8803e+82 | 4.9779e+82 | 5.0774e+82 | 5.179e+82 | 5.2826e+82 | 5.3882e+82 | 5.496e+82 | 5.6059e+82 | 5.718e+82 | 5.8324e+82 | 5.949e+82 | 6.068e+82 | 6.1894e+82 | 6.3132e+82 | 6.4394e+82 | 6.5682e+82 | 6.6996e+82 | 6.8336e+82 | 6.9702e+82 | 7.1096e+82 | 7.2518e+82 | 7.3969e+82 | 7.5448e+82 | 7.6957e+82 | 7.8496e+82 | 8.0066e+82 | 8.1667e+82 | 8.3301e+82 | 8.4967e+82 | 8.6666e+82 | 8.8399e+82 | 9.0167e+82 | 9.1971e+82 | 9.381e+82 | 9.5686e+82 | 9.76e+82 | 9.9552e+82 | 1.0154e+83 | 1.0357e+83 | 1.0565e+83 | 1.0776e+83 | 1.0991e+83 | 1.1211e+83 | 1.1435e+83 | 1.1664e+83 | 1.1897e+83 | 1.2135e+83 | 1.2378e+83 | 1.2626e+83 | 1.2878e+83 | 1.3136e+83 | 1.3398e+83 | 1.3666e+83 | 1.394e+83 | 1.4218e+83 | 1.4503e+83 | 1.4793e+83 | 1.5089e+83 | 1.5391e+83 | 1.5698e+83 | 1.6012e+83 | 1.6333e+83 | 1.6659e+83 | 1.6992e+83 | 1.7332e+83 | 1.7679e+83 | 1.8032e+83 | 1.8393e+83 | 1.8761e+83 | 1.9136e+83 | 1.9519e+83 | 1.9909e+83 | 2.0308e+83 | 2.0714e+83 | 2.1128e+83 | 2.155e+83 | 2.1982e+83 | 2.2421e+83 | 2.287e+83 | 2.3327e+83 | 2.3793e+83 | 2.4269e+83 | 2.4755e+83 | 2.525e+83 | 2.5755e+83 | 2.627e+83 | 2.6795e+83 | 2.7331e+83 | 2.7878e+83 | 2.8435e+83 | 2.9004e+83 | 2.9584e+83 | 3.0176e+83 | 3.0779e+83 | 3.1395e+83 | 3.2023e+83 | 3.2663e+83 | 3.3317e+83 | 3.3983e+83 | 3.4663e+83 | 3.5356e+83 | 3.6063e+83 | 3.6784e+83 | 3.752e+83 | 3.827e+83 | 3.9036e+83 | 3.9816e+83 | 4.0613e+83 | 4.1425e+83 | 4.2254e+83 | 4.3099e+83 | 4.3961e+83 | 4.484e+83 | 4.5737e+83 | 4.6651e+83 | 4.7584e+83 | 4.8536e+83 | 4.9507e+83 | 5.0497e+83 | 5.1507e+83 | 5.2537e+83 | 5.3588e+83 | 5.4659e+83 | 5.5753e+83 | 5.6868e+83 | 5.8005e+83 | 5.9165e+83 | 6.0348e+83 | 6.1555e+83 | 6.2787e+83 | 6.4042e+83 | 6.5323e+83 | 6.663e+83 | 6.7962e+83 | 6.9321e+83 | 7.0708e+83 | 7.2122e+83 | 7.3564e+83 | 7.5036e+83 | 7.6536e+83 | 7.8067e+83 | 7.9629e+83 | 8.1221e+83 | 8.2846e+83 | 8.4502e+83 | 8.6192e+83 | 8.7916e+83 | 8.9675e+83 | 9.1468e+83 | 9.3298e+83 | 9.5163e+83 | 9.7067e+83 | 9.9008e+83 | 1.0099e+84 | 1.0301e+84 | 1.0507e+84 | 1.0717e+84 | 1.0931e+84 | 1.115e+84 | 1.1373e+84 | 1.16e+84 | 1.1832e+84 | 1.2069e+84 | 1.231e+84 | 1.2557e+84 | 1.2808e+84 | 1.3064e+84 | 1.3325e+84 | 1.3592e+84 | 1.3864e+84 | 1.4141e+84 | 1.4424e+84 | 1.4712e+84 | 1.5006e+84 | 1.5306e+84 | 1.5613e+84 | 1.5925e+84 | 1.6243e+84 | 1.6568e+84 | 1.69e+84 | 1.7238e+84 | 1.7582e+84 | 1.7934e+84 | 1.8293e+84 | 1.8658e+84 | 1.9032e+84 | 1.9412e+84 | 1.9801e+84 | 2.0197e+84 | 2.06e+84 | 2.1012e+84 | 2.1433e+84 | 2.1861e+84 | 2.2299e+84 | 2.2745e+84 | 2.3199e+84 | 2.3663e+84 | 2.4137e+84 | 2.4619e+84 | 2.5112e+84 | 2.5614e+84 | 2.6126e+84 | 2.6649e+84 | 2.7182e+84 | 2.7726e+84 | 2.828e+84 | 2.8846e+84 | 2.9423e+84 | 3.0011e+84 | 3.0611e+84 | 3.1223e+84 | 3.1848e+84 | 3.2485e+84 | 3.3135e+84 | 3.3797e+84 | 3.4473e+84 | 3.5163e+84 | 3.5866e+84 | 3.6583e+84 | 3.7315e+84 | 3.8061e+84 | 3.8822e+84 | 3.9599e+84 | 4.0391e+84 | 4.1199e+84 | 4.2023e+84 | 4.2863e+84 | 4.372e+84 | 4.4595e+84 | 4.5487e+84 | 4.6396e+84 | 4.7324e+84 | 4.8271e+84 | 4.9236e+84 | 5.0221e+84 | 5.1225e+84 | 5.225e+84 | 5.3295e+84 | 5.4361e+84 | 5.5448e+84 | 5.6557e+84 | 5.7688e+84 | 5.8842e+84 | 6.0019e+84 | 6.1219e+84 | 6.2443e+84 | 6.3692e+84 | 6.4966e+84 | 6.6265e+84 | 6.7591e+84 | 6.8943e+84 | 7.0321e+84 | 7.1728e+84 | 7.3162e+84 | 7.4626e+84 | 7.6118e+84 | 7.7641e+84 | 7.9193e+84 | 8.0777e+84 | 8.2393e+84 | 8.4041e+84 | 8.5721e+84 | 8.7436e+84 | 8.9185e+84 | 9.0968e+84 | 9.2788e+84 | 9.4643e+84 | 9.6536e+84 | 9.8467e+84 | 1.0044e+85 | 1.0245e+85 | 1.0449e+85 | 1.0658e+85 | 1.0872e+85 | 1.1089e+85 | 1.1311e+85 | 1.1537e+85 | 1.1768e+85 | 1.2003e+85 | 1.2243e+85 | 1.2488e+85 | 1.2738e+85 | 1.2993e+85 | 1.3252e+85 | 1.3517e+85 | 1.3788e+85 | 1.4064e+85 | 1.4345e+85 | 1.4632e+85 | 1.4924e+85 | 1.5223e+85 | 1.5527e+85 | 1.5838e+85 | 1.6155e+85 | 1.6478e+85 | 1.6807e+85 | 1.7143e+85 | 1.7486e+85 | 1.7836e+85 | 1.8193e+85 | 1.8556e+85 | 1.8928e+85 | 1.9306e+85 | 1.9692e+85 | 2.0086e+85 | 2.0488e+85 | 2.0898e+85 | 2.1316e+85 | 2.1742e+85 | 2.2177e+85 | 2.262e+85 | 2.3073e+85 | 2.3534e+85 | 2.4005e+85 | 2.4485e+85 | 2.4975e+85 | 2.5474e+85 | 2.5984e+85 | 2.6503e+85 | 2.7033e+85 | 2.7574e+85 | 2.8125e+85 | 2.8688e+85 | 2.9262e+85 | 2.9847e+85 | 3.0444e+85 | 3.1053e+85 | 3.1674e+85 | 3.2307e+85 | 3.2953e+85 | 3.3613e+85 | 3.4285e+85 | 3.497e+85 | 3.567e+85 | 3.6383e+85 | 3.7111e+85 | 3.7853e+85 | 3.861e+85 | 3.9382e+85 | 4.017e+85 | 4.0973e+85 | 4.1793e+85 | 4.2629e+85 | 4.3481e+85 | 4.4351e+85 | 4.5238e+85 | 4.6143e+85 | 4.7066e+85 | 4.8007e+85 | 4.8967e+85 | 4.9946e+85 | 5.0945e+85 | 5.1964e+85 | 5.3004e+85 | 5.4064e+85 | 5.5145e+85 | 5.6248e+85 | 5.7373e+85 | 5.852e+85 | 5.9691e+85 | 6.0884e+85 | 6.2102e+85 | 6.3344e+85 | 6.4611e+85 | 6.5903e+85 | 6.7221e+85 | 6.8566e+85 | 6.9937e+85 | 7.1336e+85 | 7.2763e+85 | 7.4218e+85 | 7.5702e+85 | 7.7216e+85 | 7.8761e+85 | 8.0336e+85 | 8.1942e+85 | 8.3581e+85 | 8.5253e+85 | 8.6958e+85 | 8.8697e+85 | 9.0471e+85 | 9.228e+85 | 9.4126e+85 | 9.6009e+85 | 9.7929e+85 | 9.9887e+85 | 1.0189e+86 | 1.0392e+86 | 1.06e+86 | 1.0812e+86 | 1.1028e+86 | 1.1249e+86 | 1.1474e+86 | 1.1703e+86 | 1.1937e+86 | 1.2176e+86 | 1.242e+86 | 1.2668e+86 | 1.2921e+86 | 1.318e+86 | 1.3444e+86 | 1.3712e+86 | 1.3987e+86 | 1.4266e+86 | 1.4552e+86 | 1.4843e+86 | 1.514e+86 | 1.5442e+86 | 1.5751e+86 | 1.6066e+86 | 1.6388e+86 | 1.6715e+86 | 1.705e+86 | 1.7391e+86 | 1.7738e+86 | 1.8093e+86 | 1.8455e+86 | 1.8824e+86 | 1.9201e+86 | 1.9585e+86 | 1.9976e+86 | 2.0376e+86 | 2.0783e+86 | 2.1199e+86 | 2.1623e+86 | 2.2056e+86 | 2.2497e+86 | 2.2947e+86 | 2.3406e+86 | 2.3874e+86 | 2.4351e+86 | 2.4838e+86 | 2.5335e+86 | 2.5842e+86 | 2.6358e+86 | 2.6886e+86 | 2.7423e+86 | 2.7972e+86 | 2.8531e+86 | 2.9102e+86 | 2.9684e+86 | 3.0278e+86 | 3.0883e+86 | 3.1501e+86 | 3.2131e+86 | 3.2773e+86 | 3.3429e+86 | 3.4097e+86 | 3.4779e+86 | 3.5475e+86 | 3.6184e+86 | 3.6908e+86 | 3.7646e+86 | 3.8399e+86 | 3.9167e+86 | 3.9951e+86 | 4.075e+86 | 4.1565e+86 | 4.2396e+86 | 4.3244e+86 | 4.4109e+86 | 4.4991e+86 | 4.5891e+86 | 4.6808e+86 | 4.7745e+86 | 4.8699e+86 | 4.9673e+86 | 5.0667e+86 | 5.168e+86 | 5.2714e+86 | 5.3768e+86 | 5.4844e+86 | 5.594e+86 | 5.7059e+86 | 5.82e+86 | 5.9364e+86 | 6.0552e+86 | 6.1763e+86 | 6.2998e+86 | 6.4258e+86 | 6.5543e+86 | 6.6854e+86 | 6.8191e+86 | 6.9555e+86 | 7.0946e+86 | 7.2365e+86 | 7.3812e+86 | 7.5288e+86 | 7.6794e+86 | 7.833e+86 | 7.9897e+86 | 8.1495e+86 | 8.3124e+86 | 8.4787e+86 | 8.6483e+86 | 8.8212e+86 | 8.9977e+86 | 9.1776e+86 | 9.3612e+86 | 9.5484e+86 | 9.7394e+86 | 9.9341e+86 | 1.0133e+87 | 1.0335e+87 | 1.0542e+87 | 1.0753e+87 | 1.0968e+87 | 1.1187e+87 | 1.1411e+87 | 1.1639e+87 | 1.1872e+87 | 1.211e+87 | 1.2352e+87 | 1.2599e+87 | 1.2851e+87 | 1.3108e+87 | 1.337e+87 | 1.3637e+87 | 1.391e+87 | 1.4188e+87 | 1.4472e+87 | 1.4762e+87 | 1.5057e+87 | 1.5358e+87 | 1.5665e+87 | 1.5978e+87 | 1.6298e+87 | 1.6624e+87 | 1.6956e+87 | 1.7296e+87 | 1.7641e+87 | 1.7994e+87 | 1.8354e+87 | 1.8721e+87 | 1.9096e+87 | 1.9478e+87 | 1.9867e+87 | 2.0265e+87 | 2.067e+87 | 2.1083e+87 | 2.1505e+87 | 2.1935e+87 | 2.2374e+87 | 2.2821e+87 | 2.3278e+87 | 2.3743e+87 | 2.4218e+87 | 2.4702e+87 | 2.5196e+87 | 2.57e+87 | 2.6214e+87 | 2.6739e+87 | 2.7273e+87 | 2.7819e+87 | 2.8375e+87 | 2.8943e+87 | 2.9522e+87 | 3.0112e+87 | 3.0714e+87 | 3.1329e+87 | 3.1955e+87 | 3.2594e+87 | 3.3246e+87 | 3.3911e+87 | 3.4589e+87 | 3.5281e+87 | 3.5987e+87 | 3.6706e+87 | 3.7441e+87 | 3.8189e+87 | 3.8953e+87 | 3.9732e+87 | 4.0527e+87 | 4.1337e+87 | 4.2164e+87 | 4.3007e+87 | 4.3868e+87 | 4.4745e+87 | 4.564e+87 | 4.6553e+87 | 4.7484e+87 | 4.8433e+87 | 4.9402e+87 | 5.039e+87 | 5.1398e+87 | 5.2426e+87 | 5.3474e+87 | 5.4544e+87 | 5.5635e+87 | 5.6747e+87 | 5.7882e+87 | 5.904e+87 | 6.0221e+87 | 6.1425e+87 | 6.2654e+87 | 6.3907e+87 | 6.5185e+87 | 6.6489e+87 | 6.7818e+87 | 6.9175e+87 | 7.0558e+87 | 7.1969e+87 | 7.3409e+87 | 7.4877e+87 | 7.6374e+87 | 7.7902e+87 | 7.946e+87 | 8.1049e+87 | 8.267e+87 | 8.4324e+87 | 8.601e+87 | 8.773e+87 | 8.9485e+87 | 9.1275e+87 | 9.31e+87 | 9.4962e+87 | 9.6861e+87 | 9.8799e+87 | 1.0077e+88 | 1.0279e+88 | 1.0485e+88 | 1.0694e+88 | 1.0908e+88 | 1.1126e+88 | 1.1349e+88 | 1.1576e+88 | 1.1807e+88 | 1.2043e+88 | 1.2284e+88 | 1.253e+88 | 1.2781e+88 | 1.3036e+88 | 1.3297e+88 | 1.3563e+88 | 1.3834e+88 | 1.4111e+88 | 1.4393e+88 | 1.4681e+88 | 1.4975e+88 | 1.5274e+88 | 1.558e+88 | 1.5891e+88 | 1.6209e+88 | 1.6533e+88 | 1.6864e+88 | 1.7201e+88 | 1.7545e+88 | 1.7896e+88 | 1.8254e+88 | 1.8619e+88 | 1.8991e+88 | 1.9371e+88 | 1.9759e+88 | 2.0154e+88 | 2.0557e+88 | 2.0968e+88 | 2.1387e+88 | 2.1815e+88 | 2.2251e+88 | 2.2696e+88 | 2.315e+88 | 2.3613e+88 | 2.4086e+88 | 2.4567e+88 | 2.5059e+88 | 2.556e+88 | 2.6071e+88 | 2.6592e+88 | 2.7124e+88 | 2.7667e+88 | 2.822e+88 | 2.8785e+88 | 2.936e+88 | 2.9947e+88 | 3.0546e+88 | 3.1157e+88 | 3.178e+88 | 3.2416e+88 | 3.3064e+88 | 3.3726e+88 | 3.44e+88 | 3.5088e+88 | 3.579e+88 | 3.6506e+88 | 3.7236e+88 | 3.7981e+88 | 3.874e+88 | 3.9515e+88 | 4.0305e+88 | 4.1111e+88 | 4.1934e+88 | 4.2772e+88 | 4.3628e+88 | 4.45e+88 | 4.539e+88 | 4.6298e+88 | 4.7224e+88 | 4.8169e+88 | 4.9132e+88 | 5.0115e+88 | 5.1117e+88 | 5.2139e+88 | 5.3182e+88 | 5.4246e+88 | 5.5331e+88 | 5.6437e+88 | 5.7566e+88 | 5.8717e+88 | 5.9892e+88 | 6.1089e+88 | 6.2311e+88 | 6.3557e+88 | 6.4829e+88 | 6.6125e+88 | 6.7448e+88 | 6.8797e+88 | 7.0173e+88 | 7.1576e+88 | 7.3008e+88 | 7.4468e+88 | 7.5957e+88 | 7.7476e+88 | 7.9026e+88 | 8.0606e+88 | 8.2218e+88 | 8.3863e+88 | 8.554e+88 | 8.7251e+88 | 8.8996e+88 | 9.0776e+88 | 9.2591e+88 | 9.4443e+88 | 9.6332e+88 | 9.8259e+88 | 1.0022e+89 | 1.0223e+89 | 1.0427e+89 | 1.0636e+89 | 1.0849e+89 | 1.1066e+89 | 1.1287e+89 | 1.1513e+89 | 1.1743e+89 | 1.1978e+89 | 1.2217e+89 | 1.2462e+89 | 1.2711e+89 | 1.2965e+89 | 1.3224e+89 | 1.3489e+89 | 1.3759e+89 | 1.4034e+89 | 1.4314e+89 | 1.4601e+89 | 1.4893e+89 | 1.5191e+89 | 1.5494e+89 | 1.5804e+89 | 1.612e+89 | 1.6443e+89 | 1.6772e+89 | 1.7107e+89 | 1.7449e+89 | 1.7798e+89 | 1.8154e+89 | 1.8517e+89 | 1.8888e+89 | 1.9265e+89 | 1.9651e+89 | 2.0044e+89 | 2.0445e+89 | 2.0853e+89 | 2.127e+89 | 2.1696e+89 | 2.213e+89 | 2.2572e+89 | 2.3024e+89 | 2.3484e+89 | 2.3954e+89 | 2.4433e+89 | 2.4922e+89 | 2.542e+89 | 2.5929e+89 | 2.6447e+89 | 2.6976e+89 | 2.7516e+89 | 2.8066e+89 | 2.8627e+89 | 2.92e+89 | 2.9784e+89 | 3.0379e+89 | 3.0987e+89 | 3.1607e+89 | 3.2239e+89 | 3.2884e+89 | 3.3541e+89 | 3.4212e+89 | 3.4896e+89 | 3.5594e+89 | 3.6306e+89 | 3.7032e+89 | 3.7773e+89 | 3.8529e+89 | 3.9299e+89 | 4.0085e+89 | 4.0887e+89 | 4.1704e+89 | 4.2539e+89 | 4.3389e+89 | 4.4257e+89 | 4.5142e+89 | 4.6045e+89 | 4.6966e+89 | 4.7905e+89 | 4.8863e+89 | 4.9841e+89 | 5.0838e+89 | 5.1854e+89 | 5.2891e+89 | 5.3949e+89 | 5.5028e+89 | 5.6129e+89 | 5.7251e+89 | 5.8396e+89 | 5.9564e+89 | 6.0756e+89 | 6.1971e+89 | 6.321e+89 | 6.4474e+89 | 6.5764e+89 | 6.7079e+89 | 6.8421e+89 | 6.9789e+89 | 7.1185e+89 | 7.2609e+89 | 7.4061e+89 | 7.5542e+89 | 7.7053e+89 | 7.8594e+89 | 8.0166e+89 | 8.1769e+89 | 8.3404e+89 | 8.5072e+89 | 8.6774e+89 | 8.8509e+89 | 9.028e+89 | 9.2085e+89 | 9.3927e+89 | 9.5805e+89 | 9.7722e+89 | 9.9676e+89 | 1.0167e+90 | 1.037e+90 | 1.0578e+90 | 1.0789e+90 | 1.1005e+90 | 1.1225e+90 | 1.145e+90 | 1.1679e+90 | 1.1912e+90 | 1.215e+90 | 1.2393e+90 | 1.2641e+90 | 1.2894e+90 | 1.3152e+90 | 1.3415e+90 | 1.3683e+90 | 1.3957e+90 | 1.4236e+90 | 1.4521e+90 | 1.4811e+90 | 1.5108e+90 | 1.541e+90 | 1.5718e+90 | 1.6032e+90 | 1.6353e+90 | 1.668e+90 | 1.7014e+90 | 1.7354e+90 | 1.7701e+90 | 1.8055e+90 | 1.8416e+90 | 1.8784e+90 | 1.916e+90 | 1.9543e+90 | 1.9934e+90 | 2.0333e+90 | 2.0739e+90 | 2.1154e+90 | 2.1577e+90 | 2.2009e+90 | 2.2449e+90 | 2.2898e+90 | 2.3356e+90 | 2.3823e+90 | 2.43e+90 | 2.4786e+90 | 2.5281e+90 | 2.5787e+90 | 2.6303e+90 | 2.6829e+90 | 2.7365e+90 | 2.7913e+90 | 2.8471e+90 | 2.904e+90 | 2.9621e+90 | 3.0213e+90 | 3.0818e+90 | 3.1434e+90 | 3.2063e+90 | 3.2704e+90 | 3.3358e+90 | 3.4025e+90 | 3.4706e+90 | 3.54e+90 | 3.6108e+90 | 3.683e+90 | 3.7567e+90 | 3.8318e+90 | 3.9084e+90 | 3.9866e+90 | 4.0663e+90 | 4.1477e+90 | 4.2306e+90 | 4.3152e+90 | 4.4015e+90 | 4.4896e+90 | 4.5793e+90 | 4.6709e+90 | 4.7644e+90 | 4.8596e+90 | 4.9568e+90 | 5.056e+90 | 5.1571e+90 | 5.2602e+90 | 5.3654e+90 | 5.4727e+90 | 5.5822e+90 | 5.6938e+90 | 5.8077e+90 | 5.9239e+90 | 6.0424e+90 | 6.1632e+90 | 6.2865e+90 | 6.4122e+90 | 6.5404e+90 | 6.6712e+90 | 6.8047e+90 | 6.9408e+90 | 7.0796e+90 | 7.2212e+90 | 7.3656e+90 | 7.5129e+90 | 7.6632e+90 | 7.8164e+90 | 7.9728e+90 | 8.1322e+90 | 8.2949e+90 | 8.4608e+90 | 8.63e+90 | 8.8026e+90 | 8.9786e+90 | 9.1582e+90 | 9.3414e+90 | 9.5282e+90 | 9.7187e+90 | 9.9131e+90 | 1.0111e+91 | 1.0314e+91 | 1.052e+91 | 1.073e+91 | 1.0945e+91 | 1.1164e+91 | 1.1387e+91 | 1.1615e+91 | 1.1847e+91 | 1.2084e+91 | 1.2326e+91 | 1.2572e+91 | 1.2824e+91 | 1.308e+91 | 1.3342e+91 | 1.3609e+91 | 1.3881e+91 | 1.4158e+91 | 1.4442e+91 | 1.473e+91 | 1.5025e+91 | 1.5325e+91 | 1.5632e+91 | 1.5945e+91 | 1.6264e+91 | 1.6589e+91 | 1.6921e+91 | 1.7259e+91 | 1.7604e+91 | 1.7956e+91 | 1.8315e+91 | 1.8682e+91 | 1.9055e+91 | 1.9436e+91 | 1.9825e+91 | 2.0222e+91 | 2.0626e+91 | 2.1039e+91 | 2.1459e+91 | 2.1889e+91 | 2.2326e+91 | 2.2773e+91 | 2.3228e+91 | 2.3693e+91 | 2.4167e+91 | 2.465e+91 | 2.5143e+91 | 2.5646e+91 | 2.6159e+91 | 2.6682e+91 | 2.7216e+91 | 2.776e+91 | 2.8315e+91 | 2.8881e+91 | 2.9459e+91 | 3.0048e+91 | 3.0649e+91 | 3.1262e+91 | 3.1888e+91 | 3.2525e+91 | 3.3176e+91 | 3.3839e+91 | 3.4516e+91 | 3.5206e+91 | 3.5911e+91 | 3.6629e+91 | 3.7361e+91 | 3.8109e+91 | 3.8871e+91 | 3.9648e+91 | 4.0441e+91 | 4.125e+91 | 4.2075e+91 | 4.2916e+91 | 4.3775e+91 | 4.465e+91 | 4.5543e+91 | 4.6454e+91 | 4.7383e+91 | 4.8331e+91 | 4.9297e+91 | 5.0283e+91 | 5.1289e+91 | 5.2315e+91 | 5.3361e+91 | 5.4428e+91 | 5.5517e+91 | 5.6627e+91 | 5.776e+91 | 5.8915e+91 | 6.0093e+91 | 6.1295e+91 | 6.2521e+91 | 6.3771e+91 | 6.5047e+91 | 6.6348e+91 | 6.7675e+91 | 6.9028e+91 | 7.0409e+91 | 7.1817e+91 | 7.3253e+91 | 7.4718e+91 | 7.6213e+91 | 7.7737e+91 | 7.9292e+91 | 8.0878e+91 | 8.2495e+91 | 8.4145e+91 | 8.5828e+91 | 8.7545e+91 | 8.9295e+91 | 9.1081e+91 | 9.2903e+91 | 9.4761e+91 | 9.6656e+91 | 9.8589e+91 | 1.0056e+92 | 1.0257e+92 | 1.0462e+92 | 1.0672e+92 | 1.0885e+92 | 1.1103e+92 | 1.1325e+92 | 1.1551e+92 | 1.1782e+92 | 1.2018e+92 | 1.2258e+92 | 1.2504e+92 | 1.2754e+92 | 1.3009e+92 | 1.3269e+92 | 1.3534e+92 | 1.3805e+92 | 1.4081e+92 | 1.4363e+92 | 1.465e+92 | 1.4943e+92 | 1.5242e+92 | 1.5547e+92 | 1.5857e+92 | 1.6175e+92 | 1.6498e+92 | 1.6828e+92 | 1.7165e+92 | 1.7508e+92 | 1.7858e+92 | 1.8215e+92 | 1.858e+92 | 1.8951e+92 | 1.933e+92 | 1.9717e+92 | 2.0111e+92 | 2.0513e+92 | 2.0924e+92 | 2.1342e+92 | 2.1769e+92 | 2.2204e+92 | 2.2648e+92 | 2.3101e+92 | 2.3563e+92 | 2.4035e+92 | 2.4515e+92 | 2.5006e+92 | 2.5506e+92 | 2.6016e+92 | 2.6536e+92 | 2.7067e+92 | 2.7608e+92 | 2.816e+92 | 2.8724e+92 | 2.9298e+92 | 2.9884e+92 | 3.0482e+92 | 3.1091e+92 | 3.1713e+92 | 3.2347e+92 | 3.2994e+92 | 3.3654e+92 | 3.4327e+92 | 3.5014e+92 | 3.5714e+92 | 3.6429e+92 | 3.7157e+92 | 3.79e+92 | 3.8658e+92 | 3.9431e+92 | 4.022e+92 | 4.1024e+92 | 4.1845e+92 | 4.2682e+92 | 4.3535e+92 | 4.4406e+92 | 4.5294e+92 | 4.62e+92 | 4.7124e+92 | 4.8067e+92 | 4.9028e+92 | 5.0009e+92 | 5.1009e+92 | 5.2029e+92 | 5.3069e+92 | 5.4131e+92 | 5.5213e+92 | 5.6318e+92 | 5.7444e+92 | 5.8593e+92 | 5.9765e+92 | 6.096e+92 | 6.2179e+92 | 6.3423e+92 | 6.4691e+92 | 6.5985e+92 | 6.7305e+92 | 6.8651e+92 | 7.0024e+92 | 7.1425e+92 | 7.2853e+92 | 7.431e+92 | 7.5796e+92 | 7.7312e+92 | 7.8858e+92 | 8.0436e+92 | 8.2044e+92 | 8.3685e+92 | 8.5359e+92 | 8.7066e+92 | 8.8807e+92 | 9.0584e+92 | 9.2395e+92 | 9.4243e+92 | 9.6128e+92 | 9.8051e+92 | 1.0001e+93 | 1.0201e+93 | 1.0405e+93 | 1.0613e+93 | 1.0826e+93 | 1.1042e+93 | 1.1263e+93 | 1.1488e+93 | 1.1718e+93 | 1.1952e+93 | 1.2191e+93 | 1.2435e+93 | 1.2684e+93 | 1.2938e+93 | 1.3196e+93 | 1.346e+93 | 1.3729e+93 | 1.4004e+93 | 1.4284e+93 | 1.457e+93 | 1.4861e+93 | 1.5158e+93 | 1.5462e+93 | 1.5771e+93 | 1.6086e+93 | 1.6408e+93 | 1.6736e+93 | 1.7071e+93 | 1.7412e+93 | 1.7761e+93 | 1.8116e+93 | 1.8478e+93 | 1.8848e+93 | 1.9225e+93 | 1.9609e+93 | 2.0001e+93 | 2.0401e+93 | 2.0809e+93 | 2.1225e+93 | 2.165e+93 | 2.2083e+93 | 2.2525e+93 | 2.2975e+93 | 2.3435e+93 | 2.3903e+93 | 2.4381e+93 | 2.4869e+93 | 2.5366e+93 | 2.5874e+93 | 2.6391e+93 | 2.6919e+93 | 2.7457e+93 | 2.8007e+93 | 2.8567e+93 | 2.9138e+93 | 2.9721e+93 | 3.0315e+93 | 3.0921e+93 | 3.154e+93 | 3.2171e+93 | 3.2814e+93 | 3.347e+93 | 3.414e+93 | 3.4823e+93 | 3.5519e+93 | 3.6229e+93 | 3.6954e+93 | 3.7693e+93 | 3.8447e+93 | 3.9216e+93 | 4e+93 | 4.08e+93 | 4.1616e+93 | 4.2449e+93 | 4.3298e+93 | 4.4163e+93 | 4.5047e+93 | 4.5948e+93 | 4.6867e+93 | 4.7804e+93 | 4.876e+93 | 4.9735e+93 | 5.073e+93 | 5.1745e+93 | 5.2779e+93 | 5.3835e+93 | 5.4912e+93 | 5.601e+93 | 5.713e+93 | 5.8273e+93 | 5.9438e+93 | 6.0627e+93 | 6.184e+93 | 6.3076e+93 | 6.4338e+93 | 6.5625e+93 | 6.6937e+93 | 6.8276e+93 | 6.9641e+93 | 7.1034e+93 | 7.2455e+93 | 7.3904e+93 | 7.5382e+93 | 7.689e+93 | 7.8427e+93 | 7.9996e+93 | 8.1596e+93 | 8.3228e+93 | 8.4892e+93 | 8.659e+93 | 8.8322e+93 | 9.0089e+93 | 9.189e+93 | 9.3728e+93 | 9.5603e+93 | 9.7515e+93 | 9.9465e+93 | 1.0145e+94 | 1.0348e+94 | 1.0555e+94 | 1.0766e+94 | 1.0982e+94 | 1.1201e+94 | 1.1425e+94 | 1.1654e+94 | 1.1887e+94 | 1.2125e+94 | 1.2367e+94 | 1.2615e+94 | 1.2867e+94 | 1.3124e+94 | 1.3387e+94 | 1.3654e+94 | 1.3928e+94 | 1.4206e+94 | 1.449e+94 | 1.478e+94 | 1.5076e+94 | 1.5377e+94 | 1.5685e+94 | 1.5998e+94 | 1.6318e+94 | 1.6645e+94 | 1.6978e+94 | 1.7317e+94 | 1.7663e+94 | 1.8017e+94 | 1.8377e+94 | 1.8745e+94 | 1.9119e+94 | 1.9502e+94 | 1.9892e+94 | 2.029e+94 | 2.0696e+94 | 2.1109e+94 | 2.1532e+94 | 2.1962e+94 | 2.2402e+94 | 2.285e+94 | 2.3307e+94 | 2.3773e+94 | 2.4248e+94 | 2.4733e+94 | 2.5228e+94 | 2.5732e+94 | 2.6247e+94 | 2.6772e+94 | 2.7307e+94 | 2.7853e+94 | 2.8411e+94 | 2.8979e+94 | 2.9558e+94 | 3.0149e+94 | 3.0752e+94 | 3.1368e+94 | 3.1995e+94 | 3.2635e+94 | 3.3287e+94 | 3.3953e+94 | 3.4632e+94 | 3.5325e+94 | 3.6031e+94 | 3.6752e+94 | 3.7487e+94 | 3.8237e+94 | 3.9002e+94 | 3.9782e+94 | 4.0577e+94 | 4.1389e+94 | 4.2217e+94 | 4.3061e+94 | 4.3922e+94 | 4.4801e+94 | 4.5697e+94 | 4.661e+94 | 4.7543e+94 | 4.8494e+94 | 4.9463e+94 | 5.0453e+94 | 5.1462e+94 | 5.2491e+94 | 5.3541e+94 | 5.4612e+94 | 5.5704e+94 | 5.6818e+94 | 5.7954e+94 | 5.9113e+94 | 6.0296e+94 | 6.1502e+94 | 6.2732e+94 | 6.3986e+94 | 6.5266e+94 | 6.6571e+94 | 6.7903e+94 | 6.9261e+94 | 7.0646e+94 | 7.2059e+94 | 7.35e+94 | 7.497e+94 | 7.6469e+94 | 7.7999e+94 | 7.9559e+94 | 8.115e+94 | 8.2773e+94 | 8.4428e+94 | 8.6117e+94 | 8.7839e+94 | 8.9596e+94 | 9.1388e+94 | 9.3216e+94 | 9.508e+94 | 9.6982e+94 | 9.8921e+94 | 1.009e+95 | 1.0292e+95 | 1.0498e+95 | 1.0708e+95 | 1.0922e+95 | 1.114e+95 | 1.1363e+95 | 1.159e+95 | 1.1822e+95 | 1.2058e+95 | 1.23e+95 | 1.2546e+95 | 1.2797e+95 | 1.3052e+95 | 1.3314e+95 | 1.358e+95 | 1.3851e+95 | 1.4128e+95 | 1.4411e+95 | 1.4699e+95 | 1.4993e+95 | 1.5293e+95 | 1.5599e+95 | 1.5911e+95 | 1.6229e+95 | 1.6554e+95 | 1.6885e+95 | 1.7222e+95 | 1.7567e+95 | 1.7918e+95 | 1.8277e+95 | 1.8642e+95 | 1.9015e+95 | 1.9395e+95 | 1.9783e+95 | 2.0179e+95 | 2.0582e+95 | 2.0994e+95 | 2.1414e+95 | 2.1842e+95 | 2.2279e+95 | 2.2725e+95 | 2.3179e+95 | 2.3643e+95 | 2.4116e+95 | 2.4598e+95 | 2.509e+95 | 2.5592e+95 | 2.6103e+95 | 2.6626e+95 | 2.7158e+95 | 2.7701e+95 | 2.8255e+95 | 2.882e+95 | 2.9397e+95 | 2.9985e+95 | 3.0584e+95 | 3.1196e+95 | 3.182e+95 | 3.2456e+95 | 3.3106e+95 | 3.3768e+95 | 3.4443e+95 | 3.5132e+95 | 3.5835e+95 | 3.6551e+95 | 3.7282e+95 | 3.8028e+95 | 3.8788e+95 | 3.9564e+95 | 4.0355e+95 | 4.1163e+95 | 4.1986e+95 | 4.2826e+95 | 4.3682e+95 | 4.4556e+95 | 4.5447e+95 | 4.6356e+95 | 4.7283e+95 | 4.8229e+95 | 4.9193e+95 | 5.0177e+95 | 5.118e+95 | 5.2204e+95 | 5.3248e+95 | 5.4313e+95 | 5.5399e+95 | 5.6507e+95 | 5.7638e+95 | 5.879e+95 | 5.9966e+95 | 6.1165e+95 | 6.2389e+95 | 6.3637e+95 | 6.4909e+95 | 6.6207e+95 | 6.7532e+95 | 6.8882e+95 | 7.026e+95 | 7.1665e+95 | 7.3098e+95 | 7.456e+95 | 7.6052e+95 | 7.7573e+95 | 7.9124e+95 | 8.0706e+95 | 8.2321e+95 | 8.3967e+95 | 8.5646e+95 | 8.7359e+95 | 8.9106e+95 | 9.0889e+95 | 9.2706e+95 | 9.4561e+95 | 9.6452e+95 | 9.8381e+95 | 1.0035e+96 | 1.0236e+96 | 1.044e+96 | 1.0649e+96 | 1.0862e+96 | 1.1079e+96 | 1.1301e+96 | 1.1527e+96 | 1.1757e+96 | 1.1993e+96 | 1.2232e+96 | 1.2477e+96 | 1.2727e+96 | 1.2981e+96 | 1.3241e+96 | 1.3506e+96 | 1.3776e+96 | 1.4051e+96 | 1.4332e+96 | 1.4619e+96 | 1.4911e+96 | 1.5209e+96 | 1.5514e+96 | 1.5824e+96 | 1.614e+96 | 1.6463e+96 | 1.6792e+96 | 1.7128e+96 | 1.7471e+96 | 1.782e+96 | 1.8177e+96 | 1.854e+96 | 1.8911e+96 | 1.9289e+96 | 1.9675e+96 | 2.0069e+96 | 2.047e+96 | 2.0879e+96 | 2.1297e+96 | 2.1723e+96 | 2.2157e+96 | 2.26e+96 | 2.3052e+96 | 2.3514e+96 | 2.3984e+96 | 2.4463e+96 | 2.4953e+96 | 2.5452e+96 | 2.5961e+96 | 2.648e+96 | 2.701e+96 | 2.755e+96 | 2.8101e+96 | 2.8663e+96 | 2.9236e+96 | 2.9821e+96 | 3.0417e+96 | 3.1026e+96 | 3.1646e+96 | 3.2279e+96 | 3.2925e+96 | 3.3583e+96 | 3.4255e+96 | 3.494e+96 | 3.5639e+96 | 3.6351e+96 | 3.7078e+96 | 3.782e+96 | 3.8576e+96 | 3.9348e+96 | 4.0135e+96 | 4.0938e+96 | 4.1756e+96 | 4.2591e+96 | 4.3443e+96 | 4.4312e+96 | 4.5198e+96 | 4.6102e+96 | 4.7024e+96 | 4.7965e+96 | 4.8924e+96 | 4.9903e+96 | 5.0901e+96 | 5.1919e+96 | 5.2957e+96 | 5.4016e+96 | 5.5097e+96 | 5.6199e+96 | 5.7323e+96 | 5.8469e+96 | 5.9638e+96 | 6.0831e+96 | 6.2048e+96 | 6.3289e+96 | 6.4554e+96 | 6.5846e+96 | 6.7162e+96 | 6.8506e+96 | 6.9876e+96 | 7.1273e+96 | 7.2699e+96 | 7.4153e+96 | 7.5636e+96 | 7.7149e+96 | 7.8692e+96 | 8.0265e+96 | 8.1871e+96 | 8.3508e+96 | 8.5178e+96 | 8.6882e+96 | 8.8619e+96 | 9.0392e+96 | 9.22e+96 | 9.4044e+96 | 9.5925e+96 | 9.7843e+96 | 9.98e+96 | 1.018e+97 | 1.0383e+97 | 1.0591e+97 | 1.0803e+97 | 1.1019e+97 | 1.1239e+97 | 1.1464e+97 | 1.1693e+97 | 1.1927e+97 | 1.2166e+97 | 1.2409e+97 | 1.2657e+97 | 1.291e+97 | 1.3168e+97 | 1.3432e+97 | 1.37e+97 | 1.3974e+97 | 1.4254e+97 | 1.4539e+97 | 1.483e+97 | 1.5126e+97 | 1.5429e+97 | 1.5737e+97 | 1.6052e+97 | 1.6373e+97 | 1.6701e+97 | 1.7035e+97 | 1.7375e+97 | 1.7723e+97 | 1.8077e+97 | 1.8439e+97 | 1.8808e+97 | 1.9184e+97 | 1.9568e+97 | 1.9959e+97 | 2.0358e+97 | 2.0765e+97 | 2.1181e+97 | 2.1604e+97 | 2.2036e+97 | 2.2477e+97 | 2.2926e+97 | 2.3385e+97 | 2.3853e+97 | 2.433e+97 | 2.4816e+97 | 2.5313e+97 | 2.5819e+97 | 2.6335e+97 | 2.6862e+97 | 2.7399e+97 | 2.7947e+97 | 2.8506e+97 | 2.9076e+97 | 2.9658e+97 | 3.0251e+97 | 3.0856e+97 | 3.1473e+97 | 3.2103e+97 | 3.2745e+97 | 3.34e+97 | 3.4068e+97 | 3.4749e+97 | 3.5444e+97 | 3.6153e+97 | 3.6876e+97 | 3.7613e+97 | 3.8366e+97 | 3.9133e+97 | 3.9916e+97 | 4.0714e+97 | 4.1528e+97 | 4.2359e+97 | 4.3206e+97 | 4.407e+97 | 4.4951e+97 | 4.585e+97 | 4.6767e+97 | 4.7703e+97 | 4.8657e+97 | 4.963e+97 | 5.0623e+97 | 5.1635e+97 | 5.2668e+97 | 5.3721e+97 | 5.4796e+97 | 5.5891e+97 | 5.7009e+97 | 5.8149e+97 | 5.9312e+97 | 6.0499e+97 | 6.1709e+97 | 6.2943e+97 | 6.4202e+97 | 6.5486e+97 | 6.6795e+97 | 6.8131e+97 | 6.9494e+97 | 7.0884e+97 | 7.2302e+97 | 7.3748e+97 | 7.5223e+97 | 7.6727e+97 | 7.8261e+97 | 7.9827e+97 | 8.1423e+97 | 8.3052e+97 | 8.4713e+97 | 8.6407e+97 | 8.8135e+97 | 8.9898e+97 | 9.1696e+97 | 9.353e+97 | 9.54e+97 | 9.7308e+97 | 9.9254e+97 | 1.0124e+98 | 1.0326e+98 | 1.0533e+98 | 1.0744e+98 | 1.0958e+98 | 1.1178e+98 | 1.1401e+98 | 1.1629e+98 | 1.1862e+98 | 1.2099e+98 | 1.2341e+98 | 1.2588e+98 | 1.284e+98 | 1.3096e+98 | 1.3358e+98 | 1.3626e+98 | 1.3898e+98 | 1.4176e+98 | 1.446e+98 | 1.4749e+98 | 1.5044e+98 | 1.5345e+98 | 1.5651e+98 | 1.5964e+98 | 1.6284e+98 | 1.6609e+98 | 1.6942e+98 | 1.728e+98 | 1.7626e+98 | 1.7979e+98 | 1.8338e+98 | 1.8705e+98 | 1.9079e+98 | 1.9461e+98 | 1.985e+98 | 2.0247e+98 | 2.0652e+98 | 2.1065e+98 | 2.1486e+98 | 2.1916e+98 | 2.2354e+98 | 2.2801e+98 | 2.3257e+98 | 2.3722e+98 | 2.4197e+98 | 2.4681e+98 | 2.5174e+98 | 2.5678e+98 | 2.6191e+98 | 2.6715e+98 | 2.725e+98 | 2.7795e+98 | 2.835e+98 | 2.8917e+98 | 2.9496e+98 | 3.0086e+98 | 3.0687e+98 | 3.1301e+98 | 3.1927e+98 | 3.2566e+98 | 3.3217e+98 | 3.3881e+98 | 3.4559e+98 | 3.525e+98 | 3.5955e+98 | 3.6674e+98 | 3.7408e+98 | 3.8156e+98 | 3.8919e+98 | 3.9697e+98 | 4.0491e+98 | 4.1301e+98 | 4.2127e+98 | 4.297e+98 | 4.3829e+98 | 4.4706e+98 | 4.56e+98 | 4.6512e+98 | 4.7442e+98 | 4.8391e+98 | 4.9359e+98 | 5.0346e+98 | 5.1353e+98 | 5.238e+98 | 5.3427e+98 | 5.4496e+98 | 5.5586e+98 | 5.6698e+98 | 5.7832e+98 | 5.8988e+98 | 6.0168e+98 | 6.1371e+98 | 6.2599e+98 | 6.3851e+98 | 6.5128e+98 | 6.643e+98 | 6.7759e+98 | 6.9114e+98 | 7.0496e+98 | 7.1906e+98 | 7.3344e+98 | 7.4811e+98 | 7.6308e+98 | 7.7834e+98 | 7.939e+98 | 8.0978e+98 | 8.2598e+98 | 8.425e+98 | 8.5935e+98 | 8.7653e+98 | 8.9407e+98 | 9.1195e+98 | 9.3019e+98 | 9.4879e+98 | 9.6777e+98 | 9.8712e+98 | 1.0069e+99 | 1.027e+99 | 1.0475e+99 | 1.0685e+99 | 1.0899e+99 | 1.1117e+99 | 1.1339e+99 | 1.1566e+99 | 1.1797e+99 | 1.2033e+99 | 1.2274e+99 | 1.2519e+99 | 1.2769e+99 | 1.3025e+99 | 1.3285e+99 | 1.3551e+99 | 1.3822e+99 | 1.4099e+99 | 1.438e+99 | 1.4668e+99 | 1.4961e+99 | 1.5261e+99 | 1.5566e+99 | 1.5877e+99 | 1.6195e+99 | 1.6519e+99 | 1.6849e+99 | 1.7186e+99 | 1.753e+99 | 1.788e+99 | 1.8238e+99 | 1.8603e+99 | 1.8975e+99 | 1.9354e+99 | 1.9741e+99 | 2.0136e+99 | 2.0539e+99 | 2.095e+99 | 2.1369e+99 | 2.1796e+99 | 2.2232e+99 | 2.2677e+99 | 2.313e+99 | 2.3593e+99 | 2.4065e+99 | 2.4546e+99 | 2.5037e+99 | 2.5537e+99 | 2.6048e+99 | 2.6569e+99 | 2.7101e+99 | 2.7643e+99 | 2.8195e+99 | 2.8759e+99 | 2.9335e+99 | 2.9921e+99 | 3.052e+99 | 3.113e+99 | 3.1753e+99 | 3.2388e+99 | 3.3035e+99 | 3.3696e+99 | 3.437e+99 | 3.5058e+99 | 3.5759e+99 | 3.6474e+99 | 3.7203e+99 | 3.7947e+99 | 3.8706e+99 | 3.948e+99 | 4.027e+99 | 4.1075e+99 | 4.1897e+99 | 4.2735e+99 | 4.359e+99 | 4.4461e+99 | 4.5351e+99 | 4.6258e+99 | 4.7183e+99 | 4.8126e+99 | 4.9089e+99 | 5.0071e+99 | 5.1072e+99 | 5.2094e+99 | 5.3135e+99 | 5.4198e+99 | 5.5282e+99 | 5.6388e+99 | 5.7516e+99 | 5.8666e+99 | 5.9839e+99 | 6.1036e+99 | 6.2257e+99 | 6.3502e+99 | 6.4772e+99 | 6.6067e+99 | 6.7389e+99 | 6.8736e+99 | 7.0111e+99 | 7.1513e+99 | 7.2944e+99 | 7.4403e+99 | 7.5891e+99 | 7.7408e+99 | 7.8957e+99 | 8.0536e+99 | 8.2146e+99 | 8.3789e+99 | 8.5465e+99 | 8.7174e+99 | 8.8918e+99 | 9.0696e+99 | 9.251e+99 | 9.436e+99 | 9.6248e+99 | 9.8173e+99 | 1.0014e+100 | 1.0214e+100 | 1.0418e+100 | 1.0627e+100 | 1.0839e+100 | 1.1056e+100 | 1.1277e+100 | 1.1502e+100 | 1.1733e+100 | 1.1967e+100 | 1.2207e+100 | 1.2451e+100 | 1.27e+100 | 1.2954e+100 | 1.3213e+100 | 1.3477e+100 | 1.3747e+100 | 1.4021e+100 | 1.4302e+100 | 1.4588e+100 | 1.488e+100 | 1.5177e+100 | 1.5481e+100 | 1.579e+100 | 1.6106e+100 | 1.6428e+100 | 1.6757e+100 | 1.7092e+100 | 1.7434e+100 | 1.7783e+100 | 1.8138e+100 | 1.8501e+100 | 1.8871e+100 | 1.9248e+100 | 1.9633e+100 | 2.0026e+100 | 2.0427e+100 | 2.0835e+100 | 2.1252e+100 | 2.1677e+100 | 2.211e+100 | 2.2553e+100 | 2.3004e+100 | 2.3464e+100 | 2.3933e+100 | 2.4412e+100 | 2.49e+100 | 2.5398e+100 | 2.5906e+100 | 2.6424e+100 | 2.6952e+100 | 2.7492e+100 | 2.8041e+100 | 2.8602e+100 | 2.9174e+100 | 2.9758e+100 | 3.0353e+100 | 3.096e+100 | 3.1579e+100 | 3.2211e+100 | 3.2855e+100 | 3.3512e+100 | 3.4182e+100 | 3.4866e+100 | 3.5563e+100 | 3.6274e+100 | 3.7e+100 | 3.774e+100 | 3.8495e+100 | 3.9265e+100 | 4.005e+100 | 4.0851e+100 | 4.1668e+100 | 4.2501e+100 | 4.3351e+100 | 4.4218e+100 | 4.5103e+100 | 4.6005e+100 | 4.6925e+100 | 4.7863e+100 | 4.8821e+100 | 4.9797e+100 | 5.0793e+100 | 5.1809e+100 | 5.2845e+100 | 5.3902e+100 | 5.498e+100 | 5.608e+100 | 5.7201e+100 | 5.8345e+100 | 5.9512e+100 | 6.0702e+100 | 6.1916e+100 | 6.3155e+100 | 6.4418e+100 | 6.5706e+100 | 6.702e+100 | 6.8361e+100 | 6.9728e+100 | 7.1123e+100 | 7.2545e+100 | 7.3996e+100 | 7.5476e+100 | 7.6985e+100 | 7.8525e+100 | 8.0096e+100 | 8.1697e+100 | 8.3331e+100 | 8.4998e+100 | 8.6698e+100 | 8.8432e+100 | 9.0201e+100 | 9.2005e+100 | 9.3845e+100 | 9.5722e+100 | 9.7636e+100 | 9.9589e+100 | 1.0158e+101 | 1.0361e+101 | 1.0568e+101 | 1.078e+101 | 1.0995e+101 | 1.1215e+101 | 1.144e+101 | 1.1668e+101 | 1.1902e+101 | 1.214e+101 | 1.2383e+101 | 1.263e+101 | 1.2883e+101 | 1.3141e+101 | 1.3403e+101 | 1.3671e+101 | 1.3945e+101 | 1.4224e+101 | 1.4508e+101 | 1.4798e+101 | 1.5094e+101 | 1.5396e+101 | 1.5704e+101 | 1.6018e+101 | 1.6339e+101 | 1.6665e+101 | 1.6999e+101 | 1.7339e+101 | 1.7685e+101 | 1.8039e+101 | 1.84e+101 | 1.8768e+101 | 1.9143e+101 | 1.9526e+101 | 1.9917e+101 | 2.0315e+101 | 2.0721e+101 | 2.1136e+101 | 2.1558e+101 | 2.199e+101 | 2.2429e+101 | 2.2878e+101 | 2.3336e+101 | 2.3802e+101 | 2.4278e+101 | 2.4764e+101 | 2.5259e+101 | 2.5764e+101 | 2.628e+101 | 2.6805e+101 | 2.7341e+101 | 2.7888e+101 | 2.8446e+101 | 2.9015e+101 | 2.9595e+101 | 3.0187e+101 | 3.0791e+101 | 3.1407e+101 | 3.2035e+101 | 3.2675e+101 | 3.3329e+101 | 3.3995e+101 | 3.4675e+101 | 3.5369e+101 | 3.6076e+101 | 3.6798e+101 | 3.7534e+101 | 3.8284e+101 | 3.905e+101 | 3.9831e+101 | 4.0628e+101 | 4.144e+101 | 4.2269e+101 | 4.3114e+101 | 4.3977e+101 | 4.4856e+101 | 4.5753e+101 | 4.6668e+101 | 4.7602e+101 | 4.8554e+101 | 4.9525e+101 | 5.0515e+101 | 5.1526e+101 | 5.2556e+101 | 5.3607e+101 | 5.468e+101 | 5.5773e+101 | 5.6889e+101 | 5.8026e+101 | 5.9187e+101 | 6.0371e+101 | 6.1578e+101 | 6.281e+101 | 6.4066e+101 | 6.5347e+101 | 6.6654e+101 | 6.7987e+101 | 6.9347e+101 | 7.0734e+101 | 7.2149e+101 | 7.3591e+101 | 7.5063e+101 | 7.6565e+101 | 7.8096e+101 | 7.9658e+101 | 8.1251e+101 | 8.2876e+101 | 8.4533e+101 | 8.6224e+101 | 8.7949e+101 | 8.9708e+101 | 9.1502e+101 | 9.3332e+101 | 9.5198e+101 | 9.7102e+101 | 9.9044e+101 | 1.0103e+102 | 1.0305e+102 | 1.0511e+102 | 1.0721e+102 | 1.0935e+102 | 1.1154e+102 | 1.1377e+102 | 1.1605e+102 | 1.1837e+102 | 1.2073e+102 | 1.2315e+102 | 1.2561e+102 | 1.2812e+102 | 1.3069e+102 | 1.333e+102 | 1.3597e+102 | 1.3869e+102 | 1.4146e+102 | 1.4429e+102 | 1.4717e+102 | 1.5012e+102 | 1.5312e+102 | 1.5618e+102 | 1.5931e+102 | 1.6249e+102 | 1.6574e+102 | 1.6906e+102 | 1.7244e+102 | 1.7589e+102 | 1.7941e+102 | 1.8299e+102 | 1.8665e+102 | 1.9039e+102 | 1.9419e+102 | 1.9808e+102 | 2.0204e+102 | 2.0608e+102 | 2.102e+102 | 2.1441e+102 | 2.1869e+102 | 2.2307e+102 | 2.2753e+102 | 2.3208e+102 | 2.3672e+102 | 2.4146e+102 | 2.4628e+102 | 2.5121e+102 | 2.5623e+102 | 2.6136e+102 | 2.6659e+102 | 2.7192e+102 | 2.7736e+102 | 2.829e+102 | 2.8856e+102 | 2.9433e+102 | 3.0022e+102 | 3.0622e+102 | 3.1235e+102 | 3.186e+102 | 3.2497e+102 | 3.3147e+102 | 3.381e+102 | 3.4486e+102 | 3.5176e+102 | 3.5879e+102 | 3.6597e+102 | 3.7329e+102 | 3.8075e+102 | 3.8837e+102 | 3.9613e+102 | 4.0406e+102 | 4.1214e+102 | 4.2038e+102 | 4.2879e+102 | 4.3736e+102 | 4.4611e+102 | 4.5503e+102 | 4.6413e+102 | 4.7342e+102 | 4.8289e+102 | 4.9254e+102 | 5.0239e+102 | 5.1244e+102 | 5.2269e+102 | 5.3314e+102 | 5.4381e+102 | 5.5468e+102 | 5.6578e+102 | 5.7709e+102 | 5.8863e+102 | 6.0041e+102 | 6.1242e+102 | 6.2466e+102 | 6.3716e+102 | 6.499e+102 | 6.629e+102 | 6.7616e+102 | 6.8968e+102 | 7.0347e+102 | 7.1754e+102 | 7.3189e+102 | 7.4653e+102 | 7.6146e+102 | 7.7669e+102 | 7.9222e+102 | 8.0807e+102 | 8.2423e+102 | 8.4071e+102 | 8.5753e+102 | 8.7468e+102 | 8.9217e+102 | 9.1002e+102 | 9.2822e+102 | 9.4678e+102 | 9.6572e+102 | 9.8503e+102 | 1.0047e+103 | 1.0248e+103 | 1.0453e+103 | 1.0662e+103 | 1.0876e+103 | 1.1093e+103 | 1.1315e+103 | 1.1541e+103 | 1.1772e+103 | 1.2007e+103 | 1.2248e+103 | 1.2493e+103 | 1.2742e+103 | 1.2997e+103 | 1.3257e+103 | 1.3522e+103 | 1.3793e+103 | 1.4069e+103 | 1.435e+103 | 1.4637e+103 | 1.493e+103 | 1.5228e+103 | 1.5533e+103 | 1.5844e+103 | 1.616e+103 | 1.6484e+103 | 1.6813e+103 | 1.715e+103 | 1.7493e+103 | 1.7842e+103 | 1.8199e+103 | 1.8563e+103 | 1.8935e+103 | 1.9313e+103 | 1.97e+103 | 2.0094e+103 | 2.0495e+103 | 2.0905e+103 | 2.1323e+103 | 2.175e+103 | 2.2185e+103 | 2.2629e+103 | 2.3081e+103 | 2.3543e+103 | 2.4014e+103 | 2.4494e+103 | 2.4984e+103 | 2.5483e+103 | 2.5993e+103 | 2.6513e+103 | 2.7043e+103 | 2.7584e+103 | 2.8136e+103 | 2.8699e+103 | 2.9272e+103 | 2.9858e+103 | 3.0455e+103 | 3.1064e+103 | 3.1685e+103 | 3.2319e+103 | 3.2966e+103 | 3.3625e+103 | 3.4297e+103 | 3.4983e+103 | 3.5683e+103 | 3.6397e+103 | 3.7125e+103 | 3.7867e+103 | 3.8624e+103 | 3.9397e+103 | 4.0185e+103 | 4.0989e+103 | 4.1808e+103 | 4.2644e+103 | 4.3497e+103 | 4.4367e+103 | 4.5255e+103 | 4.616e+103 | 4.7083e+103 | 4.8025e+103 | 4.8985e+103 | 4.9965e+103 | 5.0964e+103 | 5.1983e+103 | 5.3023e+103 | 5.4083e+103 | 5.5165e+103 | 5.6268e+103 | 5.7394e+103 | 5.8542e+103 | 5.9713e+103 | 6.0907e+103 | 6.2125e+103 | 6.3367e+103 | 6.4635e+103 | 6.5927e+103 | 6.7246e+103 | 6.8591e+103 | 6.9963e+103 | 7.1362e+103 | 7.2789e+103 | 7.4245e+103 | 7.573e+103 | 7.7245e+103 | 7.8789e+103 | 8.0365e+103 | 8.1973e+103 | 8.3612e+103 | 8.5284e+103 | 8.699e+103 | 8.873e+103 | 9.0504e+103 | 9.2314e+103 | 9.4161e+103 | 9.6044e+103 | 9.7965e+103 | 9.9924e+103 | 1.0192e+104 | 1.0396e+104 | 1.0604e+104 | 1.0816e+104 | 1.1032e+104 | 1.1253e+104 | 1.1478e+104 | 1.1708e+104 | 1.1942e+104 | 1.2181e+104 | 1.2424e+104 | 1.2673e+104 | 1.2926e+104 | 1.3185e+104 | 1.3448e+104 | 1.3717e+104 | 1.3992e+104 | 1.4272e+104 | 1.4557e+104 | 1.4848e+104 | 1.5145e+104 | 1.5448e+104 | 1.5757e+104 | 1.6072e+104 | 1.6394e+104 | 1.6721e+104 | 1.7056e+104 | 1.7397e+104 | 1.7745e+104 | 1.81e+104 | 1.8462e+104 | 1.8831e+104 | 1.9208e+104 | 1.9592e+104 | 1.9984e+104 | 2.0383e+104 | 2.0791e+104 | 2.1207e+104 | 2.1631e+104 | 2.2064e+104 | 2.2505e+104 | 2.2955e+104 | 2.3414e+104 | 2.3882e+104 | 2.436e+104 | 2.4847e+104 | 2.5344e+104 | 2.5851e+104 | 2.6368e+104 | 2.6895e+104 | 2.7433e+104 | 2.7982e+104 | 2.8542e+104 | 2.9112e+104 | 2.9695e+104 | 3.0289e+104 | 3.0894e+104 | 3.1512e+104 | 3.2143e+104 | 3.2785e+104 | 3.3441e+104 | 3.411e+104 | 3.4792e+104 | 3.5488e+104 | 3.6198e+104 | 3.6922e+104 | 3.766e+104 | 3.8413e+104 | 3.9182e+104 | 3.9965e+104 | 4.0765e+104 | 4.158e+104 | 4.2411e+104 | 4.326e+104 | 4.4125e+104 | 4.5007e+104 | 4.5907e+104 | 4.6826e+104 | 4.7762e+104 | 4.8717e+104 | 4.9692e+104 | 5.0686e+104 | 5.1699e+104 | 5.2733e+104 | 5.3788e+104 | 5.4864e+104 | 5.5961e+104 | 5.708e+104 | 5.8222e+104 | 5.9386e+104 | 6.0574e+104 | 6.1785e+104 | 6.3021e+104 | 6.4282e+104 | 6.5567e+104 | 6.6879e+104 | 6.8216e+104 | 6.958e+104 | 7.0972e+104 | 7.2391e+104 | 7.3839e+104 | 7.5316e+104 | 7.6822e+104 | 7.8359e+104 | 7.9926e+104 | 8.1525e+104 | 8.3155e+104 | 8.4818e+104 | 8.6514e+104 | 8.8245e+104 | 9.001e+104 | 9.181e+104 | 9.3646e+104 | 9.5519e+104 | 9.7429e+104 | 9.9378e+104 | 1.0137e+105 | 1.0339e+105 | 1.0546e+105 | 1.0757e+105 | 1.0972e+105 | 1.1192e+105 | 1.1415e+105 | 1.1644e+105 | 1.1877e+105 | 1.2114e+105 | 1.2356e+105 | 1.2604e+105 | 1.2856e+105 | 1.3113e+105 | 1.3375e+105 | 1.3642e+105 | 1.3915e+105 | 1.4194e+105 | 1.4477e+105 | 1.4767e+105 | 1.5062e+105 | 1.5364e+105 | 1.5671e+105 | 1.5984e+105 | 1.6304e+105 | 1.663e+105 | 1.6963e+105 | 1.7302e+105 | 1.7648e+105 | 1.8001e+105 | 1.8361e+105 | 1.8728e+105 | 1.9103e+105 | 1.9485e+105 | 1.9874e+105 | 2.0272e+105 | 2.0677e+105 | 2.1091e+105 | 2.1513e+105 | 2.1943e+105 | 2.2382e+105 | 2.283e+105 | 2.3286e+105 | 2.3752e+105 | 2.4227e+105 | 2.4711e+105 | 2.5206e+105 | 2.571e+105 | 2.6224e+105 | 2.6748e+105 | 2.7283e+105 | 2.7829e+105 | 2.8386e+105 | 2.8953e+105 | 2.9532e+105 | 3.0123e+105 | 3.0726e+105 | 3.134e+105 | 3.1967e+105 | 3.2606e+105 | 3.3258e+105 | 3.3923e+105 | 3.4602e+105 | 3.5294e+105 | 3.6e+105 | 3.672e+105 | 3.7454e+105 | 3.8203e+105 | 3.8967e+105 | 3.9747e+105 | 4.0542e+105 | 4.1353e+105 | 4.218e+105 | 4.3023e+105 | 4.3884e+105 | 4.4761e+105 | 4.5657e+105 | 4.657e+105 | 4.7501e+105 | 4.8451e+105 | 4.942e+105 | 5.0409e+105 | 5.1417e+105 | 5.2445e+105 | 5.3494e+105 | 5.4564e+105 | 5.5655e+105 | 5.6768e+105 | 5.7904e+105 | 5.9062e+105 | 6.0243e+105 | 6.1448e+105 | 6.2677e+105 | 6.393e+105 | 6.5209e+105 | 6.6513e+105 | 6.7843e+105 | 6.92e+105 | 7.0584e+105 | 7.1996e+105 | 7.3436e+105 | 7.4904e+105 | 7.6403e+105 | 7.7931e+105 | 7.9489e+105 | 8.1079e+105 | 8.2701e+105 | 8.4355e+105 | 8.6042e+105 | 8.7762e+105 | 8.9518e+105 | 9.1308e+105 | 9.3134e+105 | 9.4997e+105 | 9.6897e+105 | 9.8835e+105 | 1.0081e+106 | 1.0283e+106 | 1.0488e+106 | 1.0698e+106 | 1.0912e+106 | 1.113e+106 | 1.1353e+106 | 1.158e+106 | 1.1812e+106 | 1.2048e+106 | 1.2289e+106 | 1.2535e+106 | 1.2785e+106 | 1.3041e+106 | 1.3302e+106 | 1.3568e+106 | 1.3839e+106 | 1.4116e+106 | 1.4398e+106 | 1.4686e+106 | 1.498e+106 | 1.528e+106 | 1.5585e+106 | 1.5897e+106 | 1.6215e+106 | 1.6539e+106 | 1.687e+106 | 1.7207e+106 | 1.7552e+106 | 1.7903e+106 | 1.8261e+106 | 1.8626e+106 | 1.8998e+106 | 1.9378e+106 | 1.9766e+106 | 2.0161e+106 | 2.0564e+106 | 2.0976e+106 | 2.1395e+106 | 2.1823e+106 | 2.226e+106 | 2.2705e+106 | 2.3159e+106 | 2.3622e+106 | 2.4094e+106 | 2.4576e+106 | 2.5068e+106 | 2.5569e+106 | 2.6081e+106 | 2.6602e+106 | 2.7134e+106 | 2.7677e+106 | 2.8231e+106 | 2.8795e+106 | 2.9371e+106 | 2.9958e+106 | 3.0558e+106 | 3.1169e+106 | 3.1792e+106 | 3.2428e+106 | 3.3077e+106 | 3.3738e+106 | 3.4413e+106 | 3.5101e+106 | 3.5803e+106 | 3.6519e+106 | 3.725e+106 | 3.7995e+106 | 3.8754e+106 | 3.953e+106 | 4.032e+106 | 4.1127e+106 | 4.1949e+106 | 4.2788e+106 | 4.3644e+106 | 4.4517e+106 | 4.5407e+106 | 4.6315e+106 | 4.7241e+106 | 4.8186e+106 | 4.915e+106 | 5.0133e+106 | 5.1136e+106 | 5.2158e+106 | 5.3202e+106 | 5.4266e+106 | 5.5351e+106 | 5.6458e+106 | 5.7587e+106 | 5.8739e+106 | 5.9914e+106 | 6.1112e+106 | 6.2334e+106 | 6.3581e+106 | 6.4852e+106 | 6.6149e+106 | 6.7472e+106 | 6.8822e+106 | 7.0198e+106 | 7.1602e+106 | 7.3034e+106 | 7.4495e+106 | 7.5985e+106 | 7.7505e+106 | 7.9055e+106 | 8.0636e+106 | 8.2249e+106 | 8.3894e+106 | 8.5571e+106 | 8.7283e+106 | 8.9028e+106 | 9.0809e+106 | 9.2625e+106 | 9.4478e+106 | 9.6367e+106 | 9.8295e+106 | 1.0026e+107 | 1.0227e+107 | 1.0431e+107 | 1.064e+107 | 1.0853e+107 | 1.107e+107 | 1.1291e+107 | 1.1517e+107 | 1.1747e+107 | 1.1982e+107 | 1.2222e+107 | 1.2466e+107 | 1.2715e+107 | 1.297e+107 | 1.3229e+107 | 1.3494e+107 | 1.3764e+107 | 1.4039e+107 | 1.432e+107 | 1.4606e+107 | 1.4898e+107 | 1.5196e+107 | 1.55e+107 | 1.581e+107 | 1.6126e+107 | 1.6449e+107 | 1.6778e+107 | 1.7113e+107 | 1.7456e+107 | 1.7805e+107 | 1.8161e+107 | 1.8524e+107 | 1.8895e+107 | 1.9272e+107 | 1.9658e+107 | 2.0051e+107 | 2.0452e+107 | 2.0861e+107 | 2.1278e+107 | 2.1704e+107 | 2.2138e+107 | 2.2581e+107 | 2.3032e+107 | 2.3493e+107 | 2.3963e+107 | 2.4442e+107 | 2.4931e+107 | 2.543e+107 | 2.5938e+107 | 2.6457e+107 | 2.6986e+107 | 2.7526e+107 | 2.8076e+107 | 2.8638e+107 | 2.9211e+107 | 2.9795e+107 | 3.0391e+107 | 3.0998e+107 | 3.1618e+107 | 3.2251e+107 | 3.2896e+107 | 3.3554e+107 | 3.4225e+107 | 3.4909e+107 | 3.5607e+107 | 3.632e+107 | 3.7046e+107 | 3.7787e+107 | 3.8543e+107 | 3.9314e+107 | 4.01e+107 | 4.0902e+107 | 4.172e+107 | 4.2554e+107 | 4.3405e+107 | 4.4273e+107 | 4.5159e+107 | 4.6062e+107 | 4.6983e+107 | 4.7923e+107 | 4.8881e+107 | 4.9859e+107 | 5.0856e+107 | 5.1873e+107 | 5.2911e+107 | 5.3969e+107 | 5.5048e+107 | 5.6149e+107 | 5.7272e+107 | 5.8418e+107 | 5.9586e+107 | 6.0778e+107 | 6.1993e+107 | 6.3233e+107 | 6.4498e+107 | 6.5788e+107 | 6.7104e+107 | 6.8446e+107 | 6.9815e+107 | 7.1211e+107 | 7.2635e+107 | 7.4088e+107 | 7.557e+107 | 7.7081e+107 | 7.8623e+107 | 8.0195e+107 | 8.1799e+107 | 8.3435e+107 | 8.5104e+107 | 8.6806e+107 | 8.8542e+107 | 9.0313e+107 | 9.2119e+107 | 9.3961e+107 | 9.5841e+107 | 9.7757e+107 | 9.9713e+107 | 1.0171e+108 | 1.0374e+108 | 1.0582e+108 | 1.0793e+108 | 1.1009e+108 | 1.1229e+108 | 1.1454e+108 | 1.1683e+108 | 1.1917e+108 | 1.2155e+108 | 1.2398e+108 | 1.2646e+108 | 1.2899e+108 | 1.3157e+108 | 1.342e+108 | 1.3688e+108 | 1.3962e+108 | 1.4241e+108 | 1.4526e+108 | 1.4817e+108 | 1.5113e+108 | 1.5415e+108 | 1.5724e+108 | 1.6038e+108 | 1.6359e+108 | 1.6686e+108 | 1.702e+108 | 1.736e+108 | 1.7707e+108 | 1.8062e+108 | 1.8423e+108 | 1.8791e+108 | 1.9167e+108 | 1.955e+108 | 1.9941e+108 | 2.034e+108 | 2.0747e+108 | 2.1162e+108 | 2.1585e+108 | 2.2017e+108 | 2.2457e+108 | 2.2906e+108 | 2.3365e+108 | 2.3832e+108 | 2.4308e+108 | 2.4795e+108 | 2.5291e+108 | 2.5796e+108 | 2.6312e+108 | 2.6839e+108 | 2.7375e+108 | 2.7923e+108 | 2.8481e+108 | 2.9051e+108 | 2.9632e+108 | 3.0225e+108 | 3.0829e+108 | 3.1446e+108 | 3.2075e+108 | 3.2716e+108 | 3.337e+108 | 3.4038e+108 | 3.4718e+108 | 3.5413e+108 | 3.6121e+108 | 3.6844e+108 | 3.758e+108 | 3.8332e+108 | 3.9099e+108 | 3.9881e+108 | 4.0678e+108 | 4.1492e+108 | 4.2322e+108 | 4.3168e+108 | 4.4031e+108 | 4.4912e+108 | 4.581e+108 | 4.6727e+108 | 4.7661e+108 | 4.8614e+108 | 4.9587e+108 | 5.0578e+108 | 5.159e+108 | 5.2622e+108 | 5.3674e+108 | 5.4748e+108 | 5.5843e+108 | 5.6959e+108 | 5.8099e+108 | 5.9261e+108 | 6.0446e+108 | 6.1655e+108 | 6.2888e+108 | 6.4145e+108 | 6.5428e+108 | 6.6737e+108 | 6.8072e+108 | 6.9433e+108 | 7.0822e+108 | 7.2238e+108 | 7.3683e+108 | 7.5157e+108 | 7.666e+108 | 7.8193e+108 | 7.9757e+108 | 8.1352e+108 | 8.2979e+108 | 8.4639e+108 | 8.6331e+108 | 8.8058e+108 | 8.9819e+108 | 9.1616e+108 | 9.3448e+108 | 9.5317e+108 | 9.7223e+108 | 9.9168e+108 | 1.0115e+109 | 1.0317e+109 | 1.0524e+109 | 1.0734e+109 | 1.0949e+109 | 1.1168e+109 | 1.1391e+109 | 1.1619e+109 | 1.1851e+109 | 1.2088e+109 | 1.233e+109 | 1.2577e+109 | 1.2828e+109 | 1.3085e+109 | 1.3347e+109 | 1.3614e+109 | 1.3886e+109 | 1.4164e+109 | 1.4447e+109 | 1.4736e+109 | 1.5031e+109 | 1.5331e+109 | 1.5638e+109 | 1.595e+109 | 1.6269e+109 | 1.6595e+109 | 1.6927e+109 | 1.7265e+109 | 1.7611e+109 | 1.7963e+109 | 1.8322e+109 | 1.8689e+109 | 1.9062e+109 | 1.9444e+109 | 1.9832e+109 | 2.0229e+109 | 2.0634e+109 | 2.1046e+109 | 2.1467e+109 | 2.1897e+109 | 2.2335e+109 | 2.2781e+109 | 2.3237e+109 | 2.3702e+109 | 2.4176e+109 | 2.4659e+109 | 2.5152e+109 | 2.5655e+109 | 2.6168e+109 | 2.6692e+109 | 2.7226e+109 | 2.777e+109 | 2.8326e+109 | 2.8892e+109 | 2.947e+109 | 3.0059e+109 | 3.0661e+109 | 3.1274e+109 | 3.1899e+109 | 3.2537e+109 | 3.3188e+109 | 3.3852e+109 | 3.4529e+109 | 3.5219e+109 | 3.5924e+109 | 3.6642e+109 | 3.7375e+109 | 3.8123e+109 | 3.8885e+109 | 3.9663e+109 | 4.0456e+109 | 4.1265e+109 | 4.209e+109 | 4.2932e+109 | 4.3791e+109 | 4.4667e+109 | 4.556e+109 | 4.6471e+109 | 4.7401e+109 | 4.8349e+109 | 4.9316e+109 | 5.0302e+109 | 5.1308e+109 | 5.2334e+109 | 5.3381e+109 | 5.4448e+109 | 5.5537e+109 | 5.6648e+109 | 5.7781e+109 | 5.8937e+109 | 6.0115e+109 | 6.1318e+109 | 6.2544e+109 | 6.3795e+109 | 6.5071e+109 | 6.6372e+109 | 6.77e+109 | 6.9054e+109 | 7.0435e+109 | 7.1843e+109 | 7.328e+109 | 7.4746e+109 | 7.6241e+109 | 7.7766e+109 | 7.9321e+109 | 8.0907e+109 | 8.2526e+109 | 8.4176e+109 | 8.586e+109 | 8.7577e+109 | 8.9328e+109 | 9.1115e+109 | 9.2937e+109 | 9.4796e+109 | 9.6692e+109 | 9.8626e+109 | 1.006e+110 | 1.0261e+110 | 1.0466e+110 | 1.0676e+110 | 1.0889e+110 | 1.1107e+110 | 1.1329e+110 | 1.1556e+110 | 1.1787e+110 | 1.2022e+110 | 1.2263e+110 | 1.2508e+110 | 1.2758e+110 | 1.3013e+110 | 1.3274e+110 | 1.3539e+110 | 1.381e+110 | 1.4086e+110 | 1.4368e+110 | 1.4655e+110 | 1.4948e+110 | 1.5247e+110 | 1.5552e+110 | 1.5863e+110 | 1.6181e+110 | 1.6504e+110 | 1.6834e+110 | 1.7171e+110 | 1.7514e+110 | 1.7865e+110 | 1.8222e+110 | 1.8586e+110 | 1.8958e+110 | 1.9337e+110 | 1.9724e+110 | 2.0119e+110 | 2.0521e+110 | 2.0931e+110 | 2.135e+110 | 2.1777e+110 | 2.2212e+110 | 2.2657e+110 | 2.311e+110 | 2.3572e+110 | 2.4043e+110 | 2.4524e+110 | 2.5015e+110 | 2.5515e+110 | 2.6025e+110 | 2.6546e+110 | 2.7077e+110 | 2.7618e+110 | 2.8171e+110 | 2.8734e+110 | 2.9309e+110 | 2.9895e+110 | 3.0493e+110 | 3.1103e+110 | 3.1725e+110 | 3.2359e+110 | 3.3007e+110 | 3.3667e+110 | 3.434e+110 | 3.5027e+110 | 3.5727e+110 | 3.6442e+110 | 3.7171e+110 | 3.7914e+110 | 3.8672e+110 | 3.9446e+110 | 4.0235e+110 | 4.104e+110 | 4.186e+110 | 4.2698e+110 | 4.3551e+110 | 4.4422e+110 | 4.5311e+110 | 4.6217e+110 | 4.7141e+110 | 4.8084e+110 | 4.9046e+110 | 5.0027e+110 | 5.1027e+110 | 5.2048e+110 | 5.3089e+110 | 5.4151e+110 | 5.5234e+110 | 5.6338e+110 | 5.7465e+110 | 5.8615e+110 | 5.9787e+110 | 6.0983e+110 | 6.2202e+110 | 6.3446e+110 | 6.4715e+110 | 6.6009e+110 | 6.733e+110 | 6.8676e+110 | 7.005e+110 | 7.1451e+110 | 7.288e+110 | 7.4337e+110 | 7.5824e+110 | 7.7341e+110 | 7.8887e+110 | 8.0465e+110 | 8.2074e+110 | 8.3716e+110 | 8.539e+110 | 8.7098e+110 | 8.884e+110 | 9.0617e+110 | 9.2429e+110 | 9.4278e+110 | 9.6163e+110 | 9.8087e+110 | 1.0005e+111 | 1.0205e+111 | 1.0409e+111 | 1.0617e+111 | 1.083e+111 | 1.1046e+111 | 1.1267e+111 | 1.1492e+111 | 1.1722e+111 | 1.1957e+111 | 1.2196e+111 | 1.244e+111 | 1.2689e+111 | 1.2942e+111 | 1.3201e+111 | 1.3465e+111 | 1.3734e+111 | 1.4009e+111 | 1.4289e+111 | 1.4575e+111 | 1.4867e+111 | 1.5164e+111 | 1.5467e+111 | 1.5777e+111 | 1.6092e+111 | 1.6414e+111 | 1.6742e+111 | 1.7077e+111 | 1.7419e+111 | 1.7767e+111 | 1.8122e+111 | 1.8485e+111 | 1.8855e+111 | 1.9232e+111 | 1.9616e+111 | 2.0009e+111 | 2.0409e+111 | 2.0817e+111 | 2.1233e+111 | 2.1658e+111 | 2.2091e+111 | 2.2533e+111 | 2.2984e+111 | 2.3443e+111 | 2.3912e+111 | 2.439e+111 | 2.4878e+111 | 2.5376e+111 | 2.5883e+111 | 2.6401e+111 | 2.6929e+111 | 2.7467e+111 | 2.8017e+111 | 2.8577e+111 | 2.9149e+111 | 2.9732e+111 | 3.0326e+111 | 3.0933e+111 | 3.1551e+111 | 3.2183e+111 | 3.2826e+111 | 3.3483e+111 | 3.4152e+111 | 3.4835e+111 | 3.5532e+111 | 3.6243e+111 | 3.6968e+111 | 3.7707e+111 | 3.8461e+111 | 3.923e+111 | 4.0015e+111 | 4.0815e+111 | 4.1632e+111 | 4.2464e+111 | 4.3313e+111 | 4.418e+111 | 4.5063e+111 | 4.5965e+111 | 4.6884e+111 | 4.7822e+111 | 4.8778e+111 | 4.9754e+111 | 5.0749e+111 | 5.1764e+111 | 5.2799e+111 | 5.3855e+111 | 5.4932e+111 | 5.6031e+111 | 5.7151e+111 | 5.8294e+111 | 5.946e+111 | 6.0649e+111 | 6.1862e+111 | 6.3099e+111 | 6.4361e+111 | 6.5649e+111 | 6.6962e+111 | 6.8301e+111 | 6.9667e+111 | 7.106e+111 | 7.2481e+111 | 7.3931e+111 | 7.541e+111 | 7.6918e+111 | 7.8456e+111 | 8.0025e+111 | 8.1626e+111 | 8.3258e+111 | 8.4924e+111 | 8.6622e+111 | 8.8355e+111 | 9.0122e+111 | 9.1924e+111 | 9.3763e+111 | 9.5638e+111 | 9.7551e+111 | 9.9502e+111 | 1.0149e+112 | 1.0352e+112 | 1.0559e+112 | 1.077e+112 | 1.0986e+112 | 1.1205e+112 | 1.143e+112 | 1.1658e+112 | 1.1891e+112 | 1.2129e+112 | 1.2372e+112 | 1.2619e+112 | 1.2872e+112 | 1.3129e+112 | 1.3392e+112 | 1.3659e+112 | 1.3933e+112 | 1.4211e+112 | 1.4495e+112 | 1.4785e+112 | 1.5081e+112 | 1.5383e+112 | 1.569e+112 | 1.6004e+112 | 1.6324e+112 | 1.6651e+112 | 1.6984e+112 | 1.7323e+112 | 1.767e+112 | 1.8023e+112 | 1.8384e+112 | 1.8751e+112 | 1.9126e+112 | 1.9509e+112 | 1.9899e+112 | 2.0297e+112 | 2.0703e+112 | 2.1117e+112 | 2.154e+112 | 2.197e+112 | 2.241e+112 | 2.2858e+112 | 2.3315e+112 | 2.3781e+112 | 2.4257e+112 | 2.4742e+112 | 2.5237e+112 | 2.5742e+112 | 2.6257e+112 | 2.6782e+112 | 2.7317e+112 | 2.7864e+112 | 2.8421e+112 | 2.8989e+112 | 2.9569e+112 | 3.0161e+112 | 3.0764e+112 | 3.1379e+112 | 3.2007e+112 | 3.2647e+112 | 3.33e+112 | 3.3966e+112 | 3.4645e+112 | 3.5338e+112 | 3.6045e+112 | 3.6766e+112 | 3.7501e+112 | 3.8251e+112 | 3.9016e+112 | 3.9796e+112 | 4.0592e+112 | 4.1404e+112 | 4.2232e+112 | 4.3077e+112 | 4.3938e+112 | 4.4817e+112 | 4.5713e+112 | 4.6628e+112 | 4.756e+112 | 4.8511e+112 | 4.9482e+112 | 5.0471e+112 | 5.1481e+112 | 5.251e+112 | 5.356e+112 | 5.4632e+112 | 5.5724e+112 | 5.6839e+112 | 5.7976e+112 | 5.9135e+112 | 6.0318e+112 | 6.1524e+112 | 6.2755e+112 | 6.401e+112 | 6.529e+112 | 6.6596e+112 | 6.7928e+112 | 6.9286e+112 | 7.0672e+112 | 7.2085e+112 | 7.3527e+112 | 7.4998e+112 | 7.6498e+112 | 7.8027e+112 | 7.9588e+112 | 8.118e+112 | 8.2803e+112 | 8.4459e+112 | 8.6149e+112 | 8.7872e+112 | 8.9629e+112 | 9.1422e+112 | 9.325e+112 | 9.5115e+112 | 9.7017e+112 | 9.8958e+112 | 1.0094e+113 | 1.0296e+113 | 1.0501e+113 | 1.0712e+113 | 1.0926e+113 | 1.1144e+113 | 1.1367e+113 | 1.1594e+113 | 1.1826e+113 | 1.2063e+113 | 1.2304e+113 | 1.255e+113 | 1.2801e+113 | 1.3057e+113 | 1.3318e+113 | 1.3585e+113 | 1.3856e+113 | 1.4134e+113 | 1.4416e+113 | 1.4705e+113 | 1.4999e+113 | 1.5299e+113 | 1.5605e+113 | 1.5917e+113 | 1.6235e+113 | 1.656e+113 | 1.6891e+113 | 1.7229e+113 | 1.7573e+113 | 1.7925e+113 | 1.8283e+113 | 1.8649e+113 | 1.9022e+113 | 1.9402e+113 | 1.979e+113 | 2.0186e+113 | 2.059e+113 | 2.1002e+113 | 2.1422e+113 | 2.185e+113 | 2.2287e+113 | 2.2733e+113 | 2.3188e+113 | 2.3651e+113 | 2.4124e+113 | 2.4607e+113 | 2.5099e+113 | 2.5601e+113 | 2.6113e+113 | 2.6635e+113 | 2.7168e+113 | 2.7711e+113 | 2.8266e+113 | 2.8831e+113 | 2.9408e+113 | 2.9996e+113 | 3.0596e+113 | 3.1208e+113 | 3.1832e+113 | 3.2468e+113 | 3.3118e+113 | 3.378e+113 | 3.4456e+113 | 3.5145e+113 | 3.5848e+113 | 3.6565e+113 | 3.7296e+113 | 3.8042e+113 | 3.8803e+113 | 3.9579e+113 | 4.037e+113 | 4.1178e+113 | 4.2001e+113 | 4.2841e+113 | 4.3698e+113 | 4.4572e+113 | 4.5464e+113 | 4.6373e+113 | 4.73e+113 | 4.8246e+113 | 4.9211e+113 | 5.0195e+113 | 5.1199e+113 | 5.2223e+113 | 5.3268e+113 | 5.4333e+113 | 5.542e+113 | 5.6528e+113 | 5.7659e+113 | 5.8812e+113 | 5.9988e+113 | 6.1188e+113 | 6.2412e+113 | 6.366e+113 | 6.4933e+113 | 6.6232e+113 | 6.7556e+113 | 6.8908e+113 | 7.0286e+113 | 7.1691e+113 | 7.3125e+113 | 7.4588e+113 | 7.6079e+113 | 7.7601e+113 | 7.9153e+113 | 8.0736e+113 | 8.2351e+113 | 8.3998e+113 | 8.5678e+113 | 8.7391e+113 | 8.9139e+113 | 9.0922e+113 | 9.274e+113 | 9.4595e+113 | 9.6487e+113 | 9.8417e+113 | 1.0039e+114 | 1.0239e+114 | 1.0444e+114 | 1.0653e+114 | 1.0866e+114 | 1.1083e+114 | 1.1305e+114 | 1.1531e+114 | 1.1762e+114 | 1.1997e+114 | 1.2237e+114 | 1.2482e+114 | 1.2731e+114 | 1.2986e+114 | 1.3246e+114 | 1.3511e+114 | 1.3781e+114 | 1.4056e+114 | 1.4337e+114 | 1.4624e+114 | 1.4917e+114 | 1.5215e+114 | 1.5519e+114 | 1.583e+114 | 1.6146e+114 | 1.6469e+114 | 1.6799e+114 | 1.7135e+114 | 1.7477e+114 | 1.7827e+114 | 1.8183e+114 | 1.8547e+114 | 1.8918e+114 | 1.9296e+114 | 1.9682e+114 | 2.0076e+114 | 2.0477e+114 | 2.0887e+114 | 2.1305e+114 | 2.1731e+114 | 2.2165e+114 | 2.2609e+114 | 2.3061e+114 | 2.3522e+114 | 2.3993e+114 | 2.4472e+114 | 2.4962e+114 | 2.5461e+114 | 2.597e+114 | 2.649e+114 | 2.702e+114 | 2.756e+114 | 2.8111e+114 | 2.8673e+114 | 2.9247e+114 | 2.9832e+114 | 3.0428e+114 | 3.1037e+114 | 3.1658e+114 | 3.2291e+114 | 3.2937e+114 | 3.3595e+114 | 3.4267e+114 | 3.4953e+114 | 3.5652e+114 | 3.6365e+114 | 3.7092e+114 | 3.7834e+114 | 3.8591e+114 | 3.9362e+114 | 4.015e+114 | 4.0953e+114 | 4.1772e+114 | 4.2607e+114 | 4.3459e+114 | 4.4328e+114 | 4.5215e+114 | 4.6119e+114 | 4.7042e+114 | 4.7983e+114 | 4.8942e+114 | 4.9921e+114 | 5.0919e+114 | 5.1938e+114 | 5.2977e+114 | 5.4036e+114 | 5.5117e+114 | 5.6219e+114 | 5.7344e+114 | 5.849e+114 | 5.966e+114 | 6.0853e+114 | 6.2071e+114 | 6.3312e+114 | 6.4578e+114 | 6.587e+114 | 6.7187e+114 | 6.8531e+114 | 6.9902e+114 | 7.13e+114 | 7.2726e+114 | 7.418e+114 | 7.5664e+114 | 7.7177e+114 | 7.872e+114 | 8.0295e+114 | 8.1901e+114 | 8.3539e+114 | 8.521e+114 | 8.6914e+114 | 8.8652e+114 | 9.0425e+114 | 9.2234e+114 | 9.4078e+114 | 9.596e+114 | 9.7879e+114 | 9.9837e+114 | 1.0183e+115 | 1.0387e+115 | 1.0595e+115 | 1.0807e+115 | 1.1023e+115 | 1.1243e+115 | 1.1468e+115 | 1.1697e+115 | 1.1931e+115 | 1.217e+115 | 1.2413e+115 | 1.2662e+115 | 1.2915e+115 | 1.3173e+115 | 1.3437e+115 | 1.3705e+115 | 1.398e+115 | 1.4259e+115 | 1.4544e+115 | 1.4835e+115 | 1.5132e+115 | 1.5435e+115 | 1.5743e+115 | 1.6058e+115 | 1.6379e+115 | 1.6707e+115 | 1.7041e+115 | 1.7382e+115 | 1.7729e+115 | 1.8084e+115 | 1.8446e+115 | 1.8815e+115 | 1.9191e+115 | 1.9575e+115 | 1.9966e+115 | 2.0366e+115 | 2.0773e+115 | 2.1188e+115 | 2.1612e+115 | 2.2044e+115 | 2.2485e+115 | 2.2935e+115 | 2.3394e+115 | 2.3861e+115 | 2.4339e+115 | 2.4825e+115 | 2.5322e+115 | 2.5828e+115 | 2.6345e+115 | 2.6872e+115 | 2.7409e+115 | 2.7958e+115 | 2.8517e+115 | 2.9087e+115 | 2.9669e+115 | 3.0262e+115 | 3.0867e+115 | 3.1485e+115 | 3.2114e+115 | 3.2757e+115 | 3.3412e+115 | 3.408e+115 | 3.4762e+115 | 3.5457e+115 | 3.6166e+115 | 3.6889e+115 | 3.7627e+115 | 3.838e+115 | 3.9147e+115 | 3.993e+115 | 4.0729e+115 | 4.1543e+115 | 4.2374e+115 | 4.3222e+115 | 4.4086e+115 | 4.4968e+115 | 4.5867e+115 | 4.6785e+115 | 4.772e+115 | 4.8675e+115 | 4.9648e+115 | 5.0641e+115 | 5.1654e+115 | 5.2687e+115 | 5.3741e+115 | 5.4816e+115 | 5.5912e+115 | 5.703e+115 | 5.8171e+115 | 5.9334e+115 | 6.0521e+115 | 6.1731e+115 | 6.2966e+115 | 6.4225e+115 | 6.551e+115 | 6.682e+115 | 6.8156e+115 | 6.9519e+115 | 7.091e+115 | 7.2328e+115 | 7.3775e+115 | 7.525e+115 | 7.6755e+115 | 7.829e+115 | 7.9856e+115 | 8.1453e+115 | 8.3082e+115 | 8.4744e+115 | 8.6439e+115 | 8.8168e+115 | 8.9931e+115 | 9.1729e+115 | 9.3564e+115 | 9.5435e+115 | 9.7344e+115 | 9.9291e+115 | 1.0128e+116 | 1.033e+116 | 1.0537e+116 | 1.0748e+116 | 1.0963e+116 | 1.1182e+116 | 1.1405e+116 | 1.1634e+116 | 1.1866e+116 | 1.2104e+116 | 1.2346e+116 | 1.2592e+116 | 1.2844e+116 | 1.3101e+116 | 1.3363e+116 | 1.3631e+116 | 1.3903e+116 | 1.4181e+116 | 1.4465e+116 | 1.4754e+116 | 1.5049e+116 | 1.535e+116 | 1.5657e+116 | 1.597e+116 | 1.629e+116 | 1.6616e+116 | 1.6948e+116 | 1.7287e+116 | 1.7633e+116 | 1.7985e+116 | 1.8345e+116 | 1.8712e+116 | 1.9086e+116 | 1.9468e+116 | 1.9857e+116 | 2.0254e+116 | 2.0659e+116 | 2.1073e+116 | 2.1494e+116 | 2.1924e+116 | 2.2362e+116 | 2.281e+116 | 2.3266e+116 | 2.3731e+116 | 2.4206e+116 | 2.469e+116 | 2.5184e+116 | 2.5687e+116 | 2.6201e+116 | 2.6725e+116 | 2.726e+116 | 2.7805e+116 | 2.8361e+116 | 2.8928e+116 | 2.9507e+116 | 3.0097e+116 | 3.0699e+116 | 3.1313e+116 | 3.1939e+116 | 3.2578e+116 | 3.3229e+116 | 3.3894e+116 | 3.4572e+116 | 3.5263e+116 | 3.5968e+116 | 3.6688e+116 | 3.7422e+116 | 3.817e+116 | 3.8933e+116 | 3.9712e+116 | 4.0506e+116 | 4.1316e+116 | 4.2143e+116 | 4.2986e+116 | 4.3845e+116 | 4.4722e+116 | 4.5617e+116 | 4.6529e+116 | 4.746e+116 | 4.8409e+116 | 4.9377e+116 | 5.0364e+116 | 5.1372e+116 | 5.2399e+116 | 5.3447e+116 | 5.4516e+116 | 5.5606e+116 | 5.6719e+116 | 5.7853e+116 | 5.901e+116 | 6.019e+116 | 6.1394e+116 | 6.2622e+116 | 6.3874e+116 | 6.5152e+116 | 6.6455e+116 | 6.7784e+116 | 6.914e+116 | 7.0522e+116 | 7.1933e+116 | 7.3371e+116 | 7.4839e+116 | 7.6336e+116 | 7.7862e+116 | 7.942e+116 | 8.1008e+116 | 8.2628e+116 | 8.4281e+116 | 8.5966e+116 | 8.7686e+116 | 8.9439e+116 | 9.1228e+116 | 9.3053e+116 | 9.4914e+116 | 9.6812e+116 | 9.8748e+116 | 1.0072e+117 | 1.0274e+117 | 1.0479e+117 | 1.0689e+117 | 1.0903e+117 | 1.1121e+117 | 1.1343e+117 | 1.157e+117 | 1.1801e+117 | 1.2037e+117 | 1.2278e+117 | 1.2524e+117 | 1.2774e+117 | 1.303e+117 | 1.329e+117 | 1.3556e+117 | 1.3827e+117 | 1.4104e+117 | 1.4386e+117 | 1.4673e+117 | 1.4967e+117 | 1.5266e+117 | 1.5572e+117 | 1.5883e+117 | 1.6201e+117 | 1.6525e+117 | 1.6855e+117 | 1.7192e+117 | 1.7536e+117 | 1.7887e+117 | 1.8245e+117 | 1.861e+117 | 1.8982e+117 | 1.9361e+117 | 1.9749e+117 | 2.0144e+117 | 2.0546e+117 | 2.0957e+117 | 2.1376e+117 | 2.1804e+117 | 2.224e+117 | 2.2685e+117 | 2.3139e+117 | 2.3601e+117 | 2.4073e+117 | 2.4555e+117 | 2.5046e+117 | 2.5547e+117 | 2.6058e+117 | 2.6579e+117 | 2.7111e+117 | 2.7653e+117 | 2.8206e+117 | 2.877e+117 | 2.9345e+117 | 2.9932e+117 | 3.0531e+117 | 3.1142e+117 | 3.1764e+117 | 3.24e+117 | 3.3048e+117 | 3.3709e+117 | 3.4383e+117 | 3.507e+117 | 3.5772e+117 | 3.6487e+117 | 3.7217e+117 | 3.7961e+117 | 3.8721e+117 | 3.9495e+117 | 4.0285e+117 | 4.1091e+117 | 4.1912e+117 | 4.2751e+117 | 4.3606e+117 | 4.4478e+117 | 4.5367e+117 | 4.6275e+117 | 4.72e+117 | 4.8144e+117 | 4.9107e+117 | 5.0089e+117 | 5.1091e+117 | 5.2113e+117 | 5.3155e+117 | 5.4218e+117 | 5.5302e+117 | 5.6409e+117 | 5.7537e+117 | 5.8687e+117 | 5.9861e+117 | 6.1058e+117 | 6.228e+117 | 6.3525e+117 | 6.4796e+117 | 6.6092e+117 | 6.7413e+117 | 6.8762e+117 | 7.0137e+117 | 7.154e+117 | 7.297e+117 | 7.443e+117 | 7.5918e+117 | 7.7437e+117 | 7.8986e+117 | 8.0565e+117 | 8.2177e+117 | 8.382e+117 | 8.5496e+117 | 8.7206e+117 | 8.8951e+117 | 9.073e+117 | 9.2544e+117 | 9.4395e+117 | 9.6283e+117 | 9.8209e+117 | 1.0017e+118 | 1.0218e+118 | 1.0422e+118 | 1.063e+118 | 1.0843e+118 | 1.106e+118 | 1.1281e+118 | 1.1507e+118 | 1.1737e+118 | 1.1972e+118 | 1.2211e+118 | 1.2455e+118 | 1.2704e+118 | 1.2958e+118 | 1.3218e+118 | 1.3482e+118 | 1.3752e+118 | 1.4027e+118 | 1.4307e+118 | 1.4593e+118 | 1.4885e+118 | 1.5183e+118 | 1.5487e+118 | 1.5796e+118 | 1.6112e+118 | 1.6434e+118 | 1.6763e+118 | 1.7098e+118 | 1.744e+118 | 1.7789e+118 | 1.8145e+118 | 1.8508e+118 | 1.8878e+118 | 1.9256e+118 | 1.9641e+118 | 2.0033e+118 | 2.0434e+118 | 2.0843e+118 | 2.126e+118 | 2.1685e+118 | 2.2119e+118 | 2.2561e+118 | 2.3012e+118 | 2.3472e+118 | 2.3942e+118 | 2.4421e+118 | 2.4909e+118 | 2.5407e+118 | 2.5915e+118 | 2.6434e+118 | 2.6962e+118 | 2.7502e+118 | 2.8052e+118 | 2.8613e+118 | 2.9185e+118 | 2.9769e+118 | 3.0364e+118 | 3.0971e+118 | 3.1591e+118 | 3.2223e+118 | 3.2867e+118 | 3.3524e+118 | 3.4195e+118 | 3.4879e+118 | 3.5576e+118 | 3.6288e+118 | 3.7014e+118 | 3.7754e+118 | 3.8509e+118 | 3.9279e+118 | 4.0065e+118 | 4.0866e+118 | 4.1683e+118 | 4.2517e+118 | 4.3367e+118 | 4.4235e+118 | 4.5119e+118 | 4.6022e+118 | 4.6942e+118 | 4.7881e+118 | 4.8839e+118 | 4.9815e+118 | 5.0812e+118 | 5.1828e+118 | 5.2865e+118 | 5.3922e+118 | 5.5e+118 | 5.61e+118 | 5.7222e+118 | 5.8367e+118 | 5.9534e+118 | 6.0725e+118 | 6.1939e+118 | 6.3178e+118 | 6.4442e+118 | 6.573e+118 | 6.7045e+118 | 6.8386e+118 | 6.9754e+118 | 7.1149e+118 | 7.2572e+118 | 7.4023e+118 | 7.5504e+118 | 7.7014e+118 | 7.8554e+118 | 8.0125e+118 | 8.1727e+118 | 8.3362e+118 | 8.5029e+118 | 8.673e+118 | 8.8464e+118 | 9.0234e+118 | 9.2038e+118 | 9.3879e+118 | 9.5757e+118 | 9.7672e+118 | 9.9625e+118 | 1.0162e+119 | 1.0365e+119 | 1.0572e+119 | 1.0784e+119 | 1.0999e+119 | 1.1219e+119 | 1.1444e+119 | 1.1673e+119 | 1.1906e+119 | 1.2144e+119 | 1.2387e+119 | 1.2635e+119 | 1.2888e+119 | 1.3145e+119 | 1.3408e+119 | 1.3676e+119 | 1.395e+119 | 1.4229e+119 | 1.4514e+119 | 1.4804e+119 | 1.51e+119 | 1.5402e+119 | 1.571e+119 | 1.6024e+119 | 1.6345e+119 | 1.6671e+119 | 1.7005e+119 | 1.7345e+119 | 1.7692e+119 | 1.8046e+119 | 1.8407e+119 | 1.8775e+119 | 1.915e+119 | 1.9533e+119 | 1.9924e+119 | 2.0322e+119 | 2.0729e+119 | 2.1143e+119 | 2.1566e+119 | 2.1998e+119 | 2.2438e+119 | 2.2886e+119 | 2.3344e+119 | 2.3811e+119 | 2.4287e+119 | 2.4773e+119 | 2.5268e+119 | 2.5774e+119 | 2.6289e+119 | 2.6815e+119 | 2.7351e+119 | 2.7898e+119 | 2.8456e+119 | 2.9025e+119 | 2.9606e+119 | 3.0198e+119 | 3.0802e+119 | 3.1418e+119 | 3.2046e+119 | 3.2687e+119 | 3.3341e+119 | 3.4008e+119 | 3.4688e+119 | 3.5382e+119 | 3.6089e+119 | 3.6811e+119 | 3.7548e+119 | 3.8298e+119 | 3.9064e+119 | 3.9846e+119 | 4.0643e+119 | 4.1455e+119 | 4.2285e+119 | 4.313e+119 | 4.3993e+119 | 4.4873e+119 | 4.577e+119 | 4.6686e+119 | 4.7619e+119 | 4.8572e+119 | 4.9543e+119 | 5.0534e+119 | 5.1545e+119 | 5.2576e+119 | 5.3627e+119 | 5.47e+119 | 5.5794e+119 | 5.6909e+119 | 5.8048e+119 | 5.9209e+119 | 6.0393e+119 | 6.1601e+119 | 6.2833e+119 | 6.4089e+119 | 6.5371e+119 | 6.6679e+119 | 6.8012e+119 | 6.9372e+119 | 7.076e+119 | 7.2175e+119 | 7.3619e+119 | 7.5091e+119 | 7.6593e+119 | 7.8125e+119 | 7.9687e+119 | 8.1281e+119 | 8.2906e+119 | 8.4565e+119 | 8.6256e+119 | 8.7981e+119 | 8.9741e+119 | 9.1535e+119 | 9.3366e+119 | 9.5233e+119 | 9.7138e+119 | 9.9081e+119 | 1.0106e+120 | 1.0308e+120 | 1.0515e+120 | 1.0725e+120 | 1.0939e+120 | 1.1158e+120 | 1.1381e+120 | 1.1609e+120 | 1.1841e+120 | 1.2078e+120 | 1.2319e+120 | 1.2566e+120 | 1.2817e+120 | 1.3074e+120 | 1.3335e+120 | 1.3602e+120 | 1.3874e+120 | 1.4151e+120 | 1.4434e+120 | 1.4723e+120 | 1.5017e+120 | 1.5318e+120 | 1.5624e+120 | 1.5937e+120 | 1.6255e+120 | 1.658e+120 | 1.6912e+120 | 1.725e+120 | 1.7595e+120 | 1.7947e+120 | 1.8306e+120 | 1.8672e+120 | 1.9046e+120 | 1.9427e+120 | 1.9815e+120 | 2.0211e+120 | 2.0616e+120 | 2.1028e+120 | 2.1448e+120 | 2.1877e+120 | 2.2315e+120 | 2.2761e+120 | 2.3217e+120 | 2.3681e+120 | 2.4154e+120 | 2.4638e+120 | 2.513e+120 | 2.5633e+120 | 2.6146e+120 | 2.6668e+120 | 2.7202e+120 | 2.7746e+120 | 2.8301e+120 | 2.8867e+120 | 2.9444e+120 | 3.0033e+120 | 3.0634e+120 | 3.1246e+120 | 3.1871e+120 | 3.2509e+120 | 3.3159e+120 | 3.3822e+120 | 3.4499e+120 | 3.5188e+120 | 3.5892e+120 | 3.661e+120 | 3.7342e+120 | 3.8089e+120 | 3.8851e+120 | 3.9628e+120 | 4.0421e+120 | 4.1229e+120 | 4.2053e+120 | 4.2895e+120 | 4.3752e+120 | 4.4628e+120 | 4.552e+120 | 4.643e+120 | 4.7359e+120 | 4.8306e+120 | 4.9272e+120 | 5.0258e+120 | 5.1263e+120 | 5.2288e+120 | 5.3334e+120 | 5.4401e+120 | 5.5489e+120 | 5.6598e+120 | 5.773e+120 | 5.8885e+120 | 6.0063e+120 | 6.1264e+120 | 6.2489e+120 | 6.3739e+120 | 6.5014e+120 | 6.6314e+120 | 6.764e+120 | 6.8993e+120 | 7.0373e+120 | 7.1781e+120 | 7.3216e+120 | 7.468e+120 | 7.6174e+120 | 7.7698e+120 | 7.9252e+120 | 8.0837e+120 | 8.2453e+120 | 8.4102e+120 | 8.5784e+120 | 8.75e+120 | 8.925e+120 | 9.1035e+120 | 9.2856e+120 | 9.4713e+120 | 9.6607e+120 | 9.8539e+120 | 1.0051e+121 | 1.0252e+121 | 1.0457e+121 | 1.0666e+121 | 1.088e+121 | 1.1097e+121 | 1.1319e+121 | 1.1545e+121 | 1.1776e+121 | 1.2012e+121 | 1.2252e+121 | 1.2497e+121 | 1.2747e+121 | 1.3002e+121 | 1.3262e+121 | 1.3527e+121 | 1.3798e+121 | 1.4074e+121 | 1.4355e+121 | 1.4642e+121 | 1.4935e+121 | 1.5234e+121 | 1.5539e+121 | 1.5849e+121 | 1.6166e+121 | 1.649e+121 | 1.682e+121 | 1.7156e+121 | 1.7499e+121 | 1.7849e+121 | 1.8206e+121 | 1.857e+121 | 1.8942e+121 | 1.932e+121 | 1.9707e+121 | 2.0101e+121 | 2.0503e+121 | 2.0913e+121 | 2.1331e+121 | 2.1758e+121 | 2.2193e+121 | 2.2637e+121 | 2.309e+121 | 2.3551e+121 | 2.4022e+121 | 2.4503e+121 | 2.4993e+121 | 2.5493e+121 | 2.6003e+121 | 2.6523e+121 | 2.7053e+121 | 2.7594e+121 | 2.8146e+121 | 2.8709e+121 | 2.9283e+121 | 2.9869e+121 | 3.0466e+121 | 3.1076e+121 | 3.1697e+121 | 3.2331e+121 | 3.2978e+121 | 3.3637e+121 | 3.431e+121 | 3.4996e+121 | 3.5696e+121 | 3.641e+121 | 3.7138e+121 | 3.7881e+121 | 3.8639e+121 | 3.9411e+121 | 4.02e+121 | 4.1004e+121 | 4.1824e+121 | 4.266e+121 | 4.3513e+121 | 4.4384e+121 | 4.5271e+121 | 4.6177e+121 | 4.71e+121 | 4.8042e+121 | 4.9003e+121 | 4.9983e+121 | 5.0983e+121 | 5.2002e+121 | 5.3043e+121 | 5.4103e+121 | 5.5185e+121 | 5.6289e+121 | 5.7415e+121 | 5.8563e+121 | 5.9734e+121 | 6.0929e+121 | 6.2148e+121 | 6.3391e+121 | 6.4659e+121 | 6.5952e+121 | 6.7271e+121 | 6.8616e+121 | 6.9988e+121 | 7.1388e+121 | 7.2816e+121 | 7.4272e+121 | 7.5758e+121 | 7.7273e+121 | 7.8818e+121 | 8.0395e+121 | 8.2003e+121 | 8.3643e+121 | 8.5316e+121 | 8.7022e+121 | 8.8762e+121 | 9.0538e+121 | 9.2348e+121 | 9.4195e+121 | 9.6079e+121 | 9.8001e+121 | 9.9961e+121 | 1.0196e+122 | 1.04e+122 | 1.0608e+122 | 1.082e+122 | 1.1036e+122 | 1.1257e+122 | 1.1482e+122 | 1.1712e+122 | 1.1946e+122 | 1.2185e+122 | 1.2429e+122 | 1.2677e+122 | 1.2931e+122 | 1.319e+122 | 1.3453e+122 | 1.3722e+122 | 1.3997e+122 | 1.4277e+122 | 1.4562e+122 | 1.4854e+122 | 1.5151e+122 | 1.5454e+122 | 1.5763e+122 | 1.6078e+122 | 1.64e+122 | 1.6728e+122 | 1.7062e+122 | 1.7403e+122 | 1.7751e+122 | 1.8107e+122 | 1.8469e+122 | 1.8838e+122 | 1.9215e+122 | 1.9599e+122 | 1.9991e+122 | 2.0391e+122 | 2.0799e+122 | 2.1215e+122 | 2.1639e+122 | 2.2072e+122 | 2.2513e+122 | 2.2963e+122 | 2.3423e+122 | 2.3891e+122 | 2.4369e+122 | 2.4856e+122 | 2.5353e+122 | 2.5861e+122 | 2.6378e+122 | 2.6905e+122 | 2.7443e+122 | 2.7992e+122 | 2.8552e+122 | 2.9123e+122 | 2.9706e+122 | 3.03e+122 | 3.0906e+122 | 3.1524e+122 | 3.2154e+122 | 3.2797e+122 | 3.3453e+122 | 3.4122e+122 | 3.4805e+122 | 3.5501e+122 | 3.6211e+122 | 3.6935e+122 | 3.7674e+122 | 3.8427e+122 | 3.9196e+122 | 3.998e+122 | 4.0779e+122 | 4.1595e+122 | 4.2427e+122 | 4.3276e+122 | 4.4141e+122 | 4.5024e+122 | 4.5924e+122 | 4.6843e+122 | 4.778e+122 | 4.8735e+122 | 4.971e+122 | 5.0704e+122 | 5.1718e+122 | 5.2753e+122 | 5.3808e+122 | 5.4884e+122 | 5.5981e+122 | 5.7101e+122 | 5.8243e+122 | 5.9408e+122 | 6.0596e+122 | 6.1808e+122 | 6.3044e+122 | 6.4305e+122 | 6.5591e+122 | 6.6903e+122 | 6.8241e+122 | 6.9606e+122 | 7.0998e+122 | 7.2418e+122 | 7.3866e+122 | 7.5344e+122 | 7.6851e+122 | 7.8388e+122 | 7.9955e+122 | 8.1554e+122 | 8.3186e+122 | 8.4849e+122 | 8.6546e+122 | 8.8277e+122 | 9.0043e+122 | 9.1844e+122 | 9.368e+122 | 9.5554e+122 | 9.7465e+122 | 9.9414e+122 | 1.014e+123 | 1.0343e+123 | 1.055e+123 | 1.0761e+123 | 1.0976e+123 | 1.1196e+123 | 1.142e+123 | 1.1648e+123 | 1.1881e+123 | 1.2119e+123 | 1.2361e+123 | 1.2608e+123 | 1.286e+123 | 1.3118e+123 | 1.338e+123 | 1.3647e+123 | 1.392e+123 | 1.4199e+123 | 1.4483e+123 | 1.4772e+123 | 1.5068e+123 | 1.5369e+123 | 1.5677e+123 | 1.599e+123 | 1.631e+123 | 1.6636e+123 | 1.6969e+123 | 1.7308e+123 | 1.7654e+123 | 1.8008e+123 | 1.8368e+123 | 1.8735e+123 | 1.911e+123 | 1.9492e+123 | 1.9882e+123 | 2.0279e+123 | 2.0685e+123 | 2.1099e+123 | 2.1521e+123 | 2.1951e+123 | 2.239e+123 | 2.2838e+123 | 2.3295e+123 | 2.3761e+123 | 2.4236e+123 | 2.4721e+123 | 2.5215e+123 | 2.5719e+123 | 2.6234e+123 | 2.6758e+123 | 2.7293e+123 | 2.7839e+123 | 2.8396e+123 | 2.8964e+123 | 2.9543e+123 | 3.0134e+123 | 3.0737e+123 | 3.1352e+123 | 3.1979e+123 | 3.2618e+123 | 3.3271e+123 | 3.3936e+123 | 3.4615e+123 | 3.5307e+123 | 3.6013e+123 | 3.6733e+123 | 3.7468e+123 | 3.8217e+123 | 3.8982e+123 | 3.9761e+123 | 4.0557e+123 | 4.1368e+123 | 4.2195e+123 | 4.3039e+123 | 4.39e+123 | 4.4778e+123 | 4.5673e+123 | 4.6587e+123 | 4.7519e+123 | 4.8469e+123 | 4.9438e+123 | 5.0427e+123 | 5.1436e+123 | 5.2464e+123 | 5.3514e+123 | 5.4584e+123 | 5.5676e+123 | 5.6789e+123 | 5.7925e+123 | 5.9083e+123 | 6.0265e+123 | 6.147e+123 | 6.27e+123 | 6.3954e+123 | 6.5233e+123 | 6.6537e+123 | 6.7868e+123 | 6.9226e+123 | 7.061e+123 | 7.2022e+123 | 7.3463e+123 | 7.4932e+123 | 7.6431e+123 | 7.7959e+123 | 7.9518e+123 | 8.1109e+123 | 8.2731e+123 | 8.4386e+123 | 8.6073e+123 | 8.7795e+123 | 8.9551e+123 | 9.1342e+123 | 9.3168e+123 | 9.5032e+123 | 9.6932e+123 | 9.8871e+123 | 1.0085e+124 | 1.0287e+124 | 1.0492e+124 | 1.0702e+124 | 1.0916e+124 | 1.1134e+124 | 1.1357e+124 | 1.1584e+124 | 1.1816e+124 | 1.2052e+124 | 1.2293e+124 | 1.2539e+124 | 1.279e+124 | 1.3046e+124 | 1.3307e+124 | 1.3573e+124 | 1.3844e+124 | 1.4121e+124 | 1.4404e+124 | 1.4692e+124 | 1.4986e+124 | 1.5285e+124 | 1.5591e+124 | 1.5903e+124 | 1.6221e+124 | 1.6545e+124 | 1.6876e+124 | 1.7214e+124 | 1.7558e+124 | 1.7909e+124 | 1.8267e+124 | 1.8633e+124 | 1.9005e+124 | 1.9385e+124 | 1.9773e+124 | 2.0169e+124 | 2.0572e+124 | 2.0983e+124 | 2.1403e+124 | 2.1831e+124 | 2.2268e+124 | 2.2713e+124 | 2.3167e+124 | 2.3631e+124 | 2.4103e+124 | 2.4585e+124 | 2.5077e+124 | 2.5579e+124 | 2.609e+124 | 2.6612e+124 | 2.7144e+124 | 2.7687e+124 | 2.8241e+124 | 2.8806e+124 | 2.9382e+124 | 2.9969e+124 | 3.0569e+124 | 3.118e+124 | 3.1804e+124 | 3.244e+124 | 3.3089e+124 | 3.375e+124 | 3.4425e+124 | 3.5114e+124 | 3.5816e+124 | 3.6533e+124 | 3.7263e+124 | 3.8009e+124 | 3.8769e+124 | 3.9544e+124 | 4.0335e+124 | 4.1142e+124 | 4.1964e+124 | 4.2804e+124 | 4.366e+124 | 4.4533e+124 | 4.5424e+124 | 4.6332e+124 | 4.7259e+124 | 4.8204e+124 | 4.9168e+124 | 5.0151e+124 | 5.1154e+124 | 5.2178e+124 | 5.3221e+124 | 5.4286e+124 | 5.5371e+124 | 5.6479e+124 | 5.7608e+124 | 5.876e+124 | 5.9936e+124 | 6.1134e+124 | 6.2357e+124 | 6.3604e+124 | 6.4876e+124 | 6.6174e+124 | 6.7497e+124 | 6.8847e+124 | 7.0224e+124 | 7.1629e+124 | 7.3061e+124 | 7.4522e+124 | 7.6013e+124 | 7.7533e+124 | 7.9084e+124 | 8.0665e+124 | 8.2279e+124 | 8.3924e+124 | 8.5603e+124 | 8.7315e+124 | 8.9061e+124 | 9.0842e+124 | 9.2659e+124 | 9.4512e+124 | 9.6403e+124 | 9.8331e+124 | 1.003e+125 | 1.023e+125 | 1.0435e+125 | 1.0644e+125 | 1.0857e+125 | 1.1074e+125 | 1.1295e+125 | 1.1521e+125 | 1.1751e+125 | 1.1986e+125 | 1.2226e+125 | 1.2471e+125 | 1.272e+125 | 1.2975e+125 | 1.3234e+125 | 1.3499e+125 | 1.3769e+125 | 1.4044e+125 | 1.4325e+125 | 1.4611e+125 | 1.4904e+125 | 1.5202e+125 | 1.5506e+125 | 1.5816e+125 | 1.6132e+125 | 1.6455e+125 | 1.6784e+125 | 1.712e+125 | 1.7462e+125 | 1.7811e+125 | 1.8167e+125 | 1.8531e+125 | 1.8901e+125 | 1.9279e+125 | 1.9665e+125 | 2.0058e+125 | 2.046e+125 | 2.0869e+125 | 2.1286e+125 | 2.1712e+125 | 2.2146e+125 | 2.2589e+125 | 2.3041e+125 | 2.3502e+125 | 2.3972e+125 | 2.4451e+125 | 2.494e+125 | 2.5439e+125 | 2.5948e+125 | 2.6467e+125 | 2.6996e+125 | 2.7536e+125 | 2.8087e+125 | 2.8648e+125 | 2.9221e+125 | 2.9806e+125 | 3.0402e+125 | 3.101e+125 | 3.163e+125 | 3.2263e+125 | 3.2908e+125 | 3.3566e+125 | 3.4237e+125 | 3.4922e+125 | 3.5621e+125 | 3.6333e+125 | 3.706e+125 | 3.7801e+125 | 3.8557e+125 | 3.9328e+125 | 4.0115e+125 | 4.0917e+125 | 4.1735e+125 | 4.257e+125 | 4.3421e+125 | 4.429e+125 | 4.5175e+125 | 4.6079e+125 | 4.7001e+125 | 4.7941e+125 | 4.8899e+125 | 4.9877e+125 | 5.0875e+125 | 5.1892e+125 | 5.293e+125 | 5.3989e+125 | 5.5069e+125 | 5.617e+125 | 5.7293e+125 | 5.8439e+125 | 5.9608e+125 | 6.08e+125 | 6.2016e+125 | 6.3257e+125 | 6.4522e+125 | 6.5812e+125 | 6.7128e+125 | 6.8471e+125 | 6.984e+125 | 7.1237e+125 | 7.2662e+125 | 7.4115e+125 | 7.5597e+125 | 7.7109e+125 | 7.8652e+125 | 8.0225e+125 | 8.1829e+125 | 8.3466e+125 | 8.5135e+125 | 8.6838e+125 | 8.8574e+125 | 9.0346e+125 | 9.2153e+125 | 9.3996e+125 | 9.5876e+125 | 9.7793e+125 | 9.9749e+125 | 1.0174e+126 | 1.0378e+126 | 1.0585e+126 | 1.0797e+126 | 1.1013e+126 | 1.1233e+126 | 1.1458e+126 | 1.1687e+126 | 1.1921e+126 | 1.2159e+126 | 1.2403e+126 | 1.2651e+126 | 1.2904e+126 | 1.3162e+126 | 1.3425e+126 | 1.3693e+126 | 1.3967e+126 | 1.4247e+126 | 1.4532e+126 | 1.4822e+126 | 1.5119e+126 | 1.5421e+126 | 1.5729e+126 | 1.6044e+126 | 1.6365e+126 | 1.6692e+126 | 1.7026e+126 | 1.7367e+126 | 1.7714e+126 | 1.8068e+126 | 1.843e+126 | 1.8798e+126 | 1.9174e+126 | 1.9558e+126 | 1.9949e+126 | 2.0348e+126 | 2.0755e+126 | 2.117e+126 | 2.1593e+126 | 2.2025e+126 | 2.2466e+126 | 2.2915e+126 | 2.3373e+126 | 2.3841e+126 | 2.4317e+126 | 2.4804e+126 | 2.53e+126 | 2.5806e+126 | 2.6322e+126 | 2.6848e+126 | 2.7385e+126 | 2.7933e+126 | 2.8492e+126 | 2.9062e+126 | 2.9643e+126 | 3.0236e+126 | 3.084e+126 | 3.1457e+126 | 3.2086e+126 | 3.2728e+126 | 3.3383e+126 | 3.405e+126 | 3.4731e+126 | 3.5426e+126 | 3.6134e+126 | 3.6857e+126 | 3.7594e+126 | 3.8346e+126 | 3.9113e+126 | 3.9895e+126 | 4.0693e+126 | 4.1507e+126 | 4.2337e+126 | 4.3184e+126 | 4.4048e+126 | 4.4929e+126 | 4.5827e+126 | 4.6744e+126 | 4.7679e+126 | 4.8632e+126 | 4.9605e+126 | 5.0597e+126 | 5.1609e+126 | 5.2641e+126 | 5.3694e+126 | 5.4768e+126 | 5.5863e+126 | 5.698e+126 | 5.812e+126 | 5.9282e+126 | 6.0468e+126 | 6.1677e+126 | 6.2911e+126 | 6.4169e+126 | 6.5452e+126 | 6.6761e+126 | 6.8097e+126 | 6.9459e+126 | 7.0848e+126 | 7.2265e+126 | 7.371e+126 | 7.5184e+126 | 7.6688e+126 | 7.8222e+126 | 7.9786e+126 | 8.1382e+126 | 8.301e+126 | 8.467e+126 | 8.6363e+126 | 8.809e+126 | 8.9852e+126 | 9.1649e+126 | 9.3482e+126 | 9.5352e+126 | 9.7259e+126 | 9.9204e+126 | 1.0119e+127 | 1.0321e+127 | 1.0528e+127 | 1.0738e+127 | 1.0953e+127 | 1.1172e+127 | 1.1395e+127 | 1.1623e+127 | 1.1856e+127 | 1.2093e+127 | 1.2335e+127 | 1.2581e+127 | 1.2833e+127 | 1.309e+127 | 1.3352e+127 | 1.3619e+127 | 1.3891e+127 | 1.4169e+127 | 1.4452e+127 | 1.4741e+127 | 1.5036e+127 | 1.5337e+127 | 1.5643e+127 | 1.5956e+127 | 1.6275e+127 | 1.6601e+127 | 1.6933e+127 | 1.7272e+127 | 1.7617e+127 | 1.7969e+127 | 1.8329e+127 | 1.8695e+127 | 1.9069e+127 | 1.9451e+127 | 1.984e+127 | 2.0237e+127 | 2.0641e+127 | 2.1054e+127 | 2.1475e+127 | 2.1905e+127 | 2.2343e+127 | 2.279e+127 | 2.3245e+127 | 2.371e+127 | 2.4184e+127 | 2.4668e+127 | 2.5162e+127 | 2.5665e+127 | 2.6178e+127 | 2.6702e+127 | 2.7236e+127 | 2.778e+127 | 2.8336e+127 | 2.8903e+127 | 2.9481e+127 | 3.007e+127 | 3.0672e+127 | 3.1285e+127 | 3.1911e+127 | 3.2549e+127 | 3.32e+127 | 3.3864e+127 | 3.4541e+127 | 3.5232e+127 | 3.5937e+127 | 3.6656e+127 | 3.7389e+127 | 3.8137e+127 | 3.8899e+127 | 3.9677e+127 | 4.0471e+127 | 4.128e+127 | 4.2106e+127 | 4.2948e+127 | 4.3807e+127 | 4.4683e+127 | 4.5577e+127 | 4.6488e+127 | 4.7418e+127 | 4.8366e+127 | 4.9334e+127 | 5.032e+127 | 5.1327e+127 | 5.2353e+127 | 5.34e+127 | 5.4468e+127 | 5.5558e+127 | 5.6669e+127 | 5.7802e+127 | 5.8958e+127 | 6.0137e+127 | 6.134e+127 | 6.2567e+127 | 6.3818e+127 | 6.5095e+127 | 6.6397e+127 | 6.7725e+127 | 6.9079e+127 | 7.0461e+127 | 7.187e+127 | 7.3307e+127 | 7.4773e+127 | 7.6269e+127 | 7.7794e+127 | 7.935e+127 | 8.0937e+127 | 8.2556e+127 | 8.4207e+127 | 8.5891e+127 | 8.7609e+127 | 8.9361e+127 | 9.1148e+127 | 9.2971e+127 | 9.4831e+127 | 9.6727e+127 | 9.8662e+127 | 1.0064e+128 | 1.0265e+128 | 1.047e+128 | 1.0679e+128 | 1.0893e+128 | 1.1111e+128 | 1.1333e+128 | 1.156e+128 | 1.1791e+128 | 1.2027e+128 | 1.2267e+128 | 1.2513e+128 | 1.2763e+128 | 1.3018e+128 | 1.3279e+128 | 1.3544e+128 | 1.3815e+128 | 1.4091e+128 | 1.4373e+128 | 1.4661e+128 | 1.4954e+128 | 1.5253e+128 | 1.5558e+128 | 1.5869e+128 | 1.6187e+128 | 1.651e+128 | 1.684e+128 | 1.7177e+128 | 1.7521e+128 | 1.7871e+128 | 1.8229e+128 | 1.8593e+128 | 1.8965e+128 | 1.9344e+128 | 1.9731e+128 | 2.0126e+128 | 2.0528e+128 | 2.0939e+128 | 2.1358e+128 | 2.1785e+128 | 2.2221e+128 | 2.2665e+128 | 2.3118e+128 | 2.3581e+128 | 2.4052e+128 | 2.4533e+128 | 2.5024e+128 | 2.5525e+128 | 2.6035e+128 | 2.6556e+128 | 2.7087e+128 | 2.7629e+128 | 2.8181e+128 | 2.8745e+128 | 2.932e+128 | 2.9906e+128 | 3.0504e+128 | 3.1114e+128 | 3.1737e+128 | 3.2371e+128 | 3.3019e+128 | 3.3679e+128 | 3.4353e+128 | 3.504e+128 | 3.574e+128 | 3.6455e+128 | 3.7184e+128 | 3.7928e+128 | 3.8687e+128 | 3.946e+128 | 4.025e+128 | 4.1055e+128 | 4.1876e+128 | 4.2713e+128 | 4.3567e+128 | 4.4439e+128 | 4.5328e+128 | 4.6234e+128 | 4.7159e+128 | 4.8102e+128 | 4.9064e+128 | 5.0045e+128 | 5.1046e+128 | 5.2067e+128 | 5.3108e+128 | 5.4171e+128 | 5.5254e+128 | 5.6359e+128 | 5.7486e+128 | 5.8636e+128 | 5.9809e+128 | 6.1005e+128 | 6.2225e+128 | 6.347e+128 | 6.4739e+128 | 6.6034e+128 | 6.7354e+128 | 6.8701e+128 | 7.0076e+128 | 7.1477e+128 | 7.2907e+128 | 7.4365e+128 | 7.5852e+128 | 7.7369e+128 | 7.8916e+128 | 8.0495e+128 | 8.2105e+128 | 8.3747e+128 | 8.5422e+128 | 8.713e+128 | 8.8873e+128 | 9.065e+128 | 9.2463e+128 | 9.4312e+128 | 9.6199e+128 | 9.8123e+128 | 1.0009e+129 | 1.0209e+129 | 1.0413e+129 | 1.0621e+129 | 1.0834e+129 | 1.105e+129 | 1.1271e+129 | 1.1497e+129 | 1.1727e+129 | 1.1961e+129 | 1.22e+129 | 1.2444e+129 | 1.2693e+129 | 1.2947e+129 | 1.3206e+129 | 1.347e+129 | 1.374e+129 | 1.4014e+129 | 1.4295e+129 | 1.4581e+129 | 1.4872e+129 | 1.517e+129 | 1.5473e+129 | 1.5782e+129 | 1.6098e+129 | 1.642e+129 | 1.6748e+129 | 1.7083e+129 | 1.7425e+129 | 1.7774e+129 | 1.8129e+129 | 1.8492e+129 | 1.8861e+129 | 1.9239e+129 | 1.9623e+129 | 2.0016e+129 | 2.0416e+129 | 2.0825e+129 | 2.1241e+129 | 2.1666e+129 | 2.2099e+129 | 2.2541e+129 | 2.2992e+129 | 2.3452e+129 | 2.3921e+129 | 2.4399e+129 | 2.4887e+129 | 2.5385e+129 | 2.5893e+129 | 2.6411e+129 | 2.6939e+129 | 2.7478e+129 | 2.8027e+129 | 2.8588e+129 | 2.9159e+129 | 2.9743e+129 | 3.0337e+129 | 3.0944e+129 | 3.1563e+129 | 3.2194e+129 | 3.2838e+129 | 3.3495e+129 | 3.4165e+129 | 3.4848e+129 | 3.5545e+129 | 3.6256e+129 | 3.6981e+129 | 3.7721e+129 | 3.8475e+129 | 3.9245e+129 | 4.003e+129 | 4.083e+129 | 4.1647e+129 | 4.248e+129 | 4.3329e+129 | 4.4196e+129 | 4.508e+129 | 4.5981e+129 | 4.6901e+129 | 4.7839e+129 | 4.8796e+129 | 4.9772e+129 | 5.0767e+129 | 5.1783e+129 | 5.2818e+129 | 5.3875e+129 | 5.4952e+129 | 5.6051e+129 | 5.7172e+129 | 5.8316e+129 | 5.9482e+129 | 6.0672e+129 | 6.1885e+129 | 6.3123e+129 | 6.4385e+129 | 6.5673e+129 | 6.6986e+129 | 6.8326e+129 | 6.9693e+129 | 7.1086e+129 | 7.2508e+129 | 7.3958e+129 | 7.5437e+129 | 7.6946e+129 | 7.8485e+129 | 8.0055e+129 | 8.1656e+129 | 8.3289e+129 | 8.4955e+129 | 8.6654e+129 | 8.8387e+129 | 9.0155e+129 | 9.1958e+129 | 9.3797e+129 | 9.5673e+129 | 9.7586e+129 | 9.9538e+129 | 1.0153e+130 | 1.0356e+130 | 1.0563e+130 | 1.0774e+130 | 1.099e+130 | 1.121e+130 | 1.1434e+130 | 1.1662e+130 | 1.1896e+130 | 1.2134e+130 | 1.2376e+130 | 1.2624e+130 | 1.2876e+130 | 1.3134e+130 | 1.3397e+130 | 1.3664e+130 | 1.3938e+130 | 1.4216e+130 | 1.4501e+130 | 1.4791e+130 | 1.5087e+130 | 1.5388e+130 | 1.5696e+130 | 1.601e+130 | 1.633e+130 | 1.6657e+130 | 1.699e+130 | 1.733e+130 | 1.7676e+130 | 1.803e+130 | 1.8391e+130 | 1.8758e+130 | 1.9134e+130 | 1.9516e+130 | 1.9907e+130 | 2.0305e+130 | 2.0711e+130 | 2.1125e+130 | 2.1547e+130 | 2.1978e+130 | 2.2418e+130 | 2.2866e+130 | 2.3324e+130 | 2.379e+130 | 2.4266e+130 | 2.4751e+130 | 2.5246e+130 | 2.5751e+130 | 2.6266e+130 | 2.6792e+130 | 2.7327e+130 | 2.7874e+130 | 2.8431e+130 | 2.9e+130 | 2.958e+130 | 3.0172e+130 | 3.0775e+130 | 3.1391e+130 | 3.2018e+130 | 3.2659e+130 | 3.3312e+130 | 3.3978e+130 | 3.4658e+130 | 3.5351e+130 | 3.6058e+130 | 3.6779e+130 | 3.7515e+130 | 3.8265e+130 | 3.903e+130 | 3.9811e+130 | 4.0607e+130 | 4.1419e+130 | 4.2248e+130 | 4.3093e+130 | 4.3954e+130 | 4.4833e+130 | 4.573e+130 | 4.6645e+130 | 4.7578e+130 | 4.8529e+130 | 4.95e+130 | 5.049e+130 | 5.15e+130 | 5.253e+130 | 5.358e+130 | 5.4652e+130 | 5.5745e+130 | 5.686e+130 | 5.7997e+130 | 5.9157e+130 | 6.034e+130 | 6.1547e+130 | 6.2778e+130 | 6.4033e+130 | 6.5314e+130 | 6.662e+130 | 6.7953e+130 | 6.9312e+130 | 7.0698e+130 | 7.2112e+130 | 7.3554e+130 | 7.5025e+130 | 7.6526e+130 | 7.8056e+130 | 7.9617e+130 | 8.121e+130 | 8.2834e+130 | 8.449e+130 | 8.618e+130 | 8.7904e+130 | 8.9662e+130 | 9.1455e+130 | 9.3284e+130 | 9.515e+130 | 9.7053e+130 | 9.8994e+130 | 1.0097e+131 | 1.0299e+131 | 1.0505e+131 | 1.0715e+131 | 1.093e+131 | 1.1148e+131 | 1.1371e+131 | 1.1599e+131 | 1.1831e+131 | 1.2067e+131 | 1.2309e+131 | 1.2555e+131 | 1.2806e+131 | 1.3062e+131 | 1.3323e+131 | 1.359e+131 | 1.3862e+131 | 1.4139e+131 | 1.4422e+131 | 1.471e+131 | 1.5004e+131 | 1.5304e+131 | 1.561e+131 | 1.5923e+131 | 1.6241e+131 | 1.6566e+131 | 1.6897e+131 | 1.7235e+131 | 1.758e+131 | 1.7931e+131 | 1.829e+131 | 1.8656e+131 | 1.9029e+131 | 1.941e+131 | 1.9798e+131 | 2.0194e+131 | 2.0598e+131 | 2.101e+131 | 2.143e+131 | 2.1858e+131 | 2.2295e+131 | 2.2741e+131 | 2.3196e+131 | 2.366e+131 | 2.4133e+131 | 2.4616e+131 | 2.5108e+131 | 2.561e+131 | 2.6123e+131 | 2.6645e+131 | 2.7178e+131 | 2.7722e+131 | 2.8276e+131 | 2.8842e+131 | 2.9418e+131 | 3.0007e+131 | 3.0607e+131 | 3.1219e+131 | 3.1843e+131 | 3.248e+131 | 3.313e+131 | 3.3792e+131 | 3.4468e+131 | 3.5158e+131 | 3.5861e+131 | 3.6578e+131 | 3.731e+131 | 3.8056e+131 | 3.8817e+131 | 3.9593e+131 | 4.0385e+131 | 4.1193e+131 | 4.2017e+131 | 4.2857e+131 | 4.3714e+131 | 4.4588e+131 | 4.548e+131 | 4.639e+131 | 4.7318e+131 | 4.8264e+131 | 4.9229e+131 | 5.0214e+131 | 5.1218e+131 | 5.2242e+131 | 5.3287e+131 | 5.4353e+131 | 5.544e+131 | 5.6549e+131 | 5.768e+131 | 5.8834e+131 | 6.001e+131 | 6.121e+131 | 6.2435e+131 | 6.3683e+131 | 6.4957e+131 | 6.6256e+131 | 6.7581e+131 | 6.8933e+131 | 7.0311e+131 | 7.1718e+131 | 7.3152e+131 | 7.4615e+131 | 7.6107e+131 | 7.763e+131 | 7.9182e+131 | 8.0766e+131 | 8.2381e+131 | 8.4029e+131 | 8.5709e+131 | 8.7423e+131 | 8.9172e+131 | 9.0955e+131 | 9.2775e+131 | 9.463e+131 | 9.6523e+131 | 9.8453e+131 | 1.0042e+132 | 1.0243e+132 | 1.0448e+132 | 1.0657e+132 | 1.087e+132 | 1.1087e+132 | 1.1309e+132 | 1.1535e+132 | 1.1766e+132 | 1.2001e+132 | 1.2241e+132 | 1.2486e+132 | 1.2736e+132 | 1.2991e+132 | 1.325e+132 | 1.3515e+132 | 1.3786e+132 | 1.4062e+132 | 1.4343e+132 | 1.463e+132 | 1.4922e+132 | 1.5221e+132 | 1.5525e+132 | 1.5836e+132 | 1.6152e+132 | 1.6475e+132 | 1.6805e+132 | 1.7141e+132 | 1.7484e+132 | 1.7833e+132 | 1.819e+132 | 1.8554e+132 | 1.8925e+132 | 1.9303e+132 | 1.969e+132 | 2.0083e+132 | 2.0485e+132 | 2.0895e+132 | 2.1313e+132 | 2.1739e+132 | 2.2174e+132 | 2.2617e+132 | 2.3069e+132 | 2.3531e+132 | 2.4001e+132 | 2.4481e+132 | 2.4971e+132 | 2.547e+132 | 2.598e+132 | 2.65e+132 | 2.7029e+132 | 2.757e+132 | 2.8121e+132 | 2.8684e+132 | 2.9258e+132 | 2.9843e+132 | 3.044e+132 | 3.1048e+132 | 3.1669e+132 | 3.2303e+132 | 3.2949e+132 | 3.3608e+132 | 3.428e+132 | 3.4966e+132 | 3.5665e+132 | 3.6378e+132 | 3.7106e+132 | 3.7848e+132 | 3.8605e+132 | 3.9377e+132 | 4.0164e+132 | 4.0968e+132 | 4.1787e+132 | 4.2623e+132 | 4.3475e+132 | 4.4345e+132 | 4.5232e+132 | 4.6136e+132 | 4.7059e+132 | 4.8e+132 | 4.896e+132 | 4.9939e+132 | 5.0938e+132 | 5.1957e+132 | 5.2996e+132 | 5.4056e+132 | 5.5137e+132 | 5.624e+132 | 5.7365e+132 | 5.8512e+132 | 5.9682e+132 | 6.0876e+132 | 6.2093e+132 | 6.3335e+132 | 6.4602e+132 | 6.5894e+132 | 6.7212e+132 | 6.8556e+132 | 6.9927e+132 | 7.1326e+132 | 7.2752e+132 | 7.4207e+132 | 7.5691e+132 | 7.7205e+132 | 7.8749e+132 | 8.0324e+132 | 8.1931e+132 | 8.3569e+132 | 8.5241e+132 | 8.6946e+132 | 8.8685e+132 | 9.0458e+132 | 9.2267e+132 | 9.4113e+132 | 9.5995e+132 | 9.7915e+132 | 9.9873e+132 | 1.0187e+133 | 1.0391e+133 | 1.0599e+133 | 1.0811e+133 | 1.1027e+133 | 1.1247e+133 | 1.1472e+133 | 1.1702e+133 | 1.1936e+133 | 1.2174e+133 | 1.2418e+133 | 1.2666e+133 | 1.292e+133 | 1.3178e+133 | 1.3442e+133 | 1.371e+133 | 1.3985e+133 | 1.4264e+133 | 1.455e+133 | 1.4841e+133 | 1.5137e+133 | 1.544e+133 | 1.5749e+133 | 1.6064e+133 | 1.6385e+133 | 1.6713e+133 | 1.7047e+133 | 1.7388e+133 | 1.7736e+133 | 1.8091e+133 | 1.8452e+133 | 1.8822e+133 | 1.9198e+133 | 1.9582e+133 | 1.9974e+133 | 2.0373e+133 | 2.078e+133 | 2.1196e+133 | 2.162e+133 | 2.2052e+133 | 2.2493e+133 | 2.2943e+133 | 2.3402e+133 | 2.387e+133 | 2.4348e+133 | 2.4835e+133 | 2.5331e+133 | 2.5838e+133 | 2.6355e+133 | 2.6882e+133 | 2.7419e+133 | 2.7968e+133 | 2.8527e+133 | 2.9098e+133 | 2.968e+133 | 3.0273e+133 | 3.0879e+133 | 3.1496e+133 | 3.2126e+133 | 3.2769e+133 | 3.3424e+133 | 3.4093e+133 | 3.4774e+133 | 3.547e+133 | 3.6179e+133 | 3.6903e+133 | 3.7641e+133 | 3.8394e+133 | 3.9162e+133 | 3.9945e+133 | 4.0744e+133 | 4.1559e+133 | 4.239e+133 | 4.3238e+133 | 4.4102e+133 | 4.4984e+133 | 4.5884e+133 | 4.6802e+133 | 4.7738e+133 | 4.8693e+133 | 4.9666e+133 | 5.066e+133 | 5.1673e+133 | 5.2706e+133 | 5.3761e+133 | 5.4836e+133 | 5.5932e+133 | 5.7051e+133 | 5.8192e+133 | 5.9356e+133 | 6.0543e+133 | 6.1754e+133 | 6.2989e+133 | 6.4249e+133 | 6.5534e+133 | 6.6845e+133 | 6.8181e+133 | 6.9545e+133 | 7.0936e+133 | 7.2355e+133 | 7.3802e+133 | 7.5278e+133 | 7.6783e+133 | 7.8319e+133 | 7.9885e+133 | 8.1483e+133 | 8.3113e+133 | 8.4775e+133 | 8.6471e+133 | 8.82e+133 | 8.9964e+133 | 9.1763e+133 | 9.3598e+133 | 9.547e+133 | 9.738e+133 | 9.9327e+133 | 1.0131e+134 | 1.0334e+134 | 1.0541e+134 | 1.0752e+134 | 1.0967e+134 | 1.1186e+134 | 1.141e+134 | 1.1638e+134 | 1.1871e+134 | 1.2108e+134 | 1.235e+134 | 1.2597e+134 | 1.2849e+134 | 1.3106e+134 | 1.3368e+134 | 1.3636e+134 | 1.3908e+134 | 1.4186e+134 | 1.447e+134 | 1.476e+134 | 1.5055e+134 | 1.5356e+134 | 1.5663e+134 | 1.5976e+134 | 1.6296e+134 | 1.6622e+134 | 1.6954e+134 | 1.7293e+134 | 1.7639e+134 | 1.7992e+134 | 1.8352e+134 | 1.8719e+134 | 1.9093e+134 | 1.9475e+134 | 1.9864e+134 | 2.0262e+134 | 2.0667e+134 | 2.108e+134 | 2.1502e+134 | 2.1932e+134 | 2.2371e+134 | 2.2818e+134 | 2.3274e+134 | 2.374e+134 | 2.4215e+134 | 2.4699e+134 | 2.5193e+134 | 2.5697e+134 | 2.6211e+134 | 2.6735e+134 | 2.727e+134 | 2.7815e+134 | 2.8371e+134 | 2.8939e+134 | 2.9517e+134 | 3.0108e+134 | 3.071e+134 | 3.1324e+134 | 3.1951e+134 | 3.259e+134 | 3.3241e+134 | 3.3906e+134 | 3.4584e+134 | 3.5276e+134 | 3.5982e+134 | 3.6701e+134 | 3.7435e+134 | 3.8184e+134 | 3.8948e+134 | 3.9727e+134 | 4.0521e+134 | 4.1332e+134 | 4.2158e+134 | 4.3001e+134 | 4.3861e+134 | 4.4739e+134 | 4.5633e+134 | 4.6546e+134 | 4.7477e+134 | 4.8426e+134 | 4.9395e+134 | 5.0383e+134 | 5.1391e+134 | 5.2418e+134 | 5.3467e+134 | 5.4536e+134 | 5.5627e+134 | 5.6739e+134 | 5.7874e+134 | 5.9032e+134 | 6.0212e+134 | 6.1416e+134 | 6.2645e+134 | 6.3898e+134 | 6.5176e+134 | 6.6479e+134 | 6.7809e+134 | 6.9165e+134 | 7.0548e+134 | 7.1959e+134 | 7.3398e+134 | 7.4866e+134 | 7.6364e+134 | 7.7891e+134 | 7.9449e+134 | 8.1038e+134 | 8.2659e+134 | 8.4312e+134 | 8.5998e+134 | 8.7718e+134 | 8.9472e+134 | 9.1262e+134 | 9.3087e+134 | 9.4949e+134 | 9.6848e+134 | 9.8785e+134 | 1.0076e+135 | 1.0278e+135 | 1.0483e+135 | 1.0693e+135 | 1.0907e+135 | 1.1125e+135 | 1.1347e+135 | 1.1574e+135 | 1.1806e+135 | 1.2042e+135 | 1.2283e+135 | 1.2528e+135 | 1.2779e+135 | 1.3034e+135 | 1.3295e+135 | 1.3561e+135 | 1.3832e+135 | 1.4109e+135 | 1.4391e+135 | 1.4679e+135 | 1.4972e+135 | 1.5272e+135 | 1.5577e+135 | 1.5889e+135 | 1.6207e+135 | 1.6531e+135 | 1.6861e+135 | 1.7199e+135 | 1.7543e+135 | 1.7893e+135 | 1.8251e+135 | 1.8616e+135 | 1.8989e+135 | 1.9368e+135 | 1.9756e+135 | 2.0151e+135 | 2.0554e+135 | 2.0965e+135 | 2.1384e+135 | 2.1812e+135 | 2.2248e+135 | 2.2693e+135 | 2.3147e+135 | 2.361e+135 | 2.4082e+135 | 2.4564e+135 | 2.5055e+135 | 2.5556e+135 | 2.6067e+135 | 2.6589e+135 | 2.7121e+135 | 2.7663e+135 | 2.8216e+135 | 2.8781e+135 | 2.9356e+135 | 2.9943e+135 | 3.0542e+135 | 3.1153e+135 | 3.1776e+135 | 3.2412e+135 | 3.306e+135 | 3.3721e+135 | 3.4395e+135 | 3.5083e+135 | 3.5785e+135 | 3.6501e+135 | 3.7231e+135 | 3.7975e+135 | 3.8735e+135 | 3.9509e+135 | 4.03e+135 | 4.1106e+135 | 4.1928e+135 | 4.2766e+135 | 4.3622e+135 | 4.4494e+135 | 4.5384e+135 | 4.6292e+135 | 4.7217e+135 | 4.8162e+135 | 4.9125e+135 | 5.0108e+135 | 5.111e+135 | 5.2132e+135 | 5.3175e+135 | 5.4238e+135 | 5.5323e+135 | 5.6429e+135 | 5.7558e+135 | 5.8709e+135 | 5.9883e+135 | 6.1081e+135 | 6.2302e+135 | 6.3548e+135 | 6.4819e+135 | 6.6116e+135 | 6.7438e+135 | 6.8787e+135 | 7.0163e+135 | 7.1566e+135 | 7.2997e+135 | 7.4457e+135 | 7.5946e+135 | 7.7465e+135 | 7.9015e+135 | 8.0595e+135 | 8.2207e+135 | 8.3851e+135 | 8.5528e+135 | 8.7238e+135 | 8.8983e+135 | 9.0763e+135 | 9.2578e+135 | 9.443e+135 | 9.6318e+135 | 9.8245e+135 | 1.0021e+136 | 1.0221e+136 | 1.0426e+136 | 1.0634e+136 | 1.0847e+136 | 1.1064e+136 | 1.1285e+136 | 1.1511e+136 | 1.1741e+136 | 1.1976e+136 | 1.2215e+136 | 1.246e+136 | 1.2709e+136 | 1.2963e+136 | 1.3222e+136 | 1.3487e+136 | 1.3757e+136 | 1.4032e+136 | 1.4312e+136 | 1.4599e+136 | 1.4891e+136 | 1.5188e+136 | 1.5492e+136 | 1.5802e+136 | 1.6118e+136 | 1.644e+136 | 1.6769e+136 | 1.7105e+136 | 1.7447e+136 | 1.7796e+136 | 1.8152e+136 | 1.8515e+136 | 1.8885e+136 | 1.9263e+136 | 1.9648e+136 | 2.0041e+136 | 2.0442e+136 | 2.085e+136 | 2.1267e+136 | 2.1693e+136 | 2.2127e+136 | 2.2569e+136 | 2.3021e+136 | 2.3481e+136 | 2.3951e+136 | 2.443e+136 | 2.4918e+136 | 2.5417e+136 | 2.5925e+136 | 2.6443e+136 | 2.6972e+136 | 2.7512e+136 | 2.8062e+136 | 2.8623e+136 | 2.9196e+136 | 2.978e+136 | 3.0375e+136 | 3.0983e+136 | 3.1602e+136 | 3.2234e+136 | 3.2879e+136 | 3.3537e+136 | 3.4207e+136 | 3.4892e+136 | 3.5589e+136 | 3.6301e+136 | 3.7027e+136 | 3.7768e+136 | 3.8523e+136 | 3.9294e+136 | 4.0079e+136 | 4.0881e+136 | 4.1699e+136 | 4.2533e+136 | 4.3383e+136 | 4.4251e+136 | 4.5136e+136 | 4.6039e+136 | 4.6959e+136 | 4.7899e+136 | 4.8857e+136 | 4.9834e+136 | 5.083e+136 | 5.1847e+136 | 5.2884e+136 | 5.3942e+136 | 5.502e+136 | 5.6121e+136 | 5.7243e+136 | 5.8388e+136 | 5.9556e+136 | 6.0747e+136 | 6.1962e+136 | 6.3201e+136 | 6.4465e+136 | 6.5755e+136 | 6.707e+136 | 6.8411e+136 | 6.9779e+136 | 7.1175e+136 | 7.2598e+136 | 7.405e+136 | 7.5531e+136 | 7.7042e+136 | 7.8583e+136 | 8.0154e+136 | 8.1757e+136 | 8.3393e+136 | 8.506e+136 | 8.6762e+136 | 8.8497e+136 | 9.0267e+136 | 9.2072e+136 | 9.3914e+136 | 9.5792e+136 | 9.7708e+136 | 9.9662e+136 | 1.0166e+137 | 1.0369e+137 | 1.0576e+137 | 1.0788e+137 | 1.1003e+137 | 1.1224e+137 | 1.1448e+137 | 1.1677e+137 | 1.1911e+137 | 1.2149e+137 | 1.2392e+137 | 1.264e+137 | 1.2892e+137 | 1.315e+137 | 1.3413e+137 | 1.3681e+137 | 1.3955e+137 | 1.4234e+137 | 1.4519e+137 | 1.4809e+137 | 1.5105e+137 | 1.5408e+137 | 1.5716e+137 | 1.603e+137 | 1.6351e+137 | 1.6678e+137 | 1.7011e+137 | 1.7351e+137 | 1.7698e+137 | 1.8052e+137 | 1.8413e+137 | 1.8782e+137 | 1.9157e+137 | 1.954e+137 | 1.9931e+137 | 2.033e+137 | 2.0737e+137 | 2.1151e+137 | 2.1574e+137 | 2.2006e+137 | 2.2446e+137 | 2.2895e+137 | 2.3353e+137 | 2.382e+137 | 2.4296e+137 | 2.4782e+137 | 2.5278e+137 | 2.5783e+137 | 2.6299e+137 | 2.6825e+137 | 2.7361e+137 | 2.7909e+137 | 2.8467e+137 | 2.9036e+137 | 2.9617e+137 | 3.0209e+137 | 3.0813e+137 | 3.143e+137 | 3.2058e+137 | 3.2699e+137 | 3.3353e+137 | 3.402e+137 | 3.4701e+137 | 3.5395e+137 | 3.6103e+137 | 3.6825e+137 | 3.7561e+137 | 3.8313e+137 | 3.9079e+137 | 3.986e+137 | 4.0658e+137 | 4.1471e+137 | 4.23e+137 | 4.3146e+137 | 4.4009e+137 | 4.4889e+137 | 4.5787e+137 | 4.6703e+137 | 4.7637e+137 | 4.859e+137 | 4.9561e+137 | 5.0553e+137 | 5.1564e+137 | 5.2595e+137 | 5.3647e+137 | 5.472e+137 | 5.5814e+137 | 5.693e+137 | 5.8069e+137 | 5.923e+137 | 6.0415e+137 | 6.1623e+137 | 6.2856e+137 | 6.4113e+137 | 6.5395e+137 | 6.6703e+137 | 6.8037e+137 | 6.9398e+137 | 7.0786e+137 | 7.2202e+137 | 7.3646e+137 | 7.5118e+137 | 7.6621e+137 | 7.8153e+137 | 7.9716e+137 | 8.1311e+137 | 8.2937e+137 | 8.4596e+137 | 8.6287e+137 | 8.8013e+137 | 8.9774e+137 | 9.1569e+137 | 9.34e+137 | 9.5268e+137 | 9.7174e+137 | 9.9117e+137 | 1.011e+138 | 1.0312e+138 | 1.0518e+138 | 1.0729e+138 | 1.0943e+138 | 1.1162e+138 | 1.1385e+138 | 1.1613e+138 | 1.1845e+138 | 1.2082e+138 | 1.2324e+138 | 1.257e+138 | 1.2822e+138 | 1.3078e+138 | 1.334e+138 | 1.3607e+138 | 1.3879e+138 | 1.4156e+138 | 1.444e+138 | 1.4728e+138 | 1.5023e+138 | 1.5323e+138 | 1.563e+138 | 1.5942e+138 | 1.6261e+138 | 1.6586e+138 | 1.6918e+138 | 1.7257e+138 | 1.7602e+138 | 1.7954e+138 | 1.8313e+138 | 1.8679e+138 | 1.9053e+138 | 1.9434e+138 | 1.9822e+138 | 2.0219e+138 | 2.0623e+138 | 2.1036e+138 | 2.1456e+138 | 2.1885e+138 | 2.2323e+138 | 2.277e+138 | 2.3225e+138 | 2.369e+138 | 2.4163e+138 | 2.4647e+138 | 2.514e+138 | 2.5642e+138 | 2.6155e+138 | 2.6678e+138 | 2.7212e+138 | 2.7756e+138 | 2.8311e+138 | 2.8877e+138 | 2.9455e+138 | 3.0044e+138 | 3.0645e+138 | 3.1258e+138 | 3.1883e+138 | 3.2521e+138 | 3.3171e+138 | 3.3834e+138 | 3.4511e+138 | 3.5201e+138 | 3.5905e+138 | 3.6624e+138 | 3.7356e+138 | 3.8103e+138 | 3.8865e+138 | 3.9643e+138 | 4.0435e+138 | 4.1244e+138 | 4.2069e+138 | 4.291e+138 | 4.3769e+138 | 4.4644e+138 | 4.5537e+138 | 4.6448e+138 | 4.7376e+138 | 4.8324e+138 | 4.929e+138 | 5.0276e+138 | 5.1282e+138 | 5.2307e+138 | 5.3354e+138 | 5.4421e+138 | 5.5509e+138 | 5.6619e+138 | 5.7752e+138 | 5.8907e+138 | 6.0085e+138 | 6.1287e+138 | 6.2512e+138 | 6.3762e+138 | 6.5038e+138 | 6.6338e+138 | 6.7665e+138 | 6.9019e+138 | 7.0399e+138 | 7.1807e+138 | 7.3243e+138 | 7.4708e+138 | 7.6202e+138 | 7.7726e+138 | 7.9281e+138 | 8.0866e+138 | 8.2484e+138 | 8.4133e+138 | 8.5816e+138 | 8.7532e+138 | 8.9283e+138 | 9.1069e+138 | 9.289e+138 | 9.4748e+138 | 9.6643e+138 | 9.8575e+138 | 1.0055e+139 | 1.0256e+139 | 1.0461e+139 | 1.067e+139 | 1.0884e+139 | 1.1101e+139 | 1.1323e+139 | 1.155e+139 | 1.1781e+139 | 1.2016e+139 | 1.2257e+139 | 1.2502e+139 | 1.2752e+139 | 1.3007e+139 | 1.3267e+139 | 1.3532e+139 | 1.3803e+139 | 1.4079e+139 | 1.4361e+139 | 1.4648e+139 | 1.4941e+139 | 1.524e+139 | 1.5544e+139 | 1.5855e+139 | 1.6172e+139 | 1.6496e+139 | 1.6826e+139 | 1.7162e+139 | 1.7505e+139 | 1.7856e+139 | 1.8213e+139 | 1.8577e+139 | 1.8948e+139 | 1.9327e+139 | 1.9714e+139 | 2.0108e+139 | 2.051e+139 | 2.0921e+139 | 2.1339e+139 | 2.1766e+139 | 2.2201e+139 | 2.2645e+139 | 2.3098e+139 | 2.356e+139 | 2.4031e+139 | 2.4512e+139 | 2.5002e+139 | 2.5502e+139 | 2.6012e+139 | 2.6532e+139 | 2.7063e+139 | 2.7604e+139 | 2.8156e+139 | 2.872e+139 | 2.9294e+139 | 2.988e+139 | 3.0477e+139 | 3.1087e+139 | 3.1709e+139 | 3.2343e+139 | 3.299e+139 | 3.365e+139 | 3.4323e+139 | 3.5009e+139 | 3.5709e+139 | 3.6423e+139 | 3.7152e+139 | 3.7895e+139 | 3.8653e+139 | 3.9426e+139 | 4.0214e+139 | 4.1019e+139 | 4.1839e+139 | 4.2676e+139 | 4.3529e+139 | 4.44e+139 | 4.5288e+139 | 4.6194e+139 | 4.7118e+139 | 4.806e+139 | 4.9021e+139 | 5.0002e+139 | 5.1002e+139 | 5.2022e+139 | 5.3062e+139 | 5.4123e+139 | 5.5206e+139 | 5.631e+139 | 5.7436e+139 | 5.8585e+139 | 5.9756e+139 | 6.0952e+139 | 6.2171e+139 | 6.3414e+139 | 6.4682e+139 | 6.5976e+139 | 6.7295e+139 | 6.8641e+139 | 7.0014e+139 | 7.1414e+139 | 7.2843e+139 | 7.43e+139 | 7.5786e+139 | 7.7301e+139 | 7.8847e+139 | 8.0424e+139 | 8.2033e+139 | 8.3673e+139 | 8.5347e+139 | 8.7054e+139 | 8.8795e+139 | 9.0571e+139 | 9.2382e+139 | 9.423e+139 | 9.6114e+139 | 9.8037e+139 | 9.9997e+139 | 1.02e+140 | 1.0404e+140 | 1.0612e+140 | 1.0824e+140 | 1.1041e+140 | 1.1261e+140 | 1.1487e+140 | 1.1716e+140 | 1.1951e+140 | 1.219e+140 | 1.2433e+140 | 1.2682e+140 | 1.2936e+140 | 1.3194e+140 | 1.3458e+140 | 1.3728e+140 | 1.4002e+140 | 1.4282e+140 | 1.4568e+140 | 1.4859e+140 | 1.5156e+140 | 1.5459e+140 | 1.5769e+140 | 1.6084e+140 | 1.6406e+140 | 1.6734e+140 | 1.7068e+140 | 1.741e+140 | 1.7758e+140 | 1.8113e+140 | 1.8475e+140 | 1.8845e+140 | 1.9222e+140 | 1.9606e+140 | 1.9998e+140 | 2.0398e+140 | 2.0806e+140 | 2.1222e+140 | 2.1647e+140 | 2.208e+140 | 2.2521e+140 | 2.2972e+140 | 2.3431e+140 | 2.39e+140 | 2.4378e+140 | 2.4865e+140 | 2.5363e+140 | 2.587e+140 | 2.6387e+140 | 2.6915e+140 | 2.7454e+140 | 2.8003e+140 | 2.8563e+140 | 2.9134e+140 | 2.9717e+140 | 3.0311e+140 | 3.0917e+140 | 3.1535e+140 | 3.2166e+140 | 3.2809e+140 | 3.3466e+140 | 3.4135e+140 | 3.4818e+140 | 3.5514e+140 | 3.6224e+140 | 3.6949e+140 | 3.7688e+140 | 3.8442e+140 | 3.921e+140 | 3.9995e+140 | 4.0794e+140 | 4.161e+140 | 4.2443e+140 | 4.3291e+140 | 4.4157e+140 | 4.504e+140 | 4.5941e+140 | 4.686e+140 | 4.7797e+140 | 4.8753e+140 | 4.9728e+140 | 5.0723e+140 | 5.1737e+140 | 5.2772e+140 | 5.3827e+140 | 5.4904e+140 | 5.6002e+140 | 5.7122e+140 | 5.8265e+140 | 5.943e+140 | 6.0618e+140 | 6.1831e+140 | 6.3067e+140 | 6.4329e+140 | 6.5615e+140 | 6.6928e+140 | 6.8266e+140 | 6.9632e+140 | 7.1024e+140 | 7.2445e+140 | 7.3894e+140 | 7.5371e+140 | 7.6879e+140 | 7.8416e+140 | 7.9985e+140 | 8.1584e+140 | 8.3216e+140 | 8.488e+140 | 8.6578e+140 | 8.831e+140 | 9.0076e+140 | 9.1877e+140 | 9.3715e+140 | 9.5589e+140 | 9.7501e+140 | 9.9451e+140 | 1.0144e+141 | 1.0347e+141 | 1.0554e+141 | 1.0765e+141 | 1.098e+141 | 1.12e+141 | 1.1424e+141 | 1.1652e+141 | 1.1885e+141 | 1.2123e+141 | 1.2365e+141 | 1.2613e+141 | 1.2865e+141 | 1.3122e+141 | 1.3385e+141 | 1.3652e+141 | 1.3926e+141 | 1.4204e+141 | 1.4488e+141 | 1.4778e+141 | 1.5073e+141 | 1.5375e+141 | 1.5682e+141 | 1.5996e+141 | 1.6316e+141 | 1.6642e+141 | 1.6975e+141 | 1.7315e+141 | 1.7661e+141 | 1.8014e+141 | 1.8374e+141 | 1.8742e+141 | 1.9117e+141 | 1.9499e+141 | 1.9889e+141 | 2.0287e+141 | 2.0693e+141 | 2.1106e+141 | 2.1529e+141 | 2.1959e+141 | 2.2398e+141 | 2.2846e+141 | 2.3303e+141 | 2.3769e+141 | 2.4245e+141 | 2.473e+141 | 2.5224e+141 | 2.5729e+141 | 2.6243e+141 | 2.6768e+141 | 2.7303e+141 | 2.785e+141 | 2.8407e+141 | 2.8975e+141 | 2.9554e+141 | 3.0145e+141 | 3.0748e+141 | 3.1363e+141 | 3.199e+141 | 3.263e+141 | 3.3283e+141 | 3.3948e+141 | 3.4627e+141 | 3.532e+141 | 3.6026e+141 | 3.6747e+141 | 3.7482e+141 | 3.8231e+141 | 3.8996e+141 | 3.9776e+141 | 4.0572e+141 | 4.1383e+141 | 4.2211e+141 | 4.3055e+141 | 4.3916e+141 | 4.4794e+141 | 4.569e+141 | 4.6604e+141 | 4.7536e+141 | 4.8487e+141 | 4.9456e+141 | 5.0446e+141 | 5.1454e+141 | 5.2484e+141 | 5.3533e+141 | 5.4604e+141 | 5.5696e+141 | 5.681e+141 | 5.7946e+141 | 5.9105e+141 | 6.0287e+141 | 6.1493e+141 | 6.2723e+141 | 6.3977e+141 | 6.5257e+141 | 6.6562e+141 | 6.7893e+141 | 6.9251e+141 | 7.0636e+141 | 7.2049e+141 | 7.349e+141 | 7.4959e+141 | 7.6459e+141 | 7.7988e+141 | 7.9548e+141 | 8.1139e+141 | 8.2761e+141 | 8.4417e+141 | 8.6105e+141 | 8.7827e+141 | 8.9584e+141 | 9.1375e+141 | 9.3203e+141 | 9.5067e+141 | 9.6968e+141 | 9.8907e+141 | 1.0089e+142 | 1.029e+142 | 1.0496e+142 | 1.0706e+142 | 1.092e+142 | 1.1139e+142 | 1.1361e+142 | 1.1589e+142 | 1.182e+142 | 1.2057e+142 | 1.2298e+142 | 1.2544e+142 | 1.2795e+142 | 1.3051e+142 | 1.3312e+142 | 1.3578e+142 | 1.3849e+142 | 1.4126e+142 | 1.4409e+142 | 1.4697e+142 | 1.4991e+142 | 1.5291e+142 | 1.5597e+142 | 1.5909e+142 | 1.6227e+142 | 1.6551e+142 | 1.6882e+142 | 1.722e+142 | 1.7564e+142 | 1.7916e+142 | 1.8274e+142 | 1.864e+142 | 1.9012e+142 | 1.9393e+142 | 1.978e+142 | 2.0176e+142 | 2.058e+142 | 2.0991e+142 | 2.1411e+142 | 2.1839e+142 | 2.2276e+142 | 2.2721e+142 | 2.3176e+142 | 2.3639e+142 | 2.4112e+142 | 2.4594e+142 | 2.5086e+142 | 2.5588e+142 | 2.61e+142 | 2.6622e+142 | 2.7154e+142 | 2.7697e+142 | 2.8251e+142 | 2.8816e+142 | 2.9393e+142 | 2.998e+142 | 3.058e+142 | 3.1192e+142 | 3.1816e+142 | 3.2452e+142 | 3.3101e+142 | 3.3763e+142 | 3.4438e+142 | 3.5127e+142 | 3.5829e+142 | 3.6546e+142 | 3.7277e+142 | 3.8022e+142 | 3.8783e+142 | 3.9559e+142 | 4.035e+142 | 4.1157e+142 | 4.198e+142 | 4.282e+142 | 4.3676e+142 | 4.4549e+142 | 4.544e+142 | 4.6349e+142 | 4.7276e+142 | 4.8222e+142 | 4.9186e+142 | 5.017e+142 | 5.1173e+142 | 5.2197e+142 | 5.3241e+142 | 5.4305e+142 | 5.5392e+142 | 5.6499e+142 | 5.7629e+142 | 5.8782e+142 | 5.9958e+142 | 6.1157e+142 | 6.238e+142 | 6.3628e+142 | 6.49e+142 | 6.6198e+142
Labrador Transmission Assets ($/MWh) |  | 21.9748 | 15.4684 | 15.7777 | 16.0933 | 16.4151 | 16.7434 | 17.0783 | 17.4199 | 17.7683 | 18.1236 | 18.4861 | 18.8558 | 19.233 | 19.6176 | 20.01 | 20.4102 | 20.8184 | 21.2347 | 21.6594 | 22.0926 | 22.5345 | 22.9852 | 23.4449 | 23.9138 | 24.392 | 24.8799 | 25.3775 | 25.885 | 26.4027 | 26.9308 | 27.4694 | 28.0188 | 28.5792 | 29.1507 | 29.7338 | 30.3284 | 30.935 | 31.5537 | 32.1848 | 32.8285 | 33.485 | 34.1547 | 34.8378 | 35.5346 | 36.2453 | 36.9702 | 37.7096 | 38.4638 | 39.2331 | 40.0177 | 40.8181 | 41.6344 | 42.4671 | 43.3165
Total Generation |  | 148.5978 | 104.6 | 106.692 | 108.8258 | 111.0024 | 113.2224 | 115.4869 | 117.7966 | 120.1525 | 122.5556 | 125.0067 | 127.5068 | 130.057 | 132.6581 | 135.3113 | 138.0175 | 140.7778 | 143.5934 | 146.4653 | 149.3946 | 152.3825 | 155.4301 | 158.5387 | 161.7095 | 164.9437 | 168.2425 | 171.6074 | 175.0395 | 178.5403 | 182.1111 | 185.7534 | 189.4684 | 193.2578 | 197.123 | 201.0654 | 205.0867 | 209.1885 | 213.3722 | 217.6397 | 221.9925 | 226.4323 | 230.961 | 235.5802 | 240.2918 | 245.0976 | 249.9996 | 254.9996 | 260.0996 | 265.3015 | 270.6076 | 276.0197 | 281.5401 | 287.1709 | 292.9143
LIL |  | 70.199 | 49.4141 | 50.4024 | 51.4104 | 52.4386 | 53.4874 | 54.5571 | 55.6483 | 56.7612 | 57.8965 | 59.0544 | 60.2355 | 61.4402 | 62.669 | 63.9224 | 65.2008 | 66.5048 | 67.8349 | 69.1916 | 70.5755 | 71.987 | 73.4267 | 74.8952 | 76.3931 | 77.921 | 79.4794 | 81.069 | 82.6904 | 84.3442 | 86.0311 | 87.7517 | 89.5067 | 91.2969 | 93.1228 | 94.9853 | 96.885 | 98.8227 | 100.7991 | 102.8151 | 104.8714 | 106.9688 | 109.1082 | 111.2904 | 113.5162 | 115.7865 | 118.1023 | 120.4643 | 122.8736 | 125.3311 | 127.8377 | 130.3944 | 133.0023 | 135.6624 | 138.3756 | 141.1431 | 143.966 | 146.8453 | 149.7822 | 152.7779 | 155.8334 | 158.9501 | 162.1291 | 165.3717 | 168.6791 | 172.0527 | 175.4937 | 179.0036 | 182.5837 | 186.2354 | 189.9601 | 193.7593 | 197.6344 | 201.5871 | 205.6189 | 209.7313 | 213.9259 | 218.2044 | 222.5685 | 227.0199 | 231.5603 | 236.1915 | 240.9153 | 245.7336 | 250.6483 | 255.6612 | 260.7745 | 265.9899 | 271.3097 | 276.7359 | 282.2707 | 287.9161 | 293.6744 | 299.5479 | 305.5388 | 311.6496 | 317.8826 | 324.2403 | 330.7251 | 337.3396 | 344.0864 | 350.9681 | 357.9874 | 365.1472 | 372.4501 | 379.8991 | 387.4971 | 395.2471 | 403.152 | 411.2151 | 419.4394 | 427.8281 | 436.3847 | 445.1124 | 454.0146 | 463.0949 | 472.3568 | 481.804 | 491.4401 | 501.2689 | 511.2942 | 521.5201 | 531.9505 | 542.5895 | 553.4413 | 564.5101 | 575.8003 | 587.3164 | 599.0627 | 611.0439 | 623.2648 | 635.7301 | 648.4447 | 661.4136 | 674.6419 | 688.1347 | 701.8974 | 715.9354 | 730.2541 | 744.8591 | 759.7563 | 774.9515 | 790.4505 | 806.2595 | 822.3847 | 838.8324 | 855.609 | 872.7212 | 890.1756 | 907.9791 | 926.1387 | 944.6615 | 963.5547 | 982.8258 | 1002.4823 | 1022.532 | 1042.9826 | 1063.8423 | 1085.1191 | 1106.8215 | 1128.9579 | 1151.5371 | 1174.5678 | 1198.0592 | 1222.0204 | 1246.4608 | 1271.39 | 1296.8178 | 1322.7542 | 1349.2092 | 1376.1934 | 1403.7173 | 1431.7916 | 1460.4275 | 1489.636 | 1519.4287 | 1549.8173 | 1580.8137 | 1612.4299 | 1644.6785 | 1677.5721 | 1711.1235 | 1745.346 | 1780.2529 | 1815.858 | 1852.1752 | 1889.2187 | 1927.003 | 1965.5431 | 2004.854 | 2044.951 | 2085.8501 | 2127.5671 | 2170.1184 | 2213.5208 | 2257.7912 | 2302.947 | 2349.0059 | 2395.9861 | 2443.9058 | 2492.7839 | 2542.6396 | 2593.4924 | 2645.3622 | 2698.2695 | 2752.2349 | 2807.2796 | 2863.4251 | 2920.6936 | 2979.1075 | 3038.6897 | 3099.4635 | 3161.4527 | 3224.6818 | 3289.1754 | 3354.9589 | 3422.0581 | 3490.4993 | 3560.3093 | 3631.5154 | 3704.1458 | 3778.2287 | 3853.7932 | 3930.8691 | 4009.4865 | 4089.6762 | 4171.4697 | 4254.8991 | 4339.9971 | 4426.7971 | 4515.333 | 4605.6397 | 4697.7525 | 4791.7075 | 4887.5417 | 4985.2925 | 5084.9983 | 5186.6983 | 5290.4323 | 5396.2409 | 5504.1657 | 5614.249 | 5726.534 | 5841.0647 | 5957.886 | 6077.0437 | 6198.5846 | 6322.5563 | 6449.0074 | 6577.9876 | 6709.5473 | 6843.7383 | 6980.613 | 7120.2253 | 7262.6298 | 7407.8824 | 7556.04 | 7707.1608 | 7861.3041 | 8018.5301 | 8178.9007 | 8342.4788 | 8509.3283 | 8679.5149 | 8853.1052 | 9030.1673 | 9210.7706 | 9394.9861 | 9582.8858 | 9774.5435 | 9970.0344 | 10169.4351 | 10372.8238 | 10580.2802 | 10791.8858 | 11007.7235 | 11227.878 | 11452.4356 | 11681.4843 | 11915.114 | 12153.4163 | 12396.4846 | 12644.4143 | 12897.3026 | 13155.2486 | 13418.3536 | 13686.7207 | 13960.4551 | 14239.6642 | 14524.4575 | 14814.9466 | 15111.2455 | 15413.4704 | 15721.7399 | 16036.1746 | 16356.8981 | 16684.0361 | 17017.7168 | 17358.0712 | 17705.2326 | 18059.3372 | 18420.524 | 18788.9345 | 19164.7132 | 19548.0074 | 19938.9676 | 20337.7469 | 20744.5019 | 21159.3919 | 21582.5797 | 22014.2313 | 22454.5159 | 22903.6063 | 23361.6784 | 23828.912 | 24305.4902 | 24791.6 | 25287.432 | 25793.1806 | 26309.0443 | 26835.2251 | 27371.9296 | 27919.3682 | 28477.7556 | 29047.3107 | 29628.2569 | 30220.8221 | 30825.2385 | 31441.7433 | 32070.5781 | 32711.9897 | 33366.2295 | 34033.5541 | 34714.2252 | 35408.5097 | 36116.6799 | 36839.0135 | 37575.7937 | 38327.3096 | 39093.8558 | 39875.7329 | 40673.2476 | 41486.7125 | 42316.4468 | 43162.7757 | 44026.0312 | 44906.5519 | 45804.6829 | 46720.7765 | 47655.1921 | 48608.2959 | 49580.4618 | 50572.0711 | 51583.5125 | 52615.1827 | 53667.4864 | 54740.8361 | 55835.6529 | 56952.3659 | 58091.4132 | 59253.2415 | 60438.3063 | 61647.0724 | 62880.0139 | 64137.6142 | 65420.3665 | 66728.7738 | 68063.3493 | 69424.6162 | 70813.1086 | 72229.3707 | 73673.9582 | 75147.4373 | 76650.3861 | 78183.3938 | 79747.0617 | 81342.0029 | 82968.843 | 84628.2198 | 86320.7842 | 88047.1999 | 89808.1439 | 91604.3068 | 93436.3929 | 95305.1208 | 97211.2232 | 99155.4476 | 101138.5566 | 103161.3277 | 105224.5543 | 107329.0454 | 109475.6263 | 111665.1388 | 113898.4416 | 116176.4104 | 118499.9386 | 120869.9374 | 123287.3361 | 125753.0829 | 128268.1445 | 130833.5074 | 133450.1776 | 136119.1811 | 138841.5647 | 141618.396 | 144450.7639 | 147339.7792 | 150286.5748 | 153292.3063 | 156358.1524 | 159485.3155 | 162675.0218 | 165928.5222 | 169247.0927 | 172632.0345 | 176084.6752 | 179606.3687 | 183198.4961 | 186862.466 | 190599.7153 | 194411.7096 | 198299.9438 | 202265.9427 | 206311.2616 | 210437.4868 | 214646.2365 | 218939.1613 | 223317.9445 | 227784.3034 | 232339.9895 | 236986.7892 | 241726.525 | 246561.0555 | 251492.2766 | 256522.1222 | 261652.5646 | 266885.6159 | 272223.3282 | 277667.7948 | 283221.1507 | 288885.5737 | 294663.2852 | 300556.5509 | 306567.6819 | 312699.0355 | 318953.0162 | 325332.0766 | 331838.7181 | 338475.4925 | 345245.0023 | 352149.9024 | 359192.9004 | 366376.7584 | 373704.2936 | 381178.3794 | 388801.947 | 396577.986 | 404509.5457 | 412599.7366 | 420851.7313 | 429268.766 | 437854.1413 | 446611.2241 | 455543.4486 | 464654.3176 | 473947.4039 | 483426.352 | 493094.879 | 502956.7766 | 513015.9122 | 523276.2304 | 533741.755 | 544416.5901 | 555304.9219 | 566411.0203 | 577739.2408 | 589294.0256 | 601079.9061 | 613101.5042 | 625363.5343 | 637870.805 | 650628.2211 | 663640.7855 | 676913.6012 | 690451.8732 | 704260.9107 | 718346.1289 | 732713.0515 | 747367.3125 | 762314.6588 | 777560.9519 | 793112.171 | 808974.4144 | 825153.9027 | 841656.9807 | 858490.1203 | 875659.9228 | 893173.1212 | 911036.5836 | 929257.3153 | 947842.4616 | 966799.3108 | 986135.2971 | 1005858.003 | 1025975.1631 | 1046494.6663 | 1067424.5597 | 1088773.0508 | 1110548.5119 | 1132759.4821 | 1155414.6717 | 1178522.9652 | 1202093.4245 | 1226135.293 | 1250657.9988 | 1275671.1588 | 1301184.582 | 1327208.2736 | 1353752.4391 | 1380827.4879 | 1408444.0376 | 1436612.9184 | 1465345.1768 | 1494652.0803 | 1524545.1219 | 1555036.0243 | 1586136.7448 | 1617859.4797 | 1650216.6693 | 1683221.0027 | 1716885.4227 | 1751223.1312 | 1786247.5938 | 1821972.5457 | 1858411.9966 | 1895580.2366 | 1933491.8413 | 1972161.6781 | 2011604.9117 | 2051837.0099 | 2092873.7501 | 2134731.2251 | 2177425.8496 | 2220974.3666 | 2265393.8539 | 2310701.731 | 2356915.7656 | 2404054.0809 | 2452135.1626 | 2501177.8658 | 2551201.4231 | 2602225.4516 | 2654269.9606 | 2707355.3598 | 2761502.467 | 2816732.5164 | 2873067.1667 | 2930528.51 | 2989139.0802 | 3048921.8618 | 3109900.2991 | 3172098.3051 | 3235540.2712 | 3300251.0766 | 3366256.0981 | 3433581.2201 | 3502252.8445 | 3572297.9014 | 3643743.8594 | 3716618.7366 | 3790951.1113 | 3866770.1335 | 3944105.5362 | 4022987.6469 | 4103447.3999 | 4185516.3479 | 4269226.6748 | 4354611.2083 | 4441703.4325 | 4530537.5011 | 4621148.2512 | 4713571.2162 | 4807842.6405 | 4903999.4933 | 5002079.4832 | 5102121.0728 | 5204163.4943 | 5308246.7642 | 5414411.6995 | 5522699.9335 | 5633153.9321 | 5745817.0108 | 5860733.351 | 5977948.018 | 6097506.9784 | 6219457.1179 | 6343846.2603 | 6470723.1855 | 6600137.6492 | 6732140.4022 | 6866783.2102 | 7004118.8744 | 7144201.2519 | 7287085.277 | 7432826.9825 | 7581483.5222 | 7733113.1926 | 7887775.4565 | 8045530.9656 | 8206441.5849 | 8370570.4166 | 8537981.8249 | 8708741.4614 | 8882916.2907 | 9060574.6165 | 9241786.1088 | 9426621.831 | 9615154.2676 | 9807457.3529 | 10003606.5 | 10203678.63 | 10407752.2026 | 10615907.2467 | 10828225.3916 | 11044789.8994 | 11265685.6974 | 11490999.4114 | 11720819.3996 | 11955235.7876 | 12194340.5033 | 12438227.3134 | 12686991.8597 | 12940731.6969 | 13199546.3308 | 13463537.2574 | 13732808.0026 | 14007464.1626 | 14287613.4459 | 14573365.7148 | 14864833.0291 | 15162129.6897 | 15465372.2835 | 15774679.7291 | 16090173.3237 | 16411976.7902 | 16740216.326 | 17075020.6525 | 17416521.0656 | 17764851.4869 | 18120148.5166 | 18482551.4869 | 18852202.5167 | 19229246.567 | 19613831.4983 | 20006108.1283 | 20406230.2909 | 20814354.8967 | 21230641.9946 | 21655254.8345 | 22088359.9312 | 22530127.1298 | 22980729.6724 | 23440344.2659 | 23909151.1512 | 24387334.1742 | 24875080.8577 | 25372582.4749 | 25880034.1244 | 26397634.8068 | 26925587.503 | 27464099.253 | 28013381.2381 | 28573648.8629 | 29145121.8401 | 29728024.2769 | 30322584.7625 | 30929036.4577 | 31547617.1869 | 32178569.5306 | 32822140.9212 | 33478583.7396 | 34148155.4144 | 34831118.5227 | 35527740.8932 | 36238295.711 | 36963061.6253 | 37702322.8578 | 38456369.3149 | 39225496.7012 | 40010006.6352 | 40810206.768 | 41626410.9033 | 42458939.1214 | 43308117.9038 | 44174280.2619 | 45057765.8671 | 45958921.1845 | 46878099.6082 | 47815661.6003 | 48771974.8323 | 49747414.329 | 50742362.6155 | 51757209.8679 | 52792354.0652 | 53848201.1465 | 54925165.1695 | 56023668.4728 | 57144141.8423 | 58287024.6791 | 59452765.1727 | 60641820.4762 | 61854656.8857 | 63091750.0234 | 64353585.0239 | 65640656.7244 | 66953469.8589 | 68292539.256 | 69658390.0411 | 71051557.842 | 72472588.9988 | 73922040.7788 | 75400481.5944 | 76908491.2262 | 78446661.0508 | 80015594.2718 | 81615906.1572 | 83248224.2804 | 84913188.766 | 86611452.5413 | 88343681.5921 | 90110555.224 | 91912766.3284 | 93751021.655 | 95626042.0881 | 97538562.9299 | 99489334.1885 | 101479120.8722 | 103508703.2897 | 105578877.3555 | 107690454.9026 | 109844264.0006 | 112041149.2807 | 114281972.2663 | 116567611.7116 | 118898963.9458 | 121276943.2247 | 123702482.0892 | 126176531.731 | 128700062.3656 | 131274063.613 | 133899544.8852 | 136577535.7829 | 139309086.4986 | 142095268.2285 | 144937173.5931 | 147835917.065 | 150792635.4063 | 153808488.1144 | 156884657.8767 | 160022351.0342 | 163222798.0549 | 166487254.016 | 169816999.0963 | 173213339.0783 | 176677605.8598 | 180211157.977 | 183815381.1366 | 187491688.7593 | 191241522.5345 | 195066352.9852 | 198967680.0449 | 202947033.6458 | 207005974.3187 | 211146093.8051 | 215369015.6812 | 219676395.9948 | 224069923.9147 | 228551322.393 | 233122348.8408 | 237784795.8176 | 242540491.734 | 247391301.5687 | 252339127.6001 | 257385910.1521 | 262533628.3551 | 267784300.9222 | 273139986.9406 | 278602786.6795 | 284174842.413 | 289858339.2613 | 295655506.0465 | 301568616.1675 | 307599988.4908 | 313751988.2606 | 320027028.0258 | 326427568.5864 | 332956119.9581 | 339615242.3572 | 346407547.2044 | 353335698.1485 | 360402412.1115 | 367610460.3537 | 374962669.5608 | 382461922.952 | 390111161.411 | 397913384.6392 | 405871652.332 | 413989085.3787 | 422268867.0862 | 430714244.4279 | 439328529.3165 | 448115099.9028 | 457077401.9009 | 466218949.9389 | 475543328.9377 | 485054195.5164 | 494755279.4268 | 504650385.0153 | 514743392.7156 | 525038260.5699 | 535539025.7813 | 546249806.297 | 557174802.4229 | 568318298.4714 | 579684664.4408 | 591278357.7296 | 603103924.8842 | 615166003.3819 | 627469323.4495 | 640018709.9185 | 652819084.1169 | 665875465.7992 | 679192975.1152 | 692776834.6175 | 706632371.3098 | 720765018.736 | 735180319.1108 | 749883925.493 | 764881604.0028 | 780179236.0829 | 795782820.8045 | 811698477.2206 | 827932446.7651 | 844491095.7004 | 861380917.6144 | 878608535.9666 | 896180706.686 | 914104320.8197 | 932386407.2361 | 951034135.3808 | 970054818.0884 | 989455914.4502 | 1009245032.7392 | 1029429933.394 | 1050018532.0619 | 1071018902.7031 | 1092439280.7572 | 1114288066.3723 | 1136573827.6998 | 1159305304.2538 | 1182491410.3388 | 1206141238.5456 | 1230264063.3165 | 1254869344.5828 | 1279966731.4745 | 1305566066.104 | 1331677387.4261 | 1358310935.1746 | 1385477153.8781 | 1413186696.9557 | 1441450430.8948 | 1470279439.5127 | 1499685028.3029 | 1529678728.869 | 1560272303.4464 | 1591477749.5153 | 1623307304.5056 | 1655773450.5957 | 1688888919.6076 | 1722666697.9998 | 1757120031.9598 | 1792262432.599 | 1828107681.2509 | 1864669834.8759 | 1901963231.5735 | 1940002496.2049 | 1978802546.129 | 2018378597.0516 | 2058746168.9926 | 2099921092.3725 | 2141919514.22 | 2184757904.5044 | 2228453062.5944 | 2273022123.8463 | 2318482566.3233 | 2364852217.6497 | 2412149262.0027 | 2460392247.2428 | 2509600092.1876 | 2559792094.0314 | 2610987935.912 | 2663207694.6302 | 2716471848.5228 | 2770801285.4933 | 2826217311.2032 | 2882741657.4272 | 2940396490.5758 | 2999204420.3873 | 3059188508.795 | 3120372278.9709 | 3182779724.5504 | 3246435319.0414 | 3311364025.4222 | 3377591305.9306 | 3445143132.0493 | 3514045994.6902 | 3584326914.584 | 3656013452.8757 | 3729133721.9332 | 3803716396.3719 | 3879790724.2993 | 3957386538.7853 | 4036534269.561 | 4117264954.9523 | 4199610254.0513 | 4283602459.1323 | 4369274508.315 | 4456659998.4813 | 4545793198.4509 | 4636709062.4199 | 4729443243.6683 | 4824032108.5417 | 4920512750.7125 | 5018923005.7268 | 5119301465.8413 | 5221687495.1581 | 5326121245.0613 | 5432643669.9625 | 5541296543.3618 | 5652122474.229 | 5765164923.7136 | 5880468222.1879 | 5998077586.6316 | 6118039138.3642 | 6240399921.1315 | 6365207919.5542 | 6492512077.9452 | 6622362319.5041 | 6754809565.8942 | 6889905757.2121 | 7027703872.3564 | 7168257949.8035 | 7311623108.7996 | 7457855570.9755 | 7607012682.3951 | 7759152936.043 | 7914335994.7638 | 8072622714.6591 | 8234075168.9523 | 8398756672.3313 | 8566731805.7779 | 8738066441.8935 | 8912827770.7314 | 9091084326.146 | 9272906012.6689 | 9458364132.9223 | 9647531415.5807 | 9840482043.8924 | 10037291684.7702 | 10238037518.4656 | 10442798268.8349 | 10651654234.2116 | 10864687318.8959 | 11081981065.2738 | 11303620686.5793 | 11529693100.3108 | 11760286962.3171 | 11995492701.5634 | 12235402555.5947 | 12480110606.7066 | 12729712818.8407 | 12984307075.2175 | 13243993216.7218 | 13508873081.0563 | 13779050542.6774 | 14054631553.531 | 14335724184.6016 | 14622438668.2936 | 14914887441.6595 | 15213185190.4927 | 15517448894.3025 | 15827797872.1886 | 16144353829.6324 | 16467240906.225 | 16796585724.3495 | 17132517438.8365 | 17475167787.6132 | 17824671143.3655 | 18181164566.2328 | 18544787857.5575 | 18915683614.7086 | 19293997287.0028 | 19679877232.7428 | 20073474777.3977 | 20474944272.9456 | 20884443158.4046 | 21302132021.5726 | 21728174662.0041 | 22162738155.2442 | 22605992918.3491 | 23058112776.716 | 23519275032.2504 | 23989660532.8954 | 24469453743.5533 | 24958842818.4244 | 25458019674.7928 | 25967180068.2887 | 26486523669.6545 | 27016254143.0476 | 27556579225.9085 | 28107710810.4267 | 28669865026.6352 | 29243262327.1679 | 29828127573.7113 | 30424690125.1855 | 31033183927.6892 | 31653847606.243 | 32286924558.3679 | 32932663049.5352 | 33591316310.5259 | 34263142636.7364 | 34948405489.4712 | 35647373599.2606 | 36360321071.2458 | 37087527492.6707 | 37829278042.5241 | 38585863603.3746 | 39357580875.4421 | 40144732492.951 | 40947627142.81 | 41766579685.6662 | 42601911279.3795 | 43453949504.9671 | 44323028495.0664 | 45209489064.9678 | 46113678846.2671 | 47035952423.1925 | 47976671471.6563 | 48936204901.0894 | 49914928999.1112 | 50913227579.0935 | 51931492130.6753 | 52970121973.2888 | 54029524412.7546 | 55110114901.0097 | 56212317199.0299 | 57336563543.0105 | 58483294813.8707 | 59652960710.1481 | 60846019924.3511 | 62062940322.8381 | 63304199129.2949 | 64570283111.8808 | 65861688774.1184 | 67178922549.6008 | 68522501000.5928 | 69892951020.6046 | 71290810041.0167 | 72716626241.8371 | 74170958766.6738 | 75654377942.0073 | 77167465500.8475 | 78710814810.8644 | 80285031107.0817 | 81890731729.2233 | 83528546363.8078 | 85199117291.084 | 86903099636.9056 | 88641161629.6438 | 90413984862.2366 | 92222264559.4814 | 94066709850.671 | 95948044047.6844 | 97867004928.6381 | 99824345027.2109 | 101820831927.7551 | 103857248566.3102 | 105934393537.6364 | 108053081408.3891 | 110214143036.5569 | 112418425897.2881 | 114666794415.2338 | 116960130303.5385 | 119299332909.6093 | 121685319567.8015 | 124119025959.1575 | 126601406478.3407 | 129133434607.9075 | 131716103300.0656 | 134350425366.0669 | 137037433873.3883 | 139778182550.856 | 142573746201.8732 | 145425221125.9106 | 148333725548.4289 | 151300400059.3974 | 154326408060.5854 | 157412936221.7971 | 160561194946.233 | 163772418845.1577 | 167047867222.0609 | 170388824566.5021 | 173796601057.8321 | 177272533078.9888 | 180817983740.5685 | 184434343415.3799 | 188123030283.6875 | 191885490889.3613 | 195723200707.1485 | 199637664721.2915 | 203630418015.7173 | 207703026376.0317 | 211857086903.5523 | 216094228641.6234 | 220416113214.4558 | 224824435478.7449 | 229320924188.3198 | 233907342672.0862 | 238585489525.528 | 243357199316.0385 | 248224343302.3593 | 253188830168.4065 | 258252606771.7746 | 263417658907.2101 | 268686012085.3543 | 274059732327.0614 | 279540926973.6026 | 285131745513.0746 | 290834380423.3361 | 296651068031.8029 | 302584089392.4389 | 308635771180.2877 | 314808486603.8934 | 321104656335.9713 | 327526749462.6907 | 334077284451.9446 | 340758830140.9835 | 347574006743.8032 | 354525486878.6793 | 361615996616.2529 | 368848316548.5779 | 376225282879.5495 | 383749788537.1405 | 391424784307.8833 | 399253279994.041 | 407238345593.9218 | 415383112505.8002 | 423690774755.9162 | 432164590251.0345 | 440807882056.0552 | 449624039697.1763 | 458616520491.1199 | 467788850900.9423 | 477144627918.9611 | 486687520477.3403 | 496421270886.8871 | 506349696304.6249 | 516476690230.7174 | 526806224035.3318 | 537342348516.0385 | 548089195486.3593 | 559050979396.0864 | 570231998984.0082 | 581636638963.6884 | 593269371742.9622 | 605134759177.8214 | 617237454361.3778 | 629582203448.6053 | 642173847517.5775 | 655017324467.9291 | 668117670957.2877 | 681480024376.4335 | 695109624863.9622 | 709011817361.2415 | 723192053708.4663 | 737655894782.6356 | 752409012678.2883 | 767457192931.8541 | 782806336790.4912 | 798462463526.301 | 814431712796.827 | 830720347052.7635 | 847334753993.8188 | 864281449073.6952 | 881567078055.1691 | 899198419616.2725 | 917182388008.5979 | 935526035768.7699 | 954236556484.1453 | 973321287613.8281 | 992787713366.1047 | 1.0126e+12 | 1.0329e+12 | 1.0536e+12 | 1.0746e+12 | 1.0961e+12 | 1.118e+12 | 1.1404e+12 | 1.1632e+12 | 1.1865e+12 | 1.2102e+12 | 1.2344e+12 | 1.2591e+12 | 1.2843e+12 | 1.31e+12 | 1.3362e+12 | 1.3629e+12 | 1.3901e+12 | 1.4179e+12 | 1.4463e+12 | 1.4752e+12 | 1.5047e+12 | 1.5348e+12 | 1.5655e+12 | 1.5968e+12 | 1.6288e+12 | 1.6613e+12 | 1.6946e+12 | 1.7285e+12 | 1.763e+12 | 1.7983e+12 | 1.8343e+12 | 1.8709e+12 | 1.9084e+12 | 1.9465e+12 | 1.9855e+12 | 2.0252e+12 | 2.0657e+12 | 2.107e+12 | 2.1491e+12 | 2.1921e+12 | 2.236e+12 | 2.2807e+12 | 2.3263e+12 | 2.3728e+12 | 2.4203e+12 | 2.4687e+12 | 2.5181e+12 | 2.5684e+12 | 2.6198e+12 | 2.6722e+12 | 2.7256e+12 | 2.7801e+12 | 2.8357e+12 | 2.8924e+12 | 2.9503e+12 | 3.0093e+12 | 3.0695e+12 | 3.1309e+12 | 3.1935e+12 | 3.2574e+12 | 3.3225e+12 | 3.389e+12 | 3.4567e+12 | 3.5259e+12 | 3.5964e+12 | 3.6683e+12 | 3.7417e+12 | 3.8165e+12 | 3.8929e+12 | 3.9707e+12 | 4.0501e+12 | 4.1311e+12 | 4.2138e+12 | 4.298e+12 | 4.384e+12 | 4.4717e+12 | 4.5611e+12 | 4.6523e+12 | 4.7454e+12 | 4.8403e+12 | 4.9371e+12 | 5.0358e+12 | 5.1365e+12 | 5.2393e+12 | 5.3441e+12 | 5.4509e+12 | 5.56e+12 | 5.6712e+12 | 5.7846e+12 | 5.9003e+12 | 6.0183e+12 | 6.1386e+12 | 6.2614e+12 | 6.3866e+12 | 6.5144e+12 | 6.6447e+12 | 6.7776e+12 | 6.9131e+12 | 7.0514e+12 | 7.1924e+12 | 7.3362e+12 | 7.483e+12 | 7.6326e+12 | 7.7853e+12 | 7.941e+12 | 8.0998e+12 | 8.2618e+12 | 8.427e+12 | 8.5956e+12 | 8.7675e+12 | 8.9428e+12 | 9.1217e+12 | 9.3041e+12 | 9.4902e+12 | 9.68e+12 | 9.8736e+12 | 1.0071e+13 | 1.0273e+13 | 1.0478e+13 | 1.0688e+13 | 1.0901e+13 | 1.1119e+13 | 1.1342e+13 | 1.1569e+13 | 1.18e+13 | 1.2036e+13 | 1.2277e+13 | 1.2522e+13 | 1.2773e+13 | 1.3028e+13 | 1.3289e+13 | 1.3554e+13 | 1.3825e+13 | 1.4102e+13 | 1.4384e+13 | 1.4672e+13 | 1.4965e+13 | 1.5264e+13 | 1.557e+13 | 1.5881e+13 | 1.6199e+13 | 1.6523e+13 | 1.6853e+13 | 1.719e+13 | 1.7534e+13 | 1.7885e+13 | 1.8242e+13 | 1.8607e+13 | 1.8979e+13 | 1.9359e+13 | 1.9746e+13 | 2.0141e+13 | 2.0544e+13 | 2.0955e+13 | 2.1374e+13 | 2.1801e+13 | 2.2237e+13 | 2.2682e+13 | 2.3136e+13 | 2.3598e+13 | 2.407e+13 | 2.4552e+13 | 2.5043e+13 | 2.5544e+13 | 2.6055e+13 | 2.6576e+13 | 2.7107e+13 | 2.7649e+13 | 2.8202e+13 | 2.8766e+13 | 2.9342e+13 | 2.9929e+13 | 3.0527e+13 | 3.1138e+13 | 3.176e+13 | 3.2396e+13 | 3.3044e+13 | 3.3704e+13 | 3.4379e+13 | 3.5066e+13 | 3.5767e+13 | 3.6483e+13 | 3.7212e+13 | 3.7957e+13 | 3.8716e+13 | 3.949e+13 | 4.028e+13 | 4.1086e+13 | 4.1907e+13 | 4.2745e+13 | 4.36e+13 | 4.4472e+13 | 4.5362e+13 | 4.6269e+13 | 4.7194e+13 | 4.8138e+13 | 4.9101e+13 | 5.0083e+13 | 5.1085e+13 | 5.2106e+13 | 5.3148e+13 | 5.4211e+13 | 5.5296e+13 | 5.6402e+13 | 5.753e+13 | 5.868e+13 | 5.9854e+13 | 6.1051e+13 | 6.2272e+13 | 6.3517e+13 | 6.4788e+13 | 6.6083e+13 | 6.7405e+13 | 6.8753e+13 | 7.0128e+13 | 7.1531e+13 | 7.2961e+13 | 7.4421e+13 | 7.5909e+13 | 7.7427e+13 | 7.8976e+13 | 8.0555e+13 | 8.2166e+13 | 8.381e+13 | 85486008624473 | 8.7196e+13 | 8.894e+13 | 9.0718e+13 | 9.2533e+13 | 9.4383e+13 | 9.6271e+13 | 9.8197e+13 | 1.0016e+14 | 1.0216e+14 | 1.0421e+14 | 1.0629e+14 | 1.0842e+14 | 1.1059e+14 | 1.128e+14 | 1.1505e+14 | 1.1735e+14 | 1.197e+14 | 1.221e+14 | 1.2454e+14 | 1.2703e+14 | 1.2957e+14 | 1.3216e+14 | 1.348e+14 | 1.375e+14 | 1.4025e+14 | 1.4305e+14 | 1.4591e+14 | 1.4883e+14 | 1.5181e+14 | 1.5485e+14 | 1.5794e+14 | 1.611e+14 | 1.6432e+14 | 1.6761e+14 | 1.7096e+14 | 1.7438e+14 | 1.7787e+14 | 1.8143e+14 | 1.8506e+14 | 1.8876e+14 | 192531627681497 | 1.9638e+14 | 2.0031e+14 | 2.0432e+14 | 2.084e+14 | 2.1257e+14 | 2.1682e+14 | 221158321286923 | 2.2558e+14 | 2.3009e+14 | 234694979816253 | 2.3939e+14 | 2.4418e+14 | 2.4906e+14 | 2.5404e+14 | 2.5912e+14 | 2.643e+14 | 2.6959e+14 | 2.7498e+14 | 2.8048e+14 | 2.8609e+14 | 2.9181e+14 | 2.9765e+14 | 3.036e+14 | 3.0968e+14 | 3.1587e+14 | 3.2219e+14 | 3.2863e+14 | 3.352e+14 | 3.4191e+14 | 3.4874e+14 | 3.5572e+14 | 3.6283e+14 | 3.7009e+14 | 3.7749e+14 | 3.8504e+14 | 3.9274e+14 | 4.006e+14 | 4.0861e+14 | 4.1678e+14 | 4.2512e+14 | 4.3362e+14 | 4.4229e+14 | 4.5114e+14 | 4.6016e+14 | 4.6936e+14 | 4.7875e+14 | 4.8833e+14 | 4.9809e+14 | 5.0805e+14 | 518215824285574 | 5.2858e+14 | 5.3915e+14 | 5.4993e+14 | 5.6093e+14 | 5.7215e+14 | 5.836e+14 | 5.9527e+14 | 6.0717e+14 | 619315880546175 | 6.317e+14 | 6.4434e+14 | 6.5722e+14 | 6.7037e+14 | 6.8377e+14 | 697450270324495 | 7.114e+14 | 7.2563e+14 | 7.4014e+14 | 7.5494e+14 | 7.7004e+14 | 7.8544e+14 | 8.0115e+14 | 8.1717e+14 | 8.3352e+14 | 8.5019e+14 | 8.6719e+14 | 8.8454e+14 | 9.0223e+14 | 9.2027e+14 | 9.3868e+14 | 957449761113050 | 976598756335311 | 9.9613e+14 | 1.0161e+15 | 1.0364e+15 | 1.0571e+15 | 1.0782e+15 | 1.0998e+15 | 1.1218e+15 | 1144241094335413 | 1.1671e+15 | 1.1905e+15 | 1214277803237495 | 1238563359302245 | 1263334626488290 | 1.2886e+15 | 1314373345398417 | 1.3407e+15 | 1367474028552513 | 1.3948e+15 | 1.4227e+15 | 1.4512e+15 | 1.4802e+15 | 1.5098e+15 | 1.54e+15 | 1.5708e+15 | 1.6022e+15 | 1.6343e+15 | 1666943210293265 | 1.7003e+15 | 1734287715989113 | 1.769e+15 | 1.8044e+15 | 1.8404e+15 | 1.8772e+15 | 1.9148e+15 | 1.9531e+15 | 1.9922e+15 | 2.032e+15 | 2072634361231550 | 2114087048456181 | 2.1564e+15 | 2199496165213811 | 2.2435e+15 | 2288355810288449 | 2334122926494218 | 2.3808e+15 | 2.4284e+15 | 2476989922579076 | 2.5265e+15 | 2.5771e+15 | 2628601521760296 | 2681173552195502 | 2734797023239412 | 2.7895e+15 | 2.8453e+15 | 2902188479437850 | 2960232249026607 | 3019436894007139 | 3079825631887282 | 3.1414e+15 | 3204250587415528 | 3.2683e+15 | 3.3337e+15 | 3400376357370058 | 3468383884517459 | 3537751562207808 | 3608506593451964 | 3.6807e+15 | 3.7543e+15 | 3829376065023972 | 3.906e+15 | 3.9841e+15 | 4.0638e+15 | 4145039805516199 | 4227940601626523 | 4.3125e+15 | 4.3987e+15 | 4.4867e+15 | 4576458877770297 | 4667988055325703 | 4761347816432217 | 4856574772760861 | 4953706268216078 | 5052780393580400 | 5153836001452008 | 5256912721481048 | 5362050975910669 | 5469291995428882 | 5578677835337460 | 5690251392044209 | 5804056419885093 | 5920137548282795 | 6038540299248451 | 6159311105233420 | 6282497327338089 | 6408147273884851 | 6536310219362548 | 6667036423749799 | 6800377152224795 | 6936384695269291 | 7075112389174677 | 7216614636958171 | 7360946929697335 | 7508165868291282 | 7658329185657108 | 7811495769370250 | 7967725684757655 | 8127080198452808 | 8289621802421864 | 8455414238470301 | 8624522523239707 | 8797012973704501 | 8972953233178591 | 9152412297842162 | 9335460543799006 | 9522169754674986 | 9712613149768486 | 9906865412763856 | 10105002721019134 | 10307102775439516 | 10513244830948306 | 10723509727567272 | 10937979922118618 | 11156739520560990 | 11379874310972210 | 11607471797191654 | 11839621233135488 | 12076413657798198 | 12317941930954162 | 12564300769573246 | 12815586784964712 | 13071898520664006 | 13333336491077286 | 13600003220898832 | 13872003285316808 | 14149443351023144 | 14432432218043608 | 14721080862404480 | 15015502479652570 | 15315812529245622 | 15622128779830534 | 15934571355427144 | 16253262782535688 | 16578328038186402 | 16909894598950130 | 17248092490929132 | 17593054340747714 | 17944915427562668 | 18303813736113920 | 18669890010836200 | 19043287811052924 | 19424153567273984 | 19812636638619464 | 20208889371391852 | 20613067158819688 | 21025328501996084 | 21445835072036008 | 21874751773476728 | 22312246808946264 | 22758491745125188 | 23213661580027692 | 23677934811628248 | 24151493507860812 | 24634523378018028 | 25127213845578388 | 25629758122489956 | 26142353284939756 | 26665200350638552 | 27198504357651324 | 27742474444804352 | 28297323933700440 | 28863270412374448 | 29440535820621936 | 30029346537034376 | 30629933467775064 | 31242532137130564 | 31867382779873176 | 32504730435470640 | 33154825044180052 | 33817921545063652 | 34494279975964924 | 35184165575484224 | 35887848886993908 | 36605605864733784 | 37337717982028464 | 38084472341669032 | 38846161788502416 | 39623085024272464 | 40415546724757912 | 41223857659253072 | 42048334812438136 | 42889301508686896 | 43747087538860632 | 44622029289637848 | 45514469875430608 | 46424759272939224 | 47353254458398008 | 48300319547565968 | 49266325938517288 | 50251652457287632 | 51256685506433384 | 52281819216562056 | 53327455600893296 | 54394004712911160 | 55481884807169384 | 56591522503312776 | 57723352953379032 | 58877820012446616 | 60055376412695552 | 61256483940949464 | 62481613619768456 | 63731245892163824 | 65005870810007104 | 66305988226207248 | 67632107990731392 | 68984750150546024 | 70364445153556944 | 71771734056628088 | 73207168737760656 | 74671312112515872 | 76164738354766192 | 77688033121861520 | 79241793784298752 | 80826629659984736 | 82443162253184432 | 84092025498248128 | 85773866008213088 | 87489343328377344 | 89239130194944896 | 91023912798843792 | 92844391054820672 | 94701278875917088 | 96595304453435424 | 98527210542504128 | 1.005e+17 | 1.0251e+17 | 1.0456e+17 | 1.0665e+17 | 1.0878e+17 | 1.1096e+17 | 1.1318e+17 | 1.1544e+17 | 1.1775e+17 | 1.201e+17 | 1.2251e+17 | 1.2496e+17 | 1.2746e+17 | 1.3e+17 | 1.326e+17 | 1.3526e+17 | 1.3796e+17 | 1.4072e+17 | 1.4354e+17 | 1.4641e+17 | 1.4933e+17 | 1.5232e+17 | 1.5537e+17 | 1.5847e+17 | 1.6164e+17 | 1.6488e+17 | 1.6817e+17 | 1.7154e+17 | 1.7497e+17 | 1.7847e+17 | 1.8204e+17 | 1.8568e+17 | 1.8939e+17 | 1.9318e+17 | 1.9704e+17 | 2.0098e+17 | 2.05e+17 | 2.091e+17 | 2.1329e+17 | 2.1755e+17 | 2.219e+17 | 2.2634e+17 | 2.3087e+17 | 2.3549e+17 | 2.4019e+17 | 2.45e+17 | 2.499e+17 | 2.549e+17 | 2.5999e+17 | 2.6519e+17 | 2.705e+17 | 2.7591e+17 | 2.8143e+17 | 2.8706e+17 | 2.928e+17 | 2.9865e+17 | 3.0463e+17 | 3.1072e+17 | 3.1693e+17 | 3.2327e+17 | 3.2974e+17 | 3.3633e+17 | 3.4306e+17 | 3.4992e+17 | 3.5692e+17 | 3.6406e+17 | 3.7134e+17 | 3.7876e+17 | 3.8634e+17 | 3.9407e+17 | 4.0195e+17 | 4.0999e+17 | 4.1819e+17 | 4.2655e+17 | 4.3508e+17 | 4.4378e+17 | 4.5266e+17 | 4.6171e+17 | 4.7094e+17 | 4.8036e+17 | 4.8997e+17 | 4.9977e+17 | 5.0977e+17 | 5.1996e+17 | 5.3036e+17 | 5.4097e+17 | 5.5179e+17 | 5.6282e+17 | 5.7408e+17 | 5.8556e+17 | 5.9727e+17 | 6.0922e+17 | 6.214e+17 | 6.3383e+17 | 6.4651e+17 | 6.5944e+17 | 6.7262e+17 | 6.8608e+17 | 6.998e+17 | 7.1379e+17 | 7.2807e+17 | 7.4263e+17 | 7.5748e+17 | 7.7263e+17 | 7.8809e+17 | 8.0385e+17 | 8.1993e+17 | 8.3632e+17 | 8.5305e+17 | 8.7011e+17 | 8.8751e+17 | 9.0526e+17 | 9.2337e+17 | 9.4184e+17 | 9.6067e+17 | 9.7989e+17 | 9.9949e+17 | 1.0195e+18 | 1.0399e+18 | 1.0607e+18 | 1.0819e+18 | 1.1035e+18 | 1.1256e+18 | 1.1481e+18 | 1.1711e+18 | 1.1945e+18 | 1.2184e+18 | 1.2427e+18 | 1.2676e+18 | 1.2929e+18 | 1.3188e+18 | 1.3452e+18 | 1.3721e+18 | 1.3995e+18 | 1.4275e+18 | 1.4561e+18 | 1.4852e+18 | 1.5149e+18 | 1.5452e+18 | 1.5761e+18 | 1.6076e+18 | 1.6398e+18 | 1.6726e+18 | 1.706e+18 | 1.7401e+18 | 1.7749e+18 | 1.8104e+18 | 1.8466e+18 | 1.8836e+18 | 1.9212e+18 | 1.9597e+18 | 1.9989e+18 | 2.0388e+18 | 2.0796e+18 | 2.1212e+18 | 2.1636e+18 | 2.2069e+18 | 2.251e+18 | 2.2961e+18 | 2.342e+18 | 2.3888e+18 | 2.4366e+18 | 2.4853e+18 | 2.535e+18 | 2.5857e+18 | 2.6375e+18 | 2.6902e+18 | 2.744e+18 | 2.7989e+18 | 2.8549e+18 | 2.912e+18 | 2.9702e+18 | 3.0296e+18 | 3.0902e+18 | 3.152e+18 | 3.215e+18 | 3.2793e+18 | 3.3449e+18 | 3.4118e+18 | 3.4801e+18 | 3.5497e+18 | 3.6207e+18 | 3.6931e+18 | 3.7669e+18 | 3.8423e+18 | 3.9191e+18 | 3.9975e+18 | 4.0774e+18 | 4.159e+18 | 4.2422e+18 | 4.327e+18 | 4.4136e+18 | 4.5018e+18 | 4.5919e+18 | 4.6837e+18 | 4.7774e+18 | 4.8729e+18 | 4.9704e+18 | 5.0698e+18 | 5.1712e+18 | 5.2746e+18 | 5.3801e+18 | 5.4877e+18 | 5.5975e+18 | 5.7094e+18 | 5.8236e+18 | 5.9401e+18 | 6.0589e+18 | 6.1801e+18 | 6.3037e+18 | 6.4297e+18 | 6.5583e+18 | 6.6895e+18 | 6.8233e+18 | 6.9597e+18 | 7.0989e+18 | 7.2409e+18 | 7.3857e+18 | 7.5334e+18 | 7.6841e+18 | 7.8378e+18 | 7.9946e+18 | 8.1544e+18 | 8.3175e+18 | 8.4839e+18 | 8.6536e+18 | 8.8266e+18 | 9.0032e+18 | 9.1832e+18 | 9.3669e+18 | 9.5542e+18 | 9.7453e+18 | 9.9402e+18 | 1.0139e+19 | 1.0342e+19 | 1.0549e+19 | 1.076e+19 | 1.0975e+19 | 1.1194e+19 | 1.1418e+19 | 1.1647e+19 | 1.1879e+19 | 1.2117e+19 | 1.2359e+19 | 1.2607e+19 | 1.2859e+19 | 1.3116e+19 | 1.3378e+19 | 1.3646e+19 | 1.3919e+19 | 1.4197e+19 | 1.4481e+19 | 1.4771e+19 | 1.5066e+19 | 1.5367e+19 | 1.5675e+19 | 1.5988e+19 | 1.6308e+19 | 1.6634e+19 | 1.6967e+19 | 1.7306e+19 | 1.7652e+19 | 1.8005e+19 | 1.8365e+19 | 1.8733e+19 | 1.9107e+19 | 1.949e+19 | 1.9879e+19 | 2.0277e+19 | 2.0682e+19 | 2.1096e+19 | 2.1518e+19 | 2.1948e+19 | 2.2387e+19 | 2.2835e+19 | 2.3292e+19 | 2.3758e+19 | 2.4233e+19 | 2.4717e+19 | 2.5212e+19 | 2.5716e+19 | 2.623e+19 | 2.6755e+19 | 2.729e+19 | 2.7836e+19 | 2.8393e+19 | 2.896e+19 | 2.954e+19 | 3.013e+19 | 3.0733e+19 | 3.1348e+19 | 3.1975e+19 | 3.2614e+19 | 3.3266e+19 | 3.3932e+19 | 3.461e+19 | 3.5303e+19 | 3.6009e+19 | 3.6729e+19 | 3.7463e+19 | 3.8213e+19 | 3.8977e+19 | 3.9757e+19 | 4.0552e+19 | 4.1363e+19 | 4.219e+19 | 4.3034e+19 | 4.3894e+19 | 4.4772e+19 | 4.5668e+19 | 4.6581e+19 | 4.7513e+19 | 4.8463e+19 | 4.9432e+19 | 5.0421e+19 | 5.1429e+19 | 5.2458e+19 | 5.3507e+19 | 5.4577e+19 | 5.5669e+19 | 5.6782e+19 | 5.7918e+19 | 5.9076e+19 | 6.0258e+19 | 6.1463e+19 | 6.2692e+19 | 6.3946e+19 | 6.5225e+19 | 6.6529e+19 | 6.786e+19 | 6.9217e+19 | 7.0601e+19 | 7.2013e+19 | 7.3454e+19 | 7.4923e+19 | 7.6421e+19 | 7.795e+19 | 7.9509e+19 | 8.1099e+19 | 8.2721e+19 | 8.4375e+19 | 8.6063e+19 | 8.7784e+19 | 8.954e+19 | 9.133e+19 | 9.3157e+19 | 9.502e+19 | 9.6921e+19 | 9.8859e+19 | 1.0084e+20 | 1.0285e+20 | 1.0491e+20 | 1.0701e+20 | 1.0915e+20 | 1.1133e+20 | 1.1356e+20 | 1.1583e+20 | 1.1815e+20 | 1.2051e+20 | 1.2292e+20 | 1.2538e+20 | 1.2788e+20 | 1.3044e+20 | 1.3305e+20 | 1.3571e+20 | 1.3843e+20 | 1.4119e+20 | 1.4402e+20 | 1.469e+20 | 1.4984e+20 | 1.5283e+20 | 1.5589e+20 | 1.5901e+20 | 1.6219e+20 | 1.6543e+20 | 1.6874e+20 | 1.7212e+20 | 1.7556e+20 | 1.7907e+20 | 1.8265e+20 | 1.863e+20 | 1.9003e+20 | 1.9383e+20 | 1.9771e+20 | 2.0166e+20 | 2.0569e+20 | 2.0981e+20 | 2.14e+20 | 2.1828e+20 | 2.2265e+20 | 2.271e+20 | 2.3165e+20 | 2.3628e+20 | 2.41e+20 | 2.4582e+20 | 2.5074e+20 | 2.5576e+20 | 2.6087e+20 | 2.6609e+20 | 2.7141e+20 | 2.7684e+20 | 2.8237e+20 | 2.8802e+20 | 2.9378e+20 | 2.9966e+20 | 3.0565e+20 | 3.1176e+20 | 3.18e+20 | 3.2436e+20 | 3.3085e+20 | 3.3746e+20 | 3.4421e+20 | 3.511e+20 | 3.5812e+20 | 3.6528e+20 | 3.7259e+20 | 3.8004e+20 | 3.8764e+20 | 3.9539e+20 | 4.033e+20 | 4.1137e+20 | 4.1959e+20 | 4.2799e+20 | 4.3654e+20 | 4.4528e+20 | 4.5418e+20 | 4.6327e+20 | 4.7253e+20 | 4.8198e+20 | 4.9162e+20 | 5.0145e+20 | 5.1148e+20 | 5.2171e+20 | 5.3215e+20 | 5.4279e+20 | 5.5364e+20 | 5.6472e+20 | 5.7601e+20 | 5.8753e+20 | 5.9928e+20 | 6.1127e+20 | 6.2349e+20 | 6.3596e+20 | 6.4868e+20 | 6.6166e+20 | 6.7489e+20 | 6.8839e+20 | 7.0216e+20 | 7.162e+20 | 7.3052e+20 | 7.4513e+20 | 7.6004e+20 | 7.7524e+20 | 7.9074e+20 | 8.0656e+20 | 8.2269e+20 | 8.3914e+20 | 8.5592e+20 | 8.7304e+20 | 8.905e+20 | 9.0831e+20 | 9.2648e+20 | 9.4501e+20 | 9.6391e+20 | 9.8319e+20 | 1.0029e+21 | 1.0229e+21 | 1.0434e+21 | 1.0642e+21 | 1.0855e+21 | 1.1072e+21 | 1.1294e+21 | 1.152e+21 | 1.175e+21 | 1.1985e+21 | 1.2225e+21 | 1.2469e+21 | 1.2719e+21 | 1.2973e+21 | 1.3232e+21 | 1.3497e+21 | 1.3767e+21 | 1.4042e+21 | 1.4323e+21 | 1.461e+21 | 1.4902e+21 | 1.52e+21 | 1.5504e+21 | 1.5814e+21 | 1.613e+21 | 1.6453e+21 | 1.6782e+21 | 1.7118e+21 | 1.746e+21 | 1.7809e+21 | 1.8165e+21 | 1.8529e+21 | 1.8899e+21 | 1.9277e+21 | 1.9663e+21 | 2.0056e+21 | 2.0457e+21 | 2.0866e+21 | 2.1283e+21 | 2.1709e+21 | 2.2143e+21 | 2.2586e+21 | 2.3038e+21 | 2.3499e+21 | 2.3969e+21 | 2.4448e+21 | 2.4937e+21 | 2.5436e+21 | 2.5944e+21 | 2.6463e+21 | 2.6993e+21 | 2.7532e+21 | 2.8083e+21 | 2.8645e+21 | 2.9218e+21 | 2.9802e+21 | 3.0398e+21 | 3.1006e+21 | 3.1626e+21 | 3.2259e+21 | 3.2904e+21 | 3.3562e+21 | 3.4233e+21 | 3.4918e+21 | 3.5616e+21 | 3.6328e+21 | 3.7055e+21 | 3.7796e+21 | 3.8552e+21 | 3.9323e+21 | 4.011e+21 | 4.0912e+21 | 4.173e+21 | 4.2565e+21 | 4.3416e+21 | 4.4284e+21 | 4.517e+21 | 4.6073e+21 | 4.6995e+21 | 4.7935e+21 | 4.8893e+21 | 4.9871e+21 | 5.0869e+21 | 5.1886e+21 | 5.2924e+21 | 5.3982e+21 | 5.5062e+21 | 5.6163e+21 | 5.7286e+21 | 5.8432e+21 | 5.9601e+21 | 6.0793e+21 | 6.2009e+21 | 6.3249e+21 | 6.4514e+21 | 6.5804e+21 | 6.712e+21 | 6.8463e+21 | 6.9832e+21 | 7.1228e+21 | 7.2653e+21 | 7.4106e+21 | 7.5588e+21 | 7.71e+21 | 7.8642e+21 | 8.0215e+21 | 8.1819e+21 | 8.3455e+21 | 8.5125e+21 | 8.6827e+21 | 8.8564e+21 | 9.0335e+21 | 9.2142e+21 | 9.3984e+21 | 9.5864e+21 | 9.7781e+21 | 9.9737e+21 | 1.0173e+22 | 1.0377e+22 | 1.0584e+22 | 1.0796e+22 | 1.1012e+22 | 1.1232e+22 | 1.1457e+22 | 1.1686e+22 | 1.1919e+22 | 1.2158e+22 | 1.2401e+22 | 1.2649e+22 | 1.2902e+22 | 1.316e+22 | 1.3423e+22 | 1.3692e+22 | 1.3966e+22 | 1.4245e+22 | 1.453e+22 | 1.482e+22 | 1.5117e+22 | 1.5419e+22 | 1.5728e+22 | 1.6042e+22 | 1.6363e+22 | 1.669e+22 | 1.7024e+22 | 1.7364e+22 | 1.7712e+22 | 1.8066e+22 | 1.8427e+22 | 1.8796e+22 | 1.9172e+22 | 1.9555e+22 | 1.9946e+22 | 2.0345e+22 | 2.0752e+22 | 2.1167e+22 | 2.1591e+22 | 2.2022e+22 | 2.2463e+22 | 2.2912e+22 | 2.337e+22 | 2.3838e+22 | 2.4314e+22 | 2.4801e+22 | 2.5297e+22 | 2.5803e+22 | 2.6319e+22 | 2.6845e+22 | 2.7382e+22 | 2.793e+22 | 2.8488e+22 | 2.9058e+22 | 2.9639e+22 | 3.0232e+22 | 3.0837e+22 | 3.1453e+22 | 3.2082e+22 | 3.2724e+22 | 3.3378e+22 | 3.4046e+22 | 3.4727e+22 | 3.5422e+22 | 3.613e+22 | 3.6853e+22 | 3.759e+22 | 3.8341e+22 | 3.9108e+22 | 3.989e+22 | 4.0688e+22 | 4.1502e+22 | 4.2332e+22 | 4.3179e+22 | 4.4042e+22 | 4.4923e+22 | 4.5822e+22 | 4.6738e+22 | 4.7673e+22 | 4.8626e+22 | 4.9599e+22 | 5.0591e+22 | 5.1602e+22 | 5.2635e+22 | 5.3687e+22 | 5.4761e+22 | 5.5856e+22 | 5.6973e+22 | 5.8113e+22 | 5.9275e+22 | 6.0461e+22 | 6.167e+22 | 6.2903e+22 | 6.4161e+22 | 6.5444e+22 | 6.6753e+22 | 6.8088e+22 | 6.945e+22 | 7.0839e+22 | 7.2256e+22 | 7.3701e+22 | 7.5175e+22 | 7.6679e+22 | 7.8212e+22 | 7.9776e+22 | 8.1372e+22 | 8.2999e+22 | 8.4659e+22 | 8.6352e+22 | 8.808e+22 | 8.9841e+22 | 9.1638e+22 | 9.3471e+22 | 9.534e+22 | 9.7247e+22 | 9.9192e+22 | 1.0118e+23 | 1.032e+23 | 1.0526e+23 | 1.0737e+23 | 1.0952e+23 | 1.1171e+23 | 1.1394e+23 | 1.1622e+23 | 1.1854e+23 | 1.2091e+23 | 1.2333e+23 | 1.258e+23 | 1.2832e+23 | 1.3088e+23 | 1.335e+23 | 1.3617e+23 | 1.3889e+23 | 1.4167e+23 | 1.445e+23 | 1.4739e+23 | 1.5034e+23 | 1.5335e+23 | 1.5642e+23 | 1.5954e+23 | 1.6273e+23 | 1.6599e+23 | 1.6931e+23 | 1.727e+23 | 1.7615e+23 | 1.7967e+23 | 1.8327e+23 | 1.8693e+23 | 1.9067e+23 | 1.9448e+23 | 1.9837e+23 | 2.0234e+23 | 2.0639e+23 | 2.1051e+23 | 2.1473e+23 | 2.1902e+23 | 2.234e+23 | 2.2787e+23 | 2.3243e+23 | 2.3707e+23 | 2.4182e+23 | 2.4665e+23 | 2.5158e+23 | 2.5662e+23 | 2.6175e+23 | 2.6698e+23 | 2.7232e+23 | 2.7777e+23 | 2.8333e+23 | 2.8899e+23 | 2.9477e+23 | 3.0067e+23 | 3.0668e+23 | 3.1281e+23 | 3.1907e+23 | 3.2545e+23 | 3.3196e+23 | 3.386e+23 | 3.4537e+23 | 3.5228e+23 | 3.5932e+23 | 3.6651e+23 | 3.7384e+23 | 3.8132e+23 | 3.8894e+23 | 3.9672e+23 | 4.0466e+23 | 4.1275e+23 | 4.2101e+23 | 4.2943e+23 | 4.3801e+23 | 4.4678e+23 | 4.5571e+23 | 4.6482e+23 | 4.7412e+23 | 4.836e+23 | 4.9328e+23 | 5.0314e+23 | 5.132e+23 | 5.2347e+23 | 5.3394e+23 | 5.4462e+23 | 5.5551e+23 | 5.6662e+23 | 5.7795e+23 | 5.8951e+23 | 6.013e+23 | 6.1333e+23 | 6.2559e+23 | 6.3811e+23 | 6.5087e+23 | 6.6388e+23 | 6.7716e+23 | 6.9071e+23 | 7.0452e+23 | 7.1861e+23 | 7.3298e+23 | 7.4764e+23 | 7.6259e+23 | 7.7785e+23 | 7.934e+23 | 8.0927e+23 | 8.2546e+23 | 8.4197e+23 | 8.5881e+23 | 8.7598e+23 | 8.935e+23 | 9.1137e+23 | 9.296e+23 | 9.4819e+23 | 9.6715e+23 | 9.865e+23 | 1.0062e+24 | 1.0264e+24 | 1.0469e+24 | 1.0678e+24 | 1.0892e+24 | 1.111e+24 | 1.1332e+24 | 1.1558e+24 | 1.179e+24 | 1.2025e+24 | 1.2266e+24 | 1.2511e+24 | 1.2761e+24 | 1.3017e+24 | 1.3277e+24 | 1.3542e+24 | 1.3813e+24 | 1.409e+24 | 1.4371e+24 | 1.4659e+24 | 1.4952e+24 | 1.5251e+24 | 1.5556e+24 | 1.5867e+24 | 1.6185e+24 | 1.6508e+24 | 1.6838e+24 | 1.7175e+24 | 1.7519e+24 | 1.7869e+24 | 1.8226e+24 | 1.8591e+24 | 1.8963e+24 | 1.9342e+24 | 1.9729e+24 | 2.0123e+24 | 2.0526e+24 | 2.0936e+24 | 2.1355e+24 | 2.1782e+24 | 2.2218e+24 | 2.2662e+24 | 2.3116e+24 | 2.3578e+24 | 2.4049e+24 | 2.453e+24 | 2.5021e+24 | 2.5521e+24 | 2.6032e+24 | 2.6552e+24 | 2.7083e+24 | 2.7625e+24 | 2.8178e+24 | 2.8741e+24 | 2.9316e+24 | 2.9902e+24 | 3.05e+24 | 3.111e+24 | 3.1733e+24 | 3.2367e+24 | 3.3015e+24 | 3.3675e+24 | 3.4348e+24 | 3.5035e+24 | 3.5736e+24 | 3.6451e+24 | 3.718e+24 | 3.7923e+24 | 3.8682e+24 | 3.9456e+24 | 4.0245e+24 | 4.105e+24 | 4.1871e+24 | 4.2708e+24 | 4.3562e+24 | 4.4433e+24 | 4.5322e+24 | 4.6228e+24 | 4.7153e+24 | 4.8096e+24 | 4.9058e+24 | 5.0039e+24 | 5.104e+24 | 5.2061e+24 | 5.3102e+24 | 5.4164e+24 | 5.5247e+24 | 5.6352e+24 | 5.7479e+24 | 5.8629e+24 | 5.9801e+24 | 6.0997e+24 | 6.2217e+24 | 6.3462e+24 | 6.4731e+24 | 6.6026e+24 | 6.7346e+24 | 6.8693e+24 | 7.0067e+24 | 7.1468e+24 | 7.2898e+24 | 7.4356e+24 | 7.5843e+24 | 7.736e+24 | 7.8907e+24 | 8.0485e+24 | 8.2095e+24 | 8.3736e+24 | 8.5411e+24 | 8.7119e+24 | 8.8862e+24 | 9.0639e+24 | 9.2452e+24 | 9.4301e+24 | 9.6187e+24 | 9.8111e+24 | 1.0007e+25 | 1.0207e+25 | 1.0412e+25 | 1.062e+25 | 1.0832e+25 | 1.1049e+25 | 1.127e+25 | 1.1495e+25 | 1.1725e+25 | 1.196e+25 | 1.2199e+25 | 1.2443e+25 | 1.2692e+25 | 1.2945e+25 | 1.3204e+25 | 1.3468e+25 | 1.3738e+25 | 1.4013e+25 | 1.4293e+25 | 1.4579e+25 | 1.487e+25 | 1.5168e+25 | 1.5471e+25 | 1.578e+25 | 1.6096e+25 | 1.6418e+25 | 1.6746e+25 | 1.7081e+25 | 1.7423e+25 | 1.7771e+25 | 1.8127e+25 | 1.8489e+25 | 1.8859e+25 | 1.9236e+25 | 1.9621e+25 | 2.0013e+25 | 2.0414e+25 | 2.0822e+25 | 2.1238e+25 | 2.1663e+25 | 2.2096e+25 | 2.2538e+25 | 2.2989e+25 | 2.3449e+25 | 2.3918e+25 | 2.4396e+25 | 2.4884e+25 | 2.5382e+25 | 2.589e+25 | 2.6407e+25 | 2.6935e+25 | 2.7474e+25 | 2.8024e+25 | 2.8584e+25 | 2.9156e+25 | 2.9739e+25 | 3.0334e+25 | 3.094e+25 | 3.1559e+25 | 3.219e+25 | 3.2834e+25 | 3.3491e+25 | 3.4161e+25 | 3.4844e+25 | 3.5541e+25 | 3.6252e+25 | 3.6977e+25 | 3.7716e+25 | 3.847e+25 | 3.924e+25 | 4.0025e+25 | 4.0825e+25 | 4.1642e+25 | 4.2475e+25 | 4.3324e+25 | 4.4191e+25 | 4.5074e+25 | 4.5976e+25 | 4.6895e+25 | 4.7833e+25 | 4.879e+25 | 4.9766e+25 | 5.0761e+25 | 5.1776e+25 | 5.2812e+25 | 5.3868e+25 | 5.4945e+25 | 5.6044e+25 | 5.7165e+25 | 5.8308e+25 | 5.9475e+25 | 6.0664e+25 | 6.1877e+25 | 6.3115e+25 | 6.4377e+25 | 6.5665e+25 | 6.6978e+25 | 6.8318e+25 | 6.9684e+25 | 7.1078e+25 | 7.2499e+25 | 7.3949e+25 | 7.5428e+25 | 7.6937e+25 | 7.8475e+25 | 8.0045e+25 | 8.1646e+25 | 8.3279e+25 | 8.4944e+25 | 8.6643e+25 | 8.8376e+25 | 9.0144e+25 | 9.1947e+25 | 9.3785e+25 | 9.5661e+25 | 9.7574e+25 | 9.9526e+25 | 1.0152e+26 | 1.0355e+26 | 1.0562e+26 | 1.0773e+26 | 1.0988e+26 | 1.1208e+26 | 1.1432e+26 | 1.1661e+26 | 1.1894e+26 | 1.2132e+26 | 1.2375e+26 | 1.2622e+26 | 1.2875e+26 | 1.3132e+26 | 1.3395e+26 | 1.3663e+26 | 1.3936e+26 | 1.4215e+26 | 1.4499e+26 | 1.4789e+26 | 1.5085e+26 | 1.5386e+26 | 1.5694e+26 | 1.6008e+26 | 1.6328e+26 | 1.6655e+26 | 1.6988e+26 | 1.7328e+26 | 1.7674e+26 | 1.8028e+26 | 1.8388e+26 | 1.8756e+26 | 1.9131e+26 | 1.9514e+26 | 1.9904e+26 | 2.0302e+26 | 2.0708e+26 | 2.1122e+26 | 2.1545e+26 | 2.1976e+26 | 2.2415e+26 | 2.2864e+26 | 2.3321e+26 | 2.3787e+26 | 2.4263e+26 | 2.4748e+26 | 2.5243e+26 | 2.5748e+26 | 2.6263e+26 | 2.6788e+26 | 2.7324e+26 | 2.7871e+26 | 2.8428e+26 | 2.8996e+26 | 2.9576e+26 | 3.0168e+26 | 3.0771e+26 | 3.1387e+26 | 3.2014e+26 | 3.2655e+26 | 3.3308e+26 | 3.3974e+26 | 3.4653e+26 | 3.5347e+26 | 3.6053e+26 | 3.6775e+26 | 3.751e+26 | 3.826e+26 | 3.9025e+26 | 3.9806e+26 | 4.0602e+26 | 4.1414e+26 | 4.2242e+26 | 4.3087e+26 | 4.3949e+26 | 4.4828e+26 | 4.5725e+26 | 4.6639e+26 | 4.7572e+26 | 4.8523e+26 | 4.9494e+26 | 5.0484e+26 | 5.1493e+26 | 5.2523e+26 | 5.3574e+26 | 5.4645e+26 | 5.5738e+26 | 5.6853e+26 | 5.799e+26 | 5.915e+26 | 6.0333e+26 | 6.1539e+26 | 6.277e+26 | 6.4025e+26 | 6.5306e+26 | 6.6612e+26 | 6.7944e+26 | 6.9303e+26 | 7.0689e+26 | 7.2103e+26 | 7.3545e+26 | 7.5016e+26 | 7.6516e+26 | 7.8047e+26 | 7.9608e+26 | 8.12e+26 | 8.2824e+26 | 8.448e+26 | 8.617e+26 | 8.7893e+26 | 8.9651e+26 | 9.1444e+26 | 9.3273e+26 | 9.5138e+26 | 9.7041e+26 | 9.8982e+26 | 1.0096e+27 | 1.0298e+27 | 1.0504e+27 | 1.0714e+27 | 1.0928e+27 | 1.1147e+27 | 1.137e+27 | 1.1597e+27 | 1.1829e+27 | 1.2066e+27 | 1.2307e+27 | 1.2553e+27 | 1.2804e+27 | 1.306e+27 | 1.3322e+27 | 1.3588e+27 | 1.386e+27 | 1.4137e+27 | 1.442e+27 | 1.4708e+27 | 1.5002e+27 | 1.5302e+27 | 1.5608e+27 | 1.5921e+27 | 1.6239e+27 | 1.6564e+27 | 1.6895e+27 | 1.7233e+27 | 1.7578e+27 | 1.7929e+27 | 1.8288e+27 | 1.8654e+27 | 1.9027e+27 | 1.9407e+27 | 1.9795e+27 | 2.0191e+27 | 2.0595e+27 | 2.1007e+27 | 2.1427e+27 | 2.1856e+27 | 2.2293e+27 | 2.2739e+27 | 2.3193e+27 | 2.3657e+27 | 2.413e+27 | 2.4613e+27 | 2.5105e+27 | 2.5607e+27 | 2.6119e+27 | 2.6642e+27 | 2.7175e+27 | 2.7718e+27 | 2.8273e+27 | 2.8838e+27 | 2.9415e+27 | 3.0003e+27 | 3.0603e+27 | 3.1215e+27 | 3.1839e+27 | 3.2476e+27 | 3.3126e+27 | 3.3788e+27 | 3.4464e+27 | 3.5153e+27 | 3.5856e+27 | 3.6574e+27 | 3.7305e+27 | 3.8051e+27 | 3.8812e+27 | 3.9588e+27 | 4.038e+27 | 4.1188e+27 | 4.2012e+27 | 4.2852e+27 | 4.3709e+27 | 4.4583e+27 | 4.5475e+27 | 4.6384e+27 | 4.7312e+27 | 4.8258e+27 | 4.9223e+27 | 5.0208e+27 | 5.1212e+27 | 5.2236e+27 | 5.3281e+27 | 5.4346e+27 | 5.5433e+27 | 5.6542e+27 | 5.7673e+27 | 5.8826e+27 | 6.0003e+27 | 6.1203e+27 | 6.2427e+27 | 6.3675e+27 | 6.4949e+27 | 6.6248e+27 | 6.7573e+27 | 6.8924e+27 | 7.0303e+27 | 7.1709e+27 | 7.3143e+27 | 7.4606e+27 | 7.6098e+27 | 7.762e+27 | 7.9172e+27 | 8.0756e+27 | 8.2371e+27 | 8.4018e+27 | 8.5699e+27 | 8.7413e+27 | 8.9161e+27 | 9.0944e+27 | 9.2763e+27 | 9.4618e+27 | 9.6511e+27 | 9.8441e+27 | 1.0041e+28 | 1.0242e+28 | 1.0447e+28 | 1.0656e+28 | 1.0869e+28 | 1.1086e+28 | 1.1308e+28 | 1.1534e+28 | 1.1765e+28 | 1.2e+28 | 1.224e+28 | 1.2485e+28 | 1.2734e+28 | 1.2989e+28 | 1.3249e+28 | 1.3514e+28 | 1.3784e+28 | 1.406e+28 | 1.4341e+28 | 1.4628e+28 | 1.492e+28 | 1.5219e+28 | 1.5523e+28 | 1.5834e+28 | 1.615e+28 | 1.6473e+28 | 1.6803e+28 | 1.7139e+28 | 1.7482e+28 | 1.7831e+28 | 1.8188e+28 | 1.8552e+28 | 1.8923e+28 | 1.9301e+28 | 1.9687e+28 | 2.0081e+28 | 2.0482e+28 | 2.0892e+28 | 2.131e+28 | 2.1736e+28 | 2.2171e+28 | 2.2614e+28 | 2.3067e+28 | 2.3528e+28 | 2.3998e+28 | 2.4478e+28 | 2.4968e+28 | 2.5467e+28 | 2.5977e+28 | 2.6496e+28 | 2.7026e+28 | 2.7567e+28 | 2.8118e+28 | 2.868e+28 | 2.9254e+28 | 2.9839e+28 | 3.0436e+28 | 3.1045e+28 | 3.1665e+28 | 3.2299e+28 | 3.2945e+28 | 3.3604e+28 | 3.4276e+28 | 3.4961e+28 | 3.566e+28 | 3.6374e+28 | 3.7101e+28 | 3.7843e+28 | 3.86e+28 | 3.9372e+28 | 4.0159e+28 | 4.0963e+28 | 4.1782e+28 | 4.2618e+28 | 4.347e+28 | 4.4339e+28 | 4.5226e+28 | 4.6131e+28 | 4.7053e+28 | 4.7994e+28 | 4.8954e+28 | 4.9933e+28 | 5.0932e+28 | 5.1951e+28 | 5.299e+28 | 5.4049e+28 | 5.513e+28 | 5.6233e+28 | 5.7358e+28 | 5.8505e+28 | 5.9675e+28 | 6.0868e+28 | 6.2086e+28 | 6.3327e+28 | 6.4594e+28 | 6.5886e+28 | 6.7204e+28 | 6.8548e+28 | 6.9919e+28 | 7.1317e+28 | 7.2743e+28 | 7.4198e+28 | 7.5682e+28 | 7.7196e+28 | 7.874e+28 | 8.0315e+28 | 8.1921e+28 | 8.3559e+28 | 8.523e+28 | 8.6935e+28 | 8.8674e+28 | 9.0447e+28 | 9.2256e+28 | 9.4101e+28 | 9.5983e+28 | 9.7903e+28 | 9.9861e+28 | 1.0186e+29 | 1.039e+29 | 1.0597e+29 | 1.0809e+29 | 1.1025e+29 | 1.1246e+29 | 1.1471e+29 | 1.17e+29 | 1.1934e+29 | 1.2173e+29 | 1.2416e+29 | 1.2665e+29 | 1.2918e+29 | 1.3176e+29 | 1.344e+29 | 1.3709e+29 | 1.3983e+29 | 1.4263e+29 | 1.4548e+29 | 1.4839e+29 | 1.5136e+29 | 1.5438e+29 | 1.5747e+29 | 1.6062e+29 | 1.6383e+29 | 1.6711e+29 | 1.7045e+29 | 1.7386e+29 | 1.7734e+29 | 1.8088e+29 | 1.845e+29 | 1.8819e+29 | 1.9196e+29 | 1.958e+29 | 1.9971e+29 | 2.0371e+29 | 2.0778e+29 | 2.1193e+29 | 2.1617e+29 | 2.205e+29 | 2.2491e+29 | 2.2941e+29 | 2.3399e+29 | 2.3867e+29 | 2.4345e+29 | 2.4832e+29 | 2.5328e+29 | 2.5835e+29 | 2.6351e+29 | 2.6878e+29 | 2.7416e+29 | 2.7964e+29 | 2.8524e+29 | 2.9094e+29 | 2.9676e+29 | 3.027e+29 | 3.0875e+29 | 3.1492e+29 | 3.2122e+29 | 3.2765e+29 | 3.342e+29 | 3.4088e+29 | 3.477e+29 | 3.5466e+29 | 3.6175e+29 | 3.6898e+29 | 3.7636e+29 | 3.8389e+29 | 3.9157e+29 | 3.994e+29 | 4.0739e+29 | 4.1554e+29 | 4.2385e+29 | 4.3232e+29 | 4.4097e+29 | 4.4979e+29 | 4.5878e+29 | 4.6796e+29 | 4.7732e+29 | 4.8687e+29 | 4.966e+29 | 5.0654e+29 | 5.1667e+29 | 5.27e+29 | 5.3754e+29 | 5.4829e+29 | 5.5926e+29 | 5.7044e+29 | 5.8185e+29 | 5.9349e+29 | 6.0536e+29 | 6.1746e+29 | 6.2981e+29 | 6.4241e+29 | 6.5526e+29 | 6.6836e+29 | 6.8173e+29 | 6.9536e+29 | 7.0927e+29 | 7.2346e+29 | 7.3793e+29 | 7.5269e+29 | 7.6774e+29 | 7.8309e+29 | 7.9876e+29 | 8.1473e+29 | 8.3103e+29 | 8.4765e+29 | 8.646e+29 | 8.8189e+29 | 8.9953e+29 | 9.1752e+29 | 9.3587e+29 | 9.5459e+29 | 9.7368e+29 | 9.9315e+29 | 1.013e+30 | 1.0333e+30 | 1.0539e+30 | 1.075e+30 | 1.0965e+30 | 1.1185e+30 | 1.1408e+30 | 1.1636e+30 | 1.1869e+30 | 1.2106e+30 | 1.2349e+30 | 1.2596e+30 | 1.2847e+30 | 1.3104e+30 | 1.3367e+30 | 1.3634e+30 | 1.3907e+30 | 1.4185e+30 | 1.4468e+30 | 1.4758e+30 | 1.5053e+30 | 1.5354e+30 | 1.5661e+30 | 1.5974e+30 | 1.6294e+30 | 1.662e+30 | 1.6952e+30 | 1.7291e+30 | 1.7637e+30 | 1.799e+30 | 1.8349e+30 | 1.8716e+30 | 1.9091e+30 | 1.9473e+30 | 1.9862e+30 | 2.0259e+30 | 2.0664e+30 | 2.1078e+30 | 2.1499e+30 | 2.1929e+30 | 2.2368e+30 | 2.2815e+30 | 2.3271e+30 | 2.3737e+30 | 2.4212e+30 | 2.4696e+30 | 2.519e+30 | 2.5694e+30 | 2.6207e+30 | 2.6732e+30 | 2.7266e+30 | 2.7812e+30 | 2.8368e+30 | 2.8935e+30 | 2.9514e+30 | 3.0104e+30 | 3.0706e+30 | 3.132e+30 | 3.1947e+30 | 3.2586e+30 | 3.3237e+30 | 3.3902e+30 | 3.458e+30 | 3.5272e+30 | 3.5977e+30 | 3.6697e+30 | 3.7431e+30 | 3.8179e+30 | 3.8943e+30 | 3.9722e+30 | 4.0516e+30 | 4.1326e+30 | 4.2153e+30 | 4.2996e+30 | 4.3856e+30 | 4.4733e+30 | 4.5628e+30 | 4.654e+30 | 4.7471e+30 | 4.8421e+30 | 4.9389e+30 | 5.0377e+30 | 5.1384e+30 | 5.2412e+30 | 5.346e+30 | 5.4529e+30 | 5.562e+30 | 5.6732e+30 | 5.7867e+30 | 5.9024e+30 | 6.0205e+30 | 6.1409e+30 | 6.2637e+30 | 6.389e+30 | 6.5168e+30 | 6.6471e+30 | 6.78e+30 | 6.9156e+30 | 7.054e+30 | 7.195e+30 | 7.3389e+30 | 7.4857e+30 | 7.6354e+30 | 7.7881e+30 | 7.9439e+30 | 8.1028e+30 | 8.2648e+30 | 8.4301e+30 | 8.5987e+30 | 8.7707e+30 | 8.9461e+30 | 9.125e+30 | 9.3075e+30 | 9.4937e+30 | 9.6836e+30 | 9.8772e+30 | 1.0075e+31 | 1.0276e+31 | 1.0482e+31 | 1.0691e+31 | 1.0905e+31 | 1.1123e+31 | 1.1346e+31 | 1.1573e+31 | 1.1804e+31 | 1.204e+31 | 1.2281e+31 | 1.2527e+31 | 1.2777e+31 | 1.3033e+31 | 1.3293e+31 | 1.3559e+31 | 1.3831e+31 | 1.4107e+31 | 1.4389e+31 | 1.4677e+31 | 1.4971e+31 | 1.527e+31 | 1.5575e+31 | 1.5887e+31 | 1.6205e+31 | 1.6529e+31 | 1.6859e+31 | 1.7197e+31 | 1.754e+31 | 1.7891e+31 | 1.8249e+31 | 1.8614e+31 | 1.8986e+31 | 1.9366e+31 | 1.9753e+31 | 2.0148e+31 | 2.0551e+31 | 2.0962e+31 | 2.1382e+31 | 2.1809e+31 | 2.2246e+31 | 2.269e+31 | 2.3144e+31 | 2.3607e+31 | 2.4079e+31 | 2.4561e+31 | 2.5052e+31 | 2.5553e+31 | 2.6064e+31 | 2.6585e+31 | 2.7117e+31 | 2.766e+31 | 2.8213e+31 | 2.8777e+31 | 2.9353e+31 | 2.994e+31 | 3.0538e+31 | 3.1149e+31 | 3.1772e+31 | 3.2408e+31 | 3.3056e+31 | 3.3717e+31 | 3.4391e+31 | 3.5079e+31 | 3.5781e+31 | 3.6496e+31 | 3.7226e+31 | 3.7971e+31 | 3.873e+31 | 3.9505e+31 | 4.0295e+31 | 4.1101e+31 | 4.1923e+31 | 4.2761e+31 | 4.3616e+31 | 4.4489e+31 | 4.5378e+31 | 4.6286e+31 | 4.7212e+31 | 4.8156e+31 | 4.9119e+31 | 5.0101e+31 | 5.1103e+31 | 5.2126e+31 | 5.3168e+31 | 5.4231e+31 | 5.5316e+31 | 5.6422e+31 | 5.7551e+31 | 5.8702e+31 | 5.9876e+31 | 6.1073e+31 | 6.2295e+31 | 6.3541e+31 | 6.4812e+31 | 6.6108e+31 | 6.743e+31 | 6.8778e+31 | 7.0154e+31 | 7.1557e+31 | 7.2988e+31 | 7.4448e+31 | 7.5937e+31 | 7.7456e+31 | 7.9005e+31 | 8.0585e+31 | 8.2197e+31 | 8.3841e+31 | 8.5517e+31 | 8.7228e+31 | 8.8972e+31 | 9.0752e+31 | 9.2567e+31 | 9.4418e+31 | 9.6306e+31 | 9.8233e+31 | 1.002e+32 | 1.022e+32 | 1.0425e+32 | 1.0633e+32 | 1.0846e+32 | 1.1063e+32 | 1.1284e+32 | 1.151e+32 | 1.174e+32 | 1.1975e+32 | 1.2214e+32 | 1.2458e+32 | 1.2707e+32 | 1.2962e+32 | 1.3221e+32 | 1.3485e+32 | 1.3755e+32 | 1.403e+32 | 1.4311e+32 | 1.4597e+32 | 1.4889e+32 | 1.5187e+32 | 1.549e+32 | 1.58e+32 | 1.6116e+32 | 1.6438e+32 | 1.6767e+32 | 1.7103e+32 | 1.7445e+32 | 1.7793e+32 | 1.8149e+32 | 1.8512e+32 | 1.8883e+32 | 1.926e+32 | 1.9645e+32 | 2.0038e+32 | 2.0439e+32 | 2.0848e+32 | 2.1265e+32 | 2.169e+32 | 2.2124e+32 | 2.2566e+32 | 2.3018e+32 | 2.3478e+32 | 2.3948e+32 | 2.4427e+32 | 2.4915e+32 | 2.5413e+32 | 2.5922e+32 | 2.644e+32 | 2.6969e+32 | 2.7508e+32 | 2.8059e+32 | 2.862e+32 | 2.9192e+32 | 2.9776e+32 | 3.0371e+32 | 3.0979e+32 | 3.1598e+32 | 3.223e+32 | 3.2875e+32 | 3.3533e+32 | 3.4203e+32 | 3.4887e+32 | 3.5585e+32 | 3.6297e+32 | 3.7023e+32 | 3.7763e+32 | 3.8518e+32 | 3.9289e+32 | 4.0074e+32 | 4.0876e+32 | 4.1693e+32 | 4.2527e+32 | 4.3378e+32 | 4.4245e+32 | 4.513e+32 | 4.6033e+32 | 4.6954e+32 | 4.7893e+32 | 4.8851e+32 | 4.9828e+32 | 5.0824e+32 | 5.1841e+32 | 5.2877e+32 | 5.3935e+32 | 5.5014e+32 | 5.6114e+32 | 5.7236e+32 | 5.8381e+32 | 5.9549e+32 | 6.074e+32 | 6.1954e+32 | 6.3193e+32 | 6.4457e+32 | 6.5746e+32 | 6.7061e+32 | 6.8403e+32 | 6.9771e+32 | 7.1166e+32 | 7.2589e+32 | 7.4041e+32 | 7.5522e+32 | 7.7032e+32 | 7.8573e+32 | 8.0145e+32 | 8.1747e+32 | 8.3382e+32 | 8.505e+32 | 8.6751e+32 | 8.8486e+32 | 9.0256e+32 | 9.2061e+32 | 9.3902e+32 | 9.578e+32 | 9.7696e+32 | 9.965e+32 | 1.0164e+33 | 1.0368e+33 | 1.0575e+33 | 1.0786e+33 | 1.1002e+33 | 1.1222e+33 | 1.1447e+33 | 1.1676e+33 | 1.1909e+33 | 1.2147e+33 | 1.239e+33 | 1.2638e+33 | 1.2891e+33 | 1.3149e+33 | 1.3412e+33 | 1.368e+33 | 1.3953e+33 | 1.4232e+33 | 1.4517e+33 | 1.4807e+33 | 1.5104e+33 | 1.5406e+33 | 1.5714e+33 | 1.6028e+33 | 1.6349e+33 | 1.6676e+33 | 1.7009e+33 | 1.7349e+33 | 1.7696e+33 | 1.805e+33 | 1.8411e+33 | 1.8779e+33 | 1.9155e+33 | 1.9538e+33 | 1.9929e+33 | 2.0327e+33 | 2.0734e+33 | 2.1149e+33 | 2.1572e+33 | 2.2003e+33 | 2.2443e+33 | 2.2892e+33 | 2.335e+33 | 2.3817e+33 | 2.4293e+33 | 2.4779e+33 | 2.5275e+33 | 2.578e+33 | 2.6296e+33 | 2.6822e+33 | 2.7358e+33 | 2.7905e+33 | 2.8463e+33 | 2.9033e+33 | 2.9613e+33 | 3.0205e+33 | 3.081e+33 | 3.1426e+33 | 3.2054e+33 | 3.2695e+33 | 3.3349e+33 | 3.4016e+33 | 3.4697e+33 | 3.5391e+33 | 3.6098e+33 | 3.682e+33 | 3.7557e+33 | 3.8308e+33 | 3.9074e+33 | 3.9855e+33 | 4.0653e+33 | 4.1466e+33 | 4.2295e+33 | 4.3141e+33 | 4.4004e+33 | 4.4884e+33 | 4.5781e+33 | 4.6697e+33 | 4.7631e+33 | 4.8584e+33 | 4.9555e+33 | 5.0546e+33 | 5.1557e+33 | 5.2588e+33 | 5.364e+33 | 5.4713e+33 | 5.5807e+33 | 5.6923e+33 | 5.8062e+33 | 5.9223e+33 | 6.0408e+33 | 6.1616e+33 | 6.2848e+33 | 6.4105e+33 | 6.5387e+33 | 6.6695e+33 | 6.8029e+33 | 6.9389e+33 | 7.0777e+33 | 7.2193e+33 | 7.3637e+33 | 7.5109e+33 | 7.6611e+33 | 7.8144e+33 | 7.9707e+33 | 8.1301e+33 | 8.2927e+33 | 8.4585e+33 | 8.6277e+33 | 8.8002e+33 | 8.9762e+33 | 9.1558e+33 | 9.3389e+33 | 9.5257e+33 | 9.7162e+33 | 9.9105e+33 | 1.0109e+34 | 1.0311e+34 | 1.0517e+34 | 1.0727e+34 | 1.0942e+34 | 1.1161e+34 | 1.1384e+34 | 1.1612e+34 | 1.1844e+34 | 1.2081e+34 | 1.2322e+34 | 1.2569e+34 | 1.282e+34 | 1.3077e+34 | 1.3338e+34 | 1.3605e+34 | 1.3877e+34 | 1.4155e+34 | 1.4438e+34 | 1.4726e+34 | 1.5021e+34 | 1.5321e+34 | 1.5628e+34 | 1.594e+34 | 1.6259e+34 | 1.6584e+34 | 1.6916e+34 | 1.7254e+34 | 1.76e+34 | 1.7952e+34 | 1.8311e+34 | 1.8677e+34 | 1.905e+34 | 1.9431e+34 | 1.982e+34 | 2.0216e+34 | 2.0621e+34 | 2.1033e+34 | 2.1454e+34 | 2.1883e+34 | 2.232e+34 | 2.2767e+34 | 2.3222e+34 | 2.3687e+34 | 2.416e+34 | 2.4644e+34 | 2.5136e+34 | 2.5639e+34 | 2.6152e+34 | 2.6675e+34 | 2.7208e+34 | 2.7753e+34 | 2.8308e+34 | 2.8874e+34 | 2.9451e+34 | 3.004e+34 | 3.0641e+34 | 3.1254e+34 | 3.1879e+34 | 3.2517e+34 | 3.3167e+34 | 3.383e+34 | 3.4507e+34 | 3.5197e+34 | 3.5901e+34 | 3.6619e+34 | 3.7351e+34 | 3.8098e+34 | 3.886e+34 | 3.9638e+34 | 4.043e+34 | 4.1239e+34 | 4.2064e+34 | 4.2905e+34 | 4.3763e+34 | 4.4638e+34 | 4.5531e+34 | 4.6442e+34 | 4.7371e+34 | 4.8318e+34 | 4.9284e+34 | 5.027e+34 | 5.1276e+34 | 5.2301e+34 | 5.3347e+34 | 5.4414e+34 | 5.5502e+34 | 5.6612e+34 | 5.7745e+34 | 5.8899e+34 | 6.0077e+34 | 6.1279e+34 | 6.2505e+34 | 6.3755e+34 | 6.503e+34 | 6.633e+34 | 6.7657e+34 | 6.901e+34 | 7.039e+34 | 7.1798e+34 | 7.3234e+34 | 7.4699e+34 | 7.6193e+34 | 7.7717e+34 | 7.9271e+34 | 8.0856e+34 | 8.2473e+34 | 8.4123e+34 | 8.5805e+34 | 8.7521e+34 | 8.9272e+34 | 9.1057e+34 | 9.2878e+34 | 9.4736e+34 | 9.6631e+34 | 9.8563e+34 | 1.0053e+35 | 1.0255e+35 | 1.046e+35 | 1.0669e+35 | 1.0882e+35 | 1.11e+35 | 1.1322e+35 | 1.1548e+35 | 1.1779e+35 | 1.2015e+35 | 1.2255e+35 | 1.25e+35 | 1.275e+35 | 1.3005e+35 | 1.3265e+35 | 1.3531e+35 | 1.3801e+35 | 1.4077e+35 | 1.4359e+35 | 1.4646e+35 | 1.4939e+35 | 1.5238e+35 | 1.5542e+35 | 1.5853e+35 | 1.617e+35 | 1.6494e+35 | 1.6824e+35 | 1.716e+35 | 1.7503e+35 | 1.7853e+35 | 1.821e+35 | 1.8575e+35 | 1.8946e+35 | 1.9325e+35 | 1.9712e+35 | 2.0106e+35 | 2.0508e+35 | 2.0918e+35 | 2.1336e+35 | 2.1763e+35 | 2.2198e+35 | 2.2642e+35 | 2.3095e+35 | 2.3557e+35 | 2.4028e+35 | 2.4509e+35 | 2.4999e+35 | 2.5499e+35 | 2.6009e+35 | 2.6529e+35 | 2.706e+35 | 2.7601e+35 | 2.8153e+35 | 2.8716e+35 | 2.929e+35 | 2.9876e+35 | 3.0474e+35 | 3.1083e+35 | 3.1705e+35 | 3.2339e+35 | 3.2986e+35 | 3.3645e+35 | 3.4318e+35 | 3.5005e+35 | 3.5705e+35 | 3.6419e+35 | 3.7147e+35 | 3.789e+35 | 3.8648e+35 | 3.9421e+35 | 4.0209e+35 | 4.1014e+35 | 4.1834e+35 | 4.2671e+35 | 4.3524e+35 | 4.4394e+35 | 4.5282e+35 | 4.6188e+35 | 4.7112e+35 | 4.8054e+35 | 4.9015e+35 | 4.9995e+35 | 5.0995e+35 | 5.2015e+35 | 5.3055e+35 | 5.4117e+35 | 5.5199e+35 | 5.6303e+35 | 5.7429e+35 | 5.8578e+35 | 5.9749e+35 | 6.0944e+35 | 6.2163e+35 | 6.3406e+35 | 6.4674e+35 | 6.5968e+35 | 6.7287e+35 | 6.8633e+35 | 7.0006e+35 | 7.1406e+35 | 7.2834e+35 | 7.429e+35 | 7.5776e+35 | 7.7292e+35 | 7.8838e+35 | 8.0414e+35 | 8.2023e+35 | 8.3663e+35 | 8.5336e+35 | 8.7043e+35 | 8.8784e+35 | 9.056e+35 | 9.2371e+35 | 9.4218e+35 | 9.6103e+35 | 9.8025e+35 | 9.9985e+35 | 1.0198e+36 | 1.0402e+36 | 1.0611e+36 | 1.0823e+36 | 1.1039e+36 | 1.126e+36 | 1.1485e+36 | 1.1715e+36 | 1.1949e+36 | 1.2188e+36 | 1.2432e+36 | 1.2681e+36 | 1.2934e+36 | 1.3193e+36 | 1.3457e+36 | 1.3726e+36 | 1.4e+36 | 1.428e+36 | 1.4566e+36 | 1.4857e+36 | 1.5154e+36 | 1.5458e+36 | 1.5767e+36 | 1.6082e+36 | 1.6404e+36 | 1.6732e+36 | 1.7066e+36 | 1.7408e+36 | 1.7756e+36 | 1.8111e+36 | 1.8473e+36 | 1.8843e+36 | 1.9219e+36 | 1.9604e+36 | 1.9996e+36 | 2.0396e+36 | 2.0804e+36 | 2.122e+36 | 2.1644e+36 | 2.2077e+36 | 2.2519e+36 | 2.2969e+36 | 2.3428e+36 | 2.3897e+36 | 2.4375e+36 | 2.4862e+36 | 2.536e+36 | 2.5867e+36 | 2.6384e+36 | 2.6912e+36 | 2.745e+36 | 2.7999e+36 | 2.8559e+36 | 2.913e+36 | 2.9713e+36 | 3.0307e+36 | 3.0913e+36 | 3.1532e+36 | 3.2162e+36 | 3.2805e+36 | 3.3462e+36 | 3.4131e+36 | 3.4813e+36 | 3.551e+36 | 3.622e+36 | 3.6944e+36 | 3.7683e+36 | 3.8437e+36 | 3.9206e+36 | 3.999e+36 | 4.0789e+36 | 4.1605e+36 | 4.2437e+36 | 4.3286e+36 | 4.4152e+36 | 4.5035e+36 | 4.5936e+36 | 4.6854e+36 | 4.7791e+36 | 4.8747e+36 | 4.9722e+36 | 5.0717e+36 | 5.1731e+36 | 5.2766e+36 | 5.3821e+36 | 5.4897e+36 | 5.5995e+36 | 5.7115e+36 | 5.8257e+36 | 5.9423e+36 | 6.0611e+36 | 6.1823e+36 | 6.306e+36 | 6.4321e+36 | 6.5607e+36 | 6.6919e+36 | 6.8258e+36 | 6.9623e+36 | 7.1015e+36 | 7.2436e+36 | 7.3884e+36 | 7.5362e+36 | 7.6869e+36 | 7.8407e+36 | 7.9975e+36 | 8.1574e+36 | 8.3206e+36 | 8.487e+36 | 8.6567e+36 | 8.8299e+36 | 9.0065e+36 | 9.1866e+36 | 9.3703e+36 | 9.5577e+36 | 9.7489e+36 | 9.9439e+36 | 1.0143e+37 | 1.0346e+37 | 1.0553e+37 | 1.0764e+37 | 1.0979e+37 | 1.1198e+37 | 1.1422e+37 | 1.1651e+37 | 1.1884e+37 | 1.2122e+37 | 1.2364e+37 | 1.2611e+37 | 1.2863e+37 | 1.3121e+37 | 1.3383e+37 | 1.3651e+37 | 1.3924e+37 | 1.4202e+37 | 1.4486e+37 | 1.4776e+37 | 1.5072e+37 | 1.5373e+37 | 1.568e+37 | 1.5994e+37 | 1.6314e+37 | 1.664e+37 | 1.6973e+37 | 1.7313e+37 | 1.7659e+37 | 1.8012e+37 | 1.8372e+37 | 1.874e+37 | 1.9114e+37 | 1.9497e+37 | 1.9887e+37 | 2.0284e+37 | 2.069e+37 | 2.1104e+37 | 2.1526e+37 | 2.1956e+37 | 2.2396e+37 | 2.2844e+37 | 2.33e+37 | 2.3766e+37 | 2.4242e+37 | 2.4727e+37 | 2.5221e+37 | 2.5726e+37 | 2.624e+37 | 2.6765e+37 | 2.73e+37 | 2.7846e+37 | 2.8403e+37 | 2.8971e+37 | 2.9551e+37 | 3.0142e+37 | 3.0744e+37 | 3.1359e+37 | 3.1986e+37 | 3.2626e+37 | 3.3279e+37 | 3.3944e+37 | 3.4623e+37 | 3.5316e+37 | 3.6022e+37 | 3.6742e+37 | 3.7477e+37 | 3.8227e+37 | 3.8991e+37 | 3.9771e+37 | 4.0567e+37 | 4.1378e+37 | 4.2205e+37 | 4.305e+37 | 4.3911e+37 | 4.4789e+37 | 4.5685e+37 | 4.6598e+37 | 4.753e+37 | 4.8481e+37 | 4.945e+37 | 5.0439e+37 | 5.1448e+37 | 5.2477e+37 | 5.3527e+37 | 5.4597e+37 | 5.5689e+37 | 5.6803e+37 | 5.7939e+37 | 5.9098e+37 | 6.028e+37 | 6.1485e+37 | 6.2715e+37 | 6.3969e+37 | 6.5249e+37 | 6.6554e+37 | 6.7885e+37 | 6.9242e+37 | 7.0627e+37 | 7.204e+37 | 7.3481e+37 | 7.495e+37 | 7.6449e+37 | 7.7978e+37 | 7.9538e+37 | 8.1129e+37 | 8.2751e+37 | 8.4406e+37 | 8.6094e+37 | 8.7816e+37 | 8.9573e+37 | 9.1364e+37 | 9.3191e+37 | 9.5055e+37 | 9.6956e+37 | 9.8895e+37 | 1.0087e+38 | 1.0289e+38 | 1.0495e+38 | 1.0705e+38 | 1.0919e+38 | 1.1137e+38 | 1.136e+38 | 1.1587e+38 | 1.1819e+38 | 1.2055e+38 | 1.2296e+38 | 1.2542e+38 | 1.2793e+38 | 1.3049e+38 | 1.331e+38 | 1.3576e+38 | 1.3848e+38 | 1.4125e+38 | 1.4407e+38 | 1.4695e+38 | 1.4989e+38 | 1.5289e+38 | 1.5595e+38 | 1.5907e+38 | 1.6225e+38 | 1.6549e+38 | 1.688e+38 | 1.7218e+38 | 1.7562e+38 | 1.7914e+38 | 1.8272e+38 | 1.8637e+38 | 1.901e+38 | 1.939e+38 | 1.9778e+38 | 2.0174e+38 | 2.0577e+38 | 2.0989e+38 | 2.1408e+38 | 2.1836e+38 | 2.2273e+38 | 2.2719e+38 | 2.3173e+38 | 2.3637e+38 | 2.4109e+38 | 2.4591e+38 | 2.5083e+38 | 2.5585e+38 | 2.6097e+38 | 2.6619e+38 | 2.7151e+38 | 2.7694e+38 | 2.8248e+38 | 2.8813e+38 | 2.9389e+38 | 2.9977e+38 | 3.0576e+38 | 3.1188e+38 | 3.1812e+38 | 3.2448e+38 | 3.3097e+38 | 3.3759e+38 | 3.4434e+38 | 3.5123e+38 | 3.5825e+38 | 3.6542e+38 | 3.7272e+38 | 3.8018e+38 | 3.8778e+38 | 3.9554e+38 | 4.0345e+38 | 4.1152e+38 | 4.1975e+38 | 4.2814e+38 | 4.3671e+38 | 4.4544e+38 | 4.5435e+38 | 4.6344e+38 | 4.727e+38 | 4.8216e+38 | 4.918e+38 | 5.0164e+38 | 5.1167e+38 | 5.219e+38 | 5.3234e+38 | 5.4299e+38 | 5.5385e+38 | 5.6492e+38 | 5.7622e+38 | 5.8775e+38 | 5.995e+38 | 6.1149e+38 | 6.2372e+38 | 6.362e+38 | 6.4892e+38 | 6.619e+38 | 6.7514e+38 | 6.8864e+38 | 7.0241e+38 | 7.1646e+38 | 7.3079e+38 | 7.4541e+38 | 7.6031e+38 | 7.7552e+38 | 7.9103e+38 | 8.0685e+38 | 8.2299e+38 | 8.3945e+38 | 8.5624e+38 | 8.7336e+38 | 8.9083e+38 | 9.0865e+38 | 9.2682e+38 | 9.4536e+38 | 9.6426e+38 | 9.8355e+38 | 1.0032e+39 | 1.0233e+39 | 1.0437e+39 | 1.0646e+39 | 1.0859e+39 | 1.1076e+39 | 1.1298e+39 | 1.1524e+39 | 1.1754e+39 | 1.1989e+39 | 1.2229e+39 | 1.2474e+39 | 1.2723e+39 | 1.2978e+39 | 1.3237e+39 | 1.3502e+39 | 1.3772e+39 | 1.4047e+39 | 1.4328e+39 | 1.4615e+39 | 1.4907e+39 | 1.5205e+39 | 1.551e+39 | 1.582e+39 | 1.6136e+39 | 1.6459e+39 | 1.6788e+39 | 1.7124e+39 | 1.7466e+39 | 1.7816e+39 | 1.8172e+39 | 1.8535e+39 | 1.8906e+39 | 1.9284e+39 | 1.967e+39 | 2.0063e+39 | 2.0465e+39 | 2.0874e+39 | 2.1291e+39 | 2.1717e+39 | 2.2151e+39 | 2.2595e+39 | 2.3046e+39 | 2.3507e+39 | 2.3977e+39 | 2.4457e+39 | 2.4946e+39 | 2.5445e+39 | 2.5954e+39 | 2.6473e+39 | 2.7003e+39 | 2.7543e+39 | 2.8093e+39 | 2.8655e+39 | 2.9228e+39 | 2.9813e+39 | 3.0409e+39 | 3.1017e+39 | 3.1638e+39 | 3.2271e+39 | 3.2916e+39 | 3.3574e+39 | 3.4246e+39 | 3.4931e+39 | 3.5629e+39 | 3.6342e+39 | 3.7069e+39 | 3.781e+39 | 3.8566e+39 | 3.9338e+39 | 4.0124e+39 | 4.0927e+39 | 4.1745e+39 | 4.258e+39 | 4.3432e+39 | 4.43e+39 | 4.5187e+39 | 4.609e+39 | 4.7012e+39 | 4.7952e+39 | 4.8911e+39 | 4.989e+39 | 5.0887e+39 | 5.1905e+39 | 5.2943e+39 | 5.4002e+39 | 5.5082e+39 | 5.6184e+39 | 5.7307e+39 | 5.8454e+39 | 5.9623e+39 | 6.0815e+39 | 6.2031e+39 | 6.3272e+39 | 6.4537e+39 | 6.5828e+39 | 6.7145e+39 | 6.8488e+39 | 6.9857e+39 | 7.1255e+39 | 7.268e+39 | 7.4133e+39 | 7.5616e+39 | 7.7128e+39 | 7.8671e+39 | 8.0244e+39 | 8.1849e+39 | 8.3486e+39 | 8.5156e+39 | 8.6859e+39 | 8.8596e+39 | 9.0368e+39 | 9.2175e+39 | 9.4019e+39 | 9.5899e+39 | 9.7817e+39 | 9.9774e+39 | 1.0177e+40 | 1.038e+40 | 1.0588e+40 | 1.08e+40 | 1.1016e+40 | 1.1236e+40 | 1.1461e+40 | 1.169e+40 | 1.1924e+40 | 1.2162e+40 | 1.2406e+40 | 1.2654e+40 | 1.2907e+40 | 1.3165e+40 | 1.3428e+40 | 1.3697e+40 | 1.3971e+40 | 1.425e+40 | 1.4535e+40 | 1.4826e+40 | 1.5122e+40 | 1.5425e+40 | 1.5733e+40 | 1.6048e+40 | 1.6369e+40 | 1.6696e+40 | 1.703e+40 | 1.7371e+40 | 1.7718e+40 | 1.8073e+40 | 1.8434e+40 | 1.8803e+40 | 1.9179e+40 | 1.9562e+40 | 1.9954e+40 | 2.0353e+40 | 2.076e+40 | 2.1175e+40 | 2.1598e+40 | 2.203e+40 | 2.2471e+40 | 2.292e+40 | 2.3379e+40 | 2.3846e+40 | 2.4323e+40 | 2.481e+40 | 2.5306e+40 | 2.5812e+40 | 2.6328e+40 | 2.6855e+40 | 2.7392e+40 | 2.794e+40 | 2.8499e+40 | 2.9069e+40 | 2.965e+40 | 3.0243e+40 | 3.0848e+40 | 3.1465e+40 | 3.2094e+40 | 3.2736e+40 | 3.3391e+40 | 3.4059e+40 | 3.474e+40 | 3.5435e+40 | 3.6143e+40 | 3.6866e+40 | 3.7603e+40 | 3.8355e+40 | 3.9123e+40 | 3.9905e+40 | 4.0703e+40 | 4.1517e+40 | 4.2348e+40 | 4.3194e+40 | 4.4058e+40 | 4.494e+40 | 4.5838e+40 | 4.6755e+40 | 4.769e+40 | 4.8644e+40 | 4.9617e+40 | 5.0609e+40 | 5.1621e+40 | 5.2654e+40 | 5.3707e+40 | 5.4781e+40 | 5.5877e+40 | 5.6994e+40 | 5.8134e+40 | 5.9297e+40 | 6.0483e+40 | 6.1692e+40 | 6.2926e+40 | 6.4185e+40 | 6.5468e+40 | 6.6778e+40 | 6.8113e+40 | 6.9476e+40 | 7.0865e+40 | 7.2282e+40 | 7.3728e+40 | 7.5203e+40 | 7.6707e+40 | 7.8241e+40 | 7.9806e+40 | 8.1402e+40 | 8.303e+40 | 8.469e+40 | 8.6384e+40 | 8.8112e+40 | 8.9874e+40 | 9.1672e+40 | 9.3505e+40 | 9.5375e+40 | 9.7283e+40 | 9.9228e+40 | 1.0121e+41 | 1.0324e+41 | 1.053e+41 | 1.0741e+41 | 1.0956e+41 | 1.1175e+41 | 1.1398e+41 | 1.1626e+41 | 1.1859e+41 | 1.2096e+41 | 1.2338e+41 | 1.2585e+41 | 1.2836e+41 | 1.3093e+41 | 1.3355e+41 | 1.3622e+41 | 1.3894e+41 | 1.4172e+41 | 1.4456e+41 | 1.4745e+41 | 1.504e+41 | 1.534e+41 | 1.5647e+41 | 1.596e+41 | 1.6279e+41 | 1.6605e+41 | 1.6937e+41 | 1.7276e+41 | 1.7621e+41 | 1.7974e+41 | 1.8333e+41 | 1.87e+41 | 1.9074e+41 | 1.9455e+41 | 1.9845e+41 | 2.0241e+41 | 2.0646e+41 | 2.1059e+41 | 2.148e+41 | 2.191e+41 | 2.2348e+41 | 2.2795e+41 | 2.3251e+41 | 2.3716e+41 | 2.419e+41 | 2.4674e+41 | 2.5168e+41 | 2.5671e+41 | 2.6184e+41 | 2.6708e+41 | 2.7242e+41 | 2.7787e+41 | 2.8343e+41 | 2.891e+41 | 2.9488e+41 | 3.0078e+41 | 3.0679e+41 | 3.1293e+41 | 3.1919e+41 | 3.2557e+41 | 3.3208e+41 | 3.3872e+41 | 3.455e+41 | 3.5241e+41 | 3.5946e+41 | 3.6665e+41 | 3.7398e+41 | 3.8146e+41 | 3.8909e+41 | 3.9687e+41 | 4.0481e+41 | 4.129e+41 | 4.2116e+41 | 4.2958e+41 | 4.3818e+41 | 4.4694e+41 | 4.5588e+41 | 4.65e+41 | 4.743e+41 | 4.8378e+41 | 4.9346e+41 | 5.0333e+41 | 5.1339e+41 | 5.2366e+41 | 5.3413e+41 | 5.4482e+41 | 5.5571e+41 | 5.6683e+41 | 5.7816e+41 | 5.8973e+41 | 6.0152e+41 | 6.1355e+41 | 6.2582e+41 | 6.3834e+41 | 6.5111e+41 | 6.6413e+41 | 6.7741e+41 | 6.9096e+41 | 7.0478e+41 | 7.1887e+41 | 7.3325e+41 | 7.4792e+41 | 7.6287e+41 | 7.7813e+41 | 7.9369e+41 | 8.0957e+41 | 8.2576e+41 | 8.4228e+41 | 8.5912e+41 | 8.763e+41 | 8.9383e+41 | 9.1171e+41 | 9.2994e+41 | 9.4854e+41 | 9.6751e+41 | 9.8686e+41 | 1.0066e+42 | 1.0267e+42 | 1.0473e+42 | 1.0682e+42 | 1.0896e+42 | 1.1114e+42 | 1.1336e+42 | 1.1563e+42 | 1.1794e+42 | 1.203e+42 | 1.227e+42 | 1.2516e+42 | 1.2766e+42 | 1.3021e+42 | 1.3282e+42 | 1.3547e+42 | 1.3818e+42 | 1.4095e+42 | 1.4377e+42 | 1.4664e+42 | 1.4958e+42 | 1.5257e+42 | 1.5562e+42 | 1.5873e+42 | 1.619e+42 | 1.6514e+42 | 1.6845e+42 | 1.7181e+42 | 1.7525e+42 | 1.7876e+42 | 1.8233e+42 | 1.8598e+42 | 1.897e+42 | 1.9349e+42 | 1.9736e+42 | 2.0131e+42 | 2.0533e+42 | 2.0944e+42 | 2.1363e+42 | 2.179e+42 | 2.2226e+42 | 2.2671e+42 | 2.3124e+42 | 2.3586e+42 | 2.4058e+42 | 2.4539e+42 | 2.503e+42 | 2.5531e+42 | 2.6041e+42 | 2.6562e+42 | 2.7093e+42 | 2.7635e+42 | 2.8188e+42 | 2.8752e+42 | 2.9327e+42 | 2.9913e+42 | 3.0512e+42 | 3.1122e+42 | 3.1744e+42 | 3.2379e+42 | 3.3027e+42 | 3.3687e+42 | 3.4361e+42 | 3.5048e+42 | 3.5749e+42 | 3.6464e+42 | 3.7193e+42 | 3.7937e+42 | 3.8696e+42 | 3.947e+42 | 4.0259e+42 | 4.1065e+42 | 4.1886e+42 | 4.2724e+42 | 4.3578e+42 | 4.445e+42 | 4.5339e+42 | 4.6245e+42 | 4.717e+42 | 4.8114e+42 | 4.9076e+42 | 5.0058e+42 | 5.1059e+42 | 5.208e+42 | 5.3121e+42 | 5.4184e+42 | 5.5268e+42 | 5.6373e+42 | 5.75e+42 | 5.865e+42 | 5.9823e+42 | 6.102e+42 | 6.224e+42 | 6.3485e+42 | 6.4755e+42 | 6.605e+42 | 6.7371e+42 | 6.8718e+42 | 7.0093e+42 | 7.1495e+42 | 7.2924e+42 | 7.4383e+42 | 7.5871e+42 | 7.7388e+42 | 7.8936e+42 | 8.0514e+42 | 8.2125e+42 | 8.3767e+42 | 8.5443e+42 | 8.7151e+42 | 8.8894e+42 | 9.0672e+42 | 9.2486e+42 | 9.4335e+42 | 9.6222e+42 | 9.8147e+42 | 1.0011e+43 | 1.0211e+43 | 1.0415e+43 | 1.0624e+43 | 1.0836e+43 | 1.1053e+43 | 1.1274e+43 | 1.1499e+43 | 1.1729e+43 | 1.1964e+43 | 1.2203e+43 | 1.2447e+43 | 1.2696e+43 | 1.295e+43 | 1.3209e+43 | 1.3473e+43 | 1.3743e+43 | 1.4018e+43 | 1.4298e+43 | 1.4584e+43 | 1.4876e+43 | 1.5173e+43 | 1.5477e+43 | 1.5786e+43 | 1.6102e+43 | 1.6424e+43 | 1.6753e+43 | 1.7088e+43 | 1.7429e+43 | 1.7778e+43 | 1.8133e+43 | 1.8496e+43 | 1.8866e+43 | 1.9243e+43 | 1.9628e+43 | 2.0021e+43 | 2.0421e+43 | 2.083e+43 | 2.1246e+43 | 2.1671e+43 | 2.2105e+43 | 2.2547e+43 | 2.2998e+43 | 2.3458e+43 | 2.3927e+43 | 2.4405e+43 | 2.4893e+43 | 2.5391e+43 | 2.5899e+43 | 2.6417e+43 | 2.6945e+43 | 2.7484e+43 | 2.8034e+43 | 2.8595e+43 | 2.9167e+43 | 2.975e+43 | 3.0345e+43 | 3.0952e+43 | 3.1571e+43 | 3.2202e+43 | 3.2846e+43 | 3.3503e+43 | 3.4173e+43 | 3.4857e+43 | 3.5554e+43 | 3.6265e+43 | 3.699e+43 | 3.773e+43 | 3.8485e+43 | 3.9254e+43 | 4.0039e+43 | 4.084e+43 | 4.1657e+43 | 4.249e+43 | 4.334e+43 | 4.4207e+43 | 4.5091e+43 | 4.5993e+43 | 4.6913e+43 | 4.7851e+43 | 4.8808e+43 | 4.9784e+43 | 5.078e+43 | 5.1795e+43 | 5.2831e+43 | 5.3888e+43 | 5.4966e+43 | 5.6065e+43 | 5.7186e+43 | 5.833e+43 | 5.9496e+43 | 6.0686e+43 | 6.19e+43 | 6.3138e+43 | 6.4401e+43 | 6.5689e+43 | 6.7003e+43 | 6.8343e+43 | 6.971e+43 | 7.1104e+43 | 7.2526e+43 | 7.3976e+43 | 7.5456e+43 | 7.6965e+43 | 7.8504e+43 | 8.0074e+43 | 8.1676e+43 | 8.3309e+43 | 8.4976e+43 | 8.6675e+43 | 8.8409e+43 | 9.0177e+43 | 9.198e+43 | 9.382e+43 | 9.5696e+43 | 9.761e+43 | 9.9562e+43 | 1.0155e+44 | 1.0358e+44 | 1.0566e+44 | 1.0777e+44 | 1.0992e+44 | 1.1212e+44 | 1.1437e+44 | 1.1665e+44 | 1.1899e+44 | 1.2137e+44 | 1.2379e+44 | 1.2627e+44 | 1.2879e+44 | 1.3137e+44 | 1.34e+44 | 1.3668e+44 | 1.3941e+44 | 1.422e+44 | 1.4504e+44 | 1.4794e+44 | 1.509e+44 | 1.5392e+44 | 1.57e+44 | 1.6014e+44 | 1.6334e+44 | 1.6661e+44 | 1.6994e+44 | 1.7334e+44 | 1.7681e+44 | 1.8034e+44 | 1.8395e+44 | 1.8763e+44 | 1.9138e+44 | 1.9521e+44 | 1.9911e+44 | 2.031e+44 | 2.0716e+44 | 2.113e+44 | 2.1553e+44 | 2.1984e+44 | 2.2423e+44 | 2.2872e+44 | 2.3329e+44 | 2.3796e+44 | 2.4272e+44 | 2.4757e+44 | 2.5252e+44 | 2.5758e+44 | 2.6273e+44 | 2.6798e+44 | 2.7334e+44 | 2.7881e+44 | 2.8438e+44 | 2.9007e+44 | 2.9587e+44 | 3.0179e+44 | 3.0783e+44 | 3.1398e+44 | 3.2026e+44 | 3.2667e+44 | 3.332e+44 | 3.3986e+44 | 3.4666e+44 | 3.536e+44 | 3.6067e+44 | 3.6788e+44 | 3.7524e+44 | 3.8274e+44 | 3.904e+44 | 3.9821e+44 | 4.0617e+44 | 4.1429e+44 | 4.2258e+44 | 4.3103e+44 | 4.3965e+44 | 4.4844e+44 | 4.5741e+44 | 4.6656e+44 | 4.7589e+44 | 4.8541e+44 | 4.9512e+44 | 5.0502e+44 | 5.1512e+44 | 5.2542e+44 | 5.3593e+44 | 5.4665e+44 | 5.5758e+44 | 5.6874e+44 | 5.8011e+44 | 5.9171e+44 | 6.0355e+44 | 6.1562e+44 | 6.2793e+44 | 6.4049e+44 | 6.533e+44 | 6.6636e+44 | 6.7969e+44 | 6.9329e+44 | 7.0715e+44 | 7.2129e+44 | 7.3572e+44 | 7.5043e+44 | 7.6544e+44 | 7.8075e+44 | 7.9637e+44 | 8.1229e+44 | 8.2854e+44 | 8.4511e+44 | 8.6201e+44 | 8.7925e+44 | 8.9684e+44 | 9.1478e+44 | 9.3307e+44 | 9.5173e+44 | 9.7077e+44 | 9.9018e+44 | 1.01e+45 | 1.0302e+45 | 1.0508e+45 | 1.0718e+45 | 1.0932e+45 | 1.1151e+45 | 1.1374e+45 | 1.1602e+45 | 1.1834e+45 | 1.207e+45 | 1.2312e+45 | 1.2558e+45 | 1.2809e+45 | 1.3065e+45 | 1.3327e+45 | 1.3593e+45 | 1.3865e+45 | 1.4142e+45 | 1.4425e+45 | 1.4714e+45 | 1.5008e+45 | 1.5308e+45 | 1.5614e+45 | 1.5926e+45 | 1.6245e+45 | 1.657e+45 | 1.6901e+45 | 1.7239e+45 | 1.7584e+45 | 1.7936e+45 | 1.8295e+45 | 1.866e+45 | 1.9034e+45 | 1.9414e+45 | 1.9803e+45 | 2.0199e+45 | 2.0603e+45 | 2.1015e+45 | 2.1435e+45 | 2.1864e+45 | 2.2301e+45 | 2.2747e+45 | 2.3202e+45 | 2.3666e+45 | 2.4139e+45 | 2.4622e+45 | 2.5114e+45 | 2.5617e+45 | 2.6129e+45 | 2.6652e+45 | 2.7185e+45 | 2.7728e+45 | 2.8283e+45 | 2.8849e+45 | 2.9426e+45 | 3.0014e+45 | 3.0614e+45 | 3.1227e+45 | 3.1851e+45 | 3.2488e+45 | 3.3138e+45 | 3.3801e+45 | 3.4477e+45 | 3.5166e+45 | 3.587e+45 | 3.6587e+45 | 3.7319e+45 | 3.8065e+45 | 3.8826e+45 | 3.9603e+45 | 4.0395e+45 | 4.1203e+45 | 4.2027e+45 | 4.2867e+45 | 4.3725e+45 | 4.4599e+45 | 4.5491e+45 | 4.6401e+45 | 4.7329e+45 | 4.8276e+45 | 4.9241e+45 | 5.0226e+45 | 5.1231e+45 | 5.2255e+45 | 5.33e+45 | 5.4366e+45 | 5.5454e+45 | 5.6563e+45 | 5.7694e+45 | 5.8848e+45 | 6.0025e+45 | 6.1225e+45 | 6.245e+45 | 6.3699e+45 | 6.4973e+45 | 6.6272e+45 | 6.7598e+45 | 6.895e+45 | 7.0329e+45 | 7.1735e+45 | 7.317e+45 | 7.4633e+45 | 7.6126e+45 | 7.7649e+45 | 7.9202e+45 | 8.0786e+45 | 8.2401e+45 | 8.4049e+45 | 8.573e+45 | 8.7445e+45 | 8.9194e+45 | 9.0978e+45 | 9.2797e+45 | 9.4653e+45 | 9.6546e+45 | 9.8477e+45 | 1.0045e+46 | 1.0246e+46 | 1.045e+46 | 1.0659e+46 | 1.0873e+46 | 1.109e+46 | 1.1312e+46 | 1.1538e+46 | 1.1769e+46 | 1.2004e+46 | 1.2244e+46 | 1.2489e+46 | 1.2739e+46 | 1.2994e+46 | 1.3254e+46 | 1.3519e+46 | 1.3789e+46 | 1.4065e+46 | 1.4346e+46 | 1.4633e+46 | 1.4926e+46 | 1.5224e+46 | 1.5529e+46 | 1.5839e+46 | 1.6156e+46 | 1.6479e+46 | 1.6809e+46 | 1.7145e+46 | 1.7488e+46 | 1.7838e+46 | 1.8195e+46 | 1.8558e+46 | 1.893e+46 | 1.9308e+46 | 1.9694e+46 | 2.0088e+46 | 2.049e+46 | 2.09e+46 | 2.1318e+46 | 2.1744e+46 | 2.2179e+46 | 2.2623e+46 | 2.3075e+46 | 2.3537e+46 | 2.4007e+46 | 2.4487e+46 | 2.4977e+46 | 2.5477e+46 | 2.5986e+46 | 2.6506e+46 | 2.7036e+46 | 2.7577e+46 | 2.8128e+46 | 2.8691e+46 | 2.9265e+46 | 2.985e+46 | 3.0447e+46 | 3.1056e+46 | 3.1677e+46 | 3.2311e+46 | 3.2957e+46 | 3.3616e+46 | 3.4288e+46 | 3.4974e+46 | 3.5674e+46 | 3.6387e+46 | 3.7115e+46 | 3.7857e+46 | 3.8614e+46 | 3.9387e+46 | 4.0174e+46 | 4.0978e+46 | 4.1797e+46 | 4.2633e+46 | 4.3486e+46 | 4.4356e+46 | 4.5243e+46 | 4.6148e+46 | 4.7071e+46 | 4.8012e+46 | 4.8972e+46 | 4.9952e+46 | 5.0951e+46 | 5.197e+46 | 5.3009e+46 | 5.4069e+46 | 5.5151e+46 | 5.6254e+46 | 5.7379e+46 | 5.8526e+46 | 5.9697e+46 | 6.0891e+46 | 6.2109e+46 | 6.3351e+46 | 6.4618e+46 | 6.591e+46 | 6.7228e+46 | 6.8573e+46 | 6.9944e+46 | 7.1343e+46 | 7.277e+46 | 7.4225e+46 | 7.571e+46 | 7.7224e+46 | 7.8769e+46 | 8.0344e+46 | 8.1951e+46 | 8.359e+46 | 8.5262e+46 | 8.6967e+46 | 8.8706e+46 | 9.048e+46 | 9.229e+46 | 9.4136e+46 | 9.6019e+46 | 9.7939e+46 | 9.9898e+46 | 1.019e+47 | 1.0393e+47 | 1.0601e+47 | 1.0813e+47 | 1.103e+47 | 1.125e+47 | 1.1475e+47 | 1.1705e+47 | 1.1939e+47 | 1.2177e+47 | 1.2421e+47 | 1.2669e+47 | 1.2923e+47 | 1.3181e+47 | 1.3445e+47 | 1.3714e+47 | 1.3988e+47 | 1.4268e+47 | 1.4553e+47 | 1.4844e+47 | 1.5141e+47 | 1.5444e+47 | 1.5753e+47 | 1.6068e+47 | 1.6389e+47 | 1.6717e+47 | 1.7051e+47 | 1.7392e+47 | 1.774e+47 | 1.8095e+47 | 1.8457e+47 | 1.8826e+47 | 1.9203e+47 | 1.9587e+47 | 1.9978e+47 | 2.0378e+47 | 2.0786e+47 | 2.1201e+47 | 2.1625e+47 | 2.2058e+47 | 2.2499e+47 | 2.2949e+47 | 2.3408e+47 | 2.3876e+47 | 2.4354e+47 | 2.4841e+47 | 2.5337e+47 | 2.5844e+47 | 2.6361e+47 | 2.6888e+47 | 2.7426e+47 | 2.7975e+47 | 2.8534e+47 | 2.9105e+47 | 2.9687e+47 | 3.0281e+47 | 3.0886e+47 | 3.1504e+47 | 3.2134e+47 | 3.2777e+47 | 3.3432e+47 | 3.4101e+47 | 3.4783e+47 | 3.5479e+47 | 3.6188e+47 | 3.6912e+47 | 3.765e+47 | 3.8403e+47 | 3.9171e+47 | 3.9955e+47 | 4.0754e+47 | 4.1569e+47 | 4.24e+47 | 4.3248e+47 | 4.4113e+47 | 4.4995e+47 | 4.5895e+47 | 4.6813e+47 | 4.775e+47 | 4.8705e+47 | 4.9679e+47 | 5.0672e+47 | 5.1686e+47 | 5.2719e+47 | 5.3774e+47 | 5.4849e+47 | 5.5946e+47 | 5.7065e+47 | 5.8206e+47 | 5.9371e+47 | 6.0558e+47 | 6.1769e+47 | 6.3004e+47 | 6.4265e+47 | 6.555e+47 | 6.6861e+47 | 6.8198e+47 | 6.9562e+47 | 7.0953e+47 | 7.2372e+47 | 7.382e+47 | 7.5296e+47 | 7.6802e+47 | 7.8338e+47 | 7.9905e+47 | 8.1503e+47 | 8.3133e+47 | 8.4796e+47 | 8.6492e+47 | 8.8221e+47 | 8.9986e+47 | 9.1786e+47 | 9.3621e+47 | 9.5494e+47 | 9.7404e+47 | 9.9352e+47 | 1.0134e+48 | 1.0337e+48 | 1.0543e+48 | 1.0754e+48 | 1.0969e+48 | 1.1189e+48 | 1.1412e+48 | 1.1641e+48 | 1.1873e+48 | 1.2111e+48 | 1.2353e+48 | 1.26e+48 | 1.2852e+48 | 1.3109e+48 | 1.3371e+48 | 1.3639e+48 | 1.3912e+48 | 1.419e+48 | 1.4474e+48 | 1.4763e+48 | 1.5058e+48 | 1.536e+48 | 1.5667e+48 | 1.598e+48 | 1.63e+48 | 1.6626e+48 | 1.6958e+48 | 1.7297e+48 | 1.7643e+48 | 1.7996e+48 | 1.8356e+48 | 1.8723e+48 | 1.9098e+48 | 1.948e+48 | 1.9869e+48 | 2.0267e+48 | 2.0672e+48 | 2.1085e+48 | 2.1507e+48 | 2.1937e+48 | 2.2376e+48 | 2.2824e+48 | 2.328e+48 | 2.3746e+48 | 2.4221e+48 | 2.4705e+48 | 2.5199e+48 | 2.5703e+48 | 2.6217e+48 | 2.6741e+48 | 2.7276e+48 | 2.7822e+48 | 2.8378e+48 | 2.8946e+48 | 2.9525e+48 | 3.0115e+48 | 3.0717e+48 | 3.1332e+48 | 3.1958e+48 | 3.2598e+48 | 3.325e+48 | 3.3915e+48 | 3.4593e+48 | 3.5285e+48 | 3.599e+48 | 3.671e+48 | 3.7444e+48 | 3.8193e+48 | 3.8957e+48 | 3.9736e+48 | 4.0531e+48 | 4.1342e+48 | 4.2168e+48 | 4.3012e+48 | 4.3872e+48 | 4.475e+48 | 4.5645e+48 | 4.6557e+48 | 4.7489e+48 | 4.8438e+48 | 4.9407e+48 | 5.0395e+48 | 5.1403e+48 | 5.2431e+48 | 5.348e+48 | 5.4549e+48 | 5.564e+48 | 5.6753e+48 | 5.7888e+48 | 5.9046e+48 | 6.0227e+48 | 6.1432e+48 | 6.266e+48 | 6.3913e+48 | 6.5192e+48 | 6.6495e+48 | 6.7825e+48 | 6.9182e+48 | 7.0565e+48 | 7.1977e+48 | 7.3416e+48 | 7.4885e+48 | 7.6382e+48 | 7.791e+48 | 7.9468e+48 | 8.1058e+48 | 8.2679e+48 | 8.4332e+48 | 8.6019e+48 | 8.7739e+48 | 8.9494e+48 | 9.1284e+48 | 9.311e+48 | 9.4972e+48 | 9.6871e+48 | 9.8809e+48 | 1.0078e+49 | 1.028e+49 | 1.0486e+49 | 1.0695e+49 | 1.0909e+49 | 1.1127e+49 | 1.135e+49 | 1.1577e+49 | 1.1809e+49 | 1.2045e+49 | 1.2286e+49 | 1.2531e+49 | 1.2782e+49 | 1.3038e+49 | 1.3298e+49 | 1.3564e+49 | 1.3836e+49 | 1.4112e+49 | 1.4395e+49 | 1.4682e+49 | 1.4976e+49 | 1.5276e+49 | 1.5581e+49 | 1.5893e+49 | 1.6211e+49 | 1.6535e+49 | 1.6866e+49 | 1.7203e+49 | 1.7547e+49 | 1.7898e+49 | 1.8256e+49 | 1.8621e+49 | 1.8993e+49 | 1.9373e+49 | 1.9761e+49 | 2.0156e+49 | 2.0559e+49 | 2.097e+49 | 2.139e+49 | 2.1817e+49 | 2.2254e+49 | 2.2699e+49 | 2.3153e+49 | 2.3616e+49 | 2.4088e+49 | 2.457e+49 | 2.5061e+49 | 2.5563e+49 | 2.6074e+49 | 2.6595e+49 | 2.7127e+49 | 2.767e+49 | 2.8223e+49 | 2.8788e+49 | 2.9363e+49 | 2.9951e+49 | 3.055e+49 | 3.1161e+49 | 3.1784e+49 | 3.2419e+49 | 3.3068e+49 | 3.3729e+49 | 3.4404e+49 | 3.5092e+49 | 3.5794e+49 | 3.651e+49 | 3.724e+49 | 3.7985e+49 | 3.8744e+49 | 3.9519e+49 | 4.031e+49 | 4.1116e+49 | 4.1938e+49 | 4.2777e+49 | 4.3632e+49 | 4.4505e+49 | 4.5395e+49 | 4.6303e+49 | 4.7229e+49 | 4.8174e+49 | 4.9137e+49 | 5.012e+49 | 5.1122e+49 | 5.2145e+49 | 5.3188e+49 | 5.4251e+49 | 5.5336e+49 | 5.6443e+49 | 5.7572e+49 | 5.8723e+49 | 5.9898e+49 | 6.1096e+49 | 6.2318e+49 | 6.3564e+49 | 6.4835e+49 | 6.6132e+49 | 6.7455e+49 | 6.8804e+49 | 7.018e+49 | 7.1583e+49 | 7.3015e+49 | 7.4475e+49 | 7.5965e+49 | 7.7484e+49 | 7.9034e+49 | 8.0615e+49 | 8.2227e+49 | 8.3871e+49 | 8.5549e+49 | 8.726e+49 | 8.9005e+49 | 9.0785e+49 | 9.2601e+49 | 9.4453e+49 | 9.6342e+49 | 9.8269e+49 | 1.0023e+50 | 1.0224e+50 | 1.0428e+50 | 1.0637e+50 | 1.085e+50 | 1.1067e+50 | 1.1288e+50 | 1.1514e+50 | 1.1744e+50 | 1.1979e+50 | 1.2218e+50 | 1.2463e+50 | 1.2712e+50 | 1.2966e+50 | 1.3226e+50 | 1.349e+50 | 1.376e+50 | 1.4035e+50 | 1.4316e+50 | 1.4602e+50 | 1.4894e+50 | 1.5192e+50 | 1.5496e+50 | 1.5806e+50 | 1.6122e+50 | 1.6444e+50 | 1.6773e+50 | 1.7109e+50 | 1.7451e+50 | 1.78e+50 | 1.8156e+50 | 1.8519e+50 | 1.889e+50 | 1.9267e+50 | 1.9653e+50 | 2.0046e+50 | 2.0447e+50 | 2.0856e+50 | 2.1273e+50 | 2.1698e+50 | 2.2132e+50 | 2.2575e+50 | 2.3026e+50 | 2.3487e+50 | 2.3956e+50 | 2.4436e+50 | 2.4924e+50 | 2.5423e+50 | 2.5931e+50 | 2.645e+50 | 2.6979e+50 | 2.7518e+50 | 2.8069e+50 | 2.863e+50 | 2.9203e+50 | 2.9787e+50 | 3.0383e+50 | 3.099e+50 | 3.161e+50 | 3.2242e+50 | 3.2887e+50 | 3.3545e+50 | 3.4216e+50 | 3.49e+50 | 3.5598e+50 | 3.631e+50 | 3.7036e+50 | 3.7777e+50 | 3.8532e+50 | 3.9303e+50 | 4.0089e+50 | 4.0891e+50 | 4.1709e+50 | 4.2543e+50 | 4.3394e+50 | 4.4262e+50 | 4.5147e+50 | 4.605e+50 | 4.6971e+50 | 4.791e+50 | 4.8869e+50 | 4.9846e+50 | 5.0843e+50 | 5.186e+50 | 5.2897e+50 | 5.3955e+50 | 5.5034e+50 | 5.6135e+50 | 5.7257e+50 | 5.8402e+50 | 5.957e+50 | 6.0762e+50 | 6.1977e+50 | 6.3217e+50 | 6.4481e+50 | 6.5771e+50 | 6.7086e+50 | 6.8428e+50 | 6.9796e+50 | 7.1192e+50 | 7.2616e+50 | 7.4068e+50 | 7.555e+50 | 7.7061e+50 | 7.8602e+50 | 8.0174e+50 | 8.1777e+50 | 8.3413e+50 | 8.5081e+50 | 8.6783e+50 | 8.8519e+50 | 9.0289e+50 | 9.2095e+50 | 9.3937e+50 | 9.5815e+50 | 9.7732e+50 | 9.9686e+50 | 1.0168e+51 | 1.0371e+51 | 1.0579e+51 | 1.079e+51 | 1.1006e+51 | 1.1226e+51 | 1.1451e+51 | 1.168e+51 | 1.1913e+51 | 1.2152e+51 | 1.2395e+51 | 1.2643e+51 | 1.2895e+51 | 1.3153e+51 | 1.3416e+51 | 1.3685e+51 | 1.3958e+51 | 1.4238e+51 | 1.4522e+51 | 1.4813e+51 | 1.5109e+51 | 1.5411e+51 | 1.572e+51 | 1.6034e+51 | 1.6355e+51 | 1.6682e+51 | 1.7015e+51 | 1.7356e+51 | 1.7703e+51 | 1.8057e+51 | 1.8418e+51 | 1.8786e+51 | 1.9162e+51 | 1.9545e+51 | 1.9936e+51 | 2.0335e+51 | 2.0742e+51 | 2.1156e+51 | 2.158e+51 | 2.2011e+51 | 2.2451e+51 | 2.29e+51 | 2.3358e+51 | 2.3826e+51 | 2.4302e+51 | 2.4788e+51 | 2.5284e+51 | 2.579e+51 | 2.6305e+51 | 2.6831e+51 | 2.7368e+51 | 2.7915e+51 | 2.8474e+51 | 2.9043e+51 | 2.9624e+51 | 3.0217e+51 | 3.0821e+51 | 3.1437e+51 | 3.2066e+51 | 3.2707e+51 | 3.3362e+51 | 3.4029e+51 | 3.4709e+51 | 3.5404e+51 | 3.6112e+51 | 3.6834e+51 | 3.757e+51 | 3.8322e+51 | 3.9088e+51 | 3.987e+51 | 4.0668e+51 | 4.1481e+51 | 4.231e+51 | 4.3157e+51 | 4.402e+51 | 4.49e+51 | 4.5798e+51 | 4.6714e+51 | 4.7648e+51 | 4.8601e+51 | 4.9573e+51 | 5.0565e+51 | 5.1576e+51 | 5.2608e+51 | 5.366e+51 | 5.4733e+51 | 5.5828e+51 | 5.6944e+51 | 5.8083e+51 | 5.9245e+51 | 6.043e+51 | 6.1638e+51 | 6.2871e+51 | 6.4129e+51 | 6.5411e+51 | 6.6719e+51 | 6.8054e+51 | 6.9415e+51 | 7.0803e+51 | 7.2219e+51 | 7.3664e+51 | 7.5137e+51 | 7.664e+51 | 7.8172e+51 | 7.9736e+51 | 8.1331e+51 | 8.2957e+51 | 8.4616e+51 | 8.6309e+51 | 8.8035e+51 | 8.9795e+51 | 9.1591e+51 | 9.3423e+51 | 9.5292e+51 | 9.7197e+51 | 9.9141e+51 | 1.0112e+52 | 1.0315e+52 | 1.0521e+52 | 1.0731e+52 | 1.0946e+52 | 1.1165e+52 | 1.1388e+52 | 1.1616e+52 | 1.1848e+52 | 1.2085e+52 | 1.2327e+52 | 1.2574e+52 | 1.2825e+52 | 1.3082e+52 | 1.3343e+52 | 1.361e+52 | 1.3882e+52 | 1.416e+52 | 1.4443e+52 | 1.4732e+52 | 1.5027e+52 | 1.5327e+52 | 1.5634e+52 | 1.5946e+52 | 1.6265e+52 | 1.6591e+52 | 1.6922e+52 | 1.7261e+52 | 1.7606e+52 | 1.7958e+52 | 1.8317e+52 | 1.8684e+52 | 1.9057e+52 | 1.9438e+52 | 1.9827e+52 | 2.0224e+52 | 2.0628e+52 | 2.1041e+52 | 2.1462e+52 | 2.1891e+52 | 2.2329e+52 | 2.2775e+52 | 2.3231e+52 | 2.3695e+52 | 2.4169e+52 | 2.4653e+52 | 2.5146e+52 | 2.5649e+52 | 2.6162e+52 | 2.6685e+52 | 2.7218e+52 | 2.7763e+52 | 2.8318e+52 | 2.8884e+52 | 2.9462e+52 | 3.0051e+52 | 3.0652e+52 | 3.1265e+52 | 3.1891e+52 | 3.2529e+52 | 3.3179e+52 | 3.3843e+52 | 3.452e+52 | 3.521e+52 | 3.5914e+52 | 3.6633e+52 | 3.7365e+52 | 3.8112e+52 | 3.8875e+52 | 3.9652e+52 | 4.0445e+52 | 4.1254e+52 | 4.2079e+52 | 4.2921e+52 | 4.3779e+52 | 4.4655e+52 | 4.5548e+52 | 4.6459e+52 | 4.7388e+52 | 4.8336e+52 | 4.9303e+52 | 5.0289e+52 | 5.1294e+52 | 5.232e+52 | 5.3367e+52 | 5.4434e+52 | 5.5523e+52 | 5.6633e+52 | 5.7766e+52 | 5.8921e+52 | 6.01e+52 | 6.1301e+52 | 6.2528e+52 | 6.3778e+52 | 6.5054e+52 | 6.6355e+52 | 6.7682e+52 | 6.9035e+52 | 7.0416e+52 | 7.1824e+52 | 7.3261e+52 | 7.4726e+52 | 7.6221e+52 | 7.7745e+52 | 7.93e+52 | 8.0886e+52 | 8.2504e+52 | 8.4154e+52 | 8.5837e+52 | 8.7554e+52 | 8.9305e+52 | 9.1091e+52 | 9.2913e+52 | 9.4771e+52 | 9.6666e+52 | 9.86e+52 | 1.0057e+53 | 1.0258e+53 | 1.0463e+53 | 1.0673e+53 | 1.0886e+53 | 1.1104e+53 | 1.1326e+53 | 1.1553e+53 | 1.1784e+53 | 1.2019e+53 | 1.226e+53 | 1.2505e+53 | 1.2755e+53 | 1.301e+53 | 1.327e+53 | 1.3536e+53 | 1.3806e+53 | 1.4082e+53 | 1.4364e+53 | 1.4651e+53 | 1.4944e+53 | 1.5243e+53 | 1.5548e+53 | 1.5859e+53 | 1.6176e+53 | 1.65e+53 | 1.683e+53 | 1.7166e+53 | 1.751e+53 | 1.786e+53 | 1.8217e+53 | 1.8581e+53 | 1.8953e+53 | 1.9332e+53 | 1.9719e+53 | 2.0113e+53 | 2.0515e+53 | 2.0926e+53 | 2.1344e+53 | 2.1771e+53 | 2.2207e+53 | 2.2651e+53 | 2.3104e+53 | 2.3566e+53 | 2.4037e+53 | 2.4518e+53 | 2.5008e+53 | 2.5508e+53 | 2.6019e+53 | 2.6539e+53 | 2.707e+53 | 2.7611e+53 | 2.8163e+53 | 2.8727e+53 | 2.9301e+53 | 2.9887e+53 | 3.0485e+53 | 3.1095e+53 | 3.1717e+53 | 3.2351e+53 | 3.2998e+53 | 3.3658e+53 | 3.4331e+53 | 3.5018e+53 | 3.5718e+53 | 3.6432e+53 | 3.7161e+53 | 3.7904e+53 | 3.8662e+53 | 3.9435e+53 | 4.0224e+53 | 4.1029e+53 | 4.1849e+53 | 4.2686e+53 | 4.354e+53 | 4.4411e+53 | 4.5299e+53 | 4.6205e+53 | 4.7129e+53 | 4.8072e+53 | 4.9033e+53 | 5.0014e+53 | 5.1014e+53 | 5.2034e+53 | 5.3075e+53 | 5.4136e+53 | 5.5219e+53 | 5.6324e+53 | 5.745e+53 | 5.8599e+53 | 5.9771e+53 | 6.0966e+53 | 6.2186e+53 | 6.343e+53 | 6.4698e+53 | 6.5992e+53 | 6.7312e+53 | 6.8658e+53 | 7.0031e+53 | 7.1432e+53 | 7.2861e+53 | 7.4318e+53 | 7.5804e+53 | 7.732e+53 | 7.8867e+53 | 8.0444e+53 | 8.2053e+53 | 8.3694e+53 | 8.5368e+53 | 8.7075e+53 | 8.8817e+53 | 9.0593e+53 | 9.2405e+53 | 9.4253e+53 | 9.6138e+53 | 9.8061e+53 | 1.0002e+54 | 1.0202e+54 | 1.0406e+54 | 1.0614e+54 | 1.0827e+54 | 1.1043e+54 | 1.1264e+54 | 1.1489e+54 | 1.1719e+54 | 1.1954e+54 | 1.2193e+54 | 1.2436e+54 | 1.2685e+54 | 1.2939e+54 | 1.3198e+54 | 1.3462e+54 | 1.3731e+54 | 1.4005e+54 | 1.4286e+54 | 1.4571e+54 | 1.4863e+54 | 1.516e+54 | 1.5463e+54 | 1.5772e+54 | 1.6088e+54 | 1.641e+54 | 1.6738e+54 | 1.7073e+54 | 1.7414e+54 | 1.7762e+54 | 1.8118e+54 | 1.848e+54 | 1.885e+54 | 1.9227e+54 | 1.9611e+54 | 2.0003e+54 | 2.0403e+54 | 2.0811e+54 | 2.1228e+54 | 2.1652e+54 | 2.2085e+54 | 2.2527e+54 | 2.2977e+54 | 2.3437e+54 | 2.3906e+54 | 2.4384e+54 | 2.4872e+54 | 2.5369e+54 | 2.5876e+54 | 2.6394e+54 | 2.6922e+54 | 2.746e+54 | 2.8009e+54 | 2.857e+54 | 2.9141e+54 | 2.9724e+54 | 3.0318e+54 | 3.0925e+54 | 3.1543e+54 | 3.2174e+54 | 3.2818e+54 | 3.3474e+54 | 3.4143e+54 | 3.4826e+54 | 3.5523e+54 | 3.6233e+54 | 3.6958e+54 | 3.7697e+54 | 3.8451e+54 | 3.922e+54 | 4.0004e+54 | 4.0804e+54 | 4.1621e+54 | 4.2453e+54 | 4.3302e+54 | 4.4168e+54 | 4.5051e+54 | 4.5952e+54 | 4.6871e+54 | 4.7809e+54 | 4.8765e+54 | 4.974e+54 | 5.0735e+54 | 5.175e+54 | 5.2785e+54 | 5.3841e+54 | 5.4917e+54 | 5.6016e+54 | 5.7136e+54 | 5.8279e+54 | 5.9444e+54 | 6.0633e+54 | 6.1846e+54 | 6.3083e+54 | 6.4344e+54 | 6.5631e+54 | 6.6944e+54 | 6.8283e+54 | 6.9649e+54 | 7.1042e+54 | 7.2462e+54 | 7.3912e+54 | 7.539e+54 | 7.6898e+54 | 7.8436e+54 | 8.0004e+54 | 8.1604e+54 | 8.3236e+54 | 8.4901e+54 | 8.6599e+54 | 8.8331e+54 | 9.0098e+54 | 9.19e+54 | 9.3738e+54 | 9.5613e+54 | 9.7525e+54 | 9.9475e+54 | 1.0146e+55 | 1.0349e+55 | 1.0556e+55 | 1.0768e+55 | 1.0983e+55 | 1.1203e+55 | 1.1427e+55 | 1.1655e+55 | 1.1888e+55 | 1.2126e+55 | 1.2369e+55 | 1.2616e+55 | 1.2868e+55 | 1.3126e+55 | 1.3388e+55 | 1.3656e+55 | 1.3929e+55 | 1.4208e+55 | 1.4492e+55 | 1.4782e+55 | 1.5077e+55 | 1.5379e+55 | 1.5686e+55 | 1.6e+55 | 1.632e+55 | 1.6646e+55 | 1.6979e+55 | 1.7319e+55 | 1.7665e+55 | 1.8019e+55 | 1.8379e+55 | 1.8747e+55 | 1.9121e+55 | 1.9504e+55 | 1.9894e+55 | 2.0292e+55 | 2.0698e+55 | 2.1112e+55 | 2.1534e+55 | 2.1965e+55 | 2.2404e+55 | 2.2852e+55 | 2.3309e+55 | 2.3775e+55 | 2.4251e+55 | 2.4736e+55 | 2.523e+55 | 2.5735e+55 | 2.625e+55 | 2.6775e+55 | 2.731e+55 | 2.7856e+55 | 2.8413e+55 | 2.8982e+55 | 2.9561e+55 | 3.0153e+55 | 3.0756e+55 | 3.1371e+55 | 3.1998e+55 | 3.2638e+55 | 3.3291e+55 | 3.3957e+55 | 3.4636e+55 | 3.5329e+55 | 3.6035e+55 | 3.6756e+55 | 3.7491e+55 | 3.8241e+55 | 3.9006e+55 | 3.9786e+55 | 4.0581e+55 | 4.1393e+55 | 4.2221e+55 | 4.3065e+55 | 4.3927e+55 | 4.4805e+55 | 4.5701e+55 | 4.6615e+55 | 4.7548e+55 | 4.8499e+55 | 4.9469e+55 | 5.0458e+55 | 5.1467e+55 | 5.2496e+55 | 5.3546e+55 | 5.4617e+55 | 5.571e+55 | 5.6824e+55 | 5.796e+55 | 5.9119e+55 | 6.0302e+55 | 6.1508e+55 | 6.2738e+55 | 6.3993e+55 | 6.5273e+55 | 6.6578e+55 | 6.791e+55 | 6.9268e+55 | 7.0653e+55 | 7.2066e+55 | 7.3508e+55 | 7.4978e+55 | 7.6477e+55 | 7.8007e+55 | 7.9567e+55 | 8.1158e+55 | 8.2782e+55 | 8.4437e+55 | 8.6126e+55 | 8.7848e+55 | 8.9605e+55 | 9.1398e+55 | 9.3225e+55 | 9.509e+55 | 9.6992e+55 | 9.8932e+55 | 1.0091e+56 | 1.0293e+56 | 1.0499e+56 | 1.0709e+56 | 1.0923e+56 | 1.1141e+56 | 1.1364e+56 | 1.1591e+56 | 1.1823e+56 | 1.206e+56 | 1.2301e+56 | 1.2547e+56 | 1.2798e+56 | 1.3054e+56 | 1.3315e+56 | 1.3581e+56 | 1.3853e+56 | 1.413e+56 | 1.4412e+56 | 1.4701e+56 | 1.4995e+56 | 1.5295e+56 | 1.5601e+56 | 1.5913e+56 | 1.6231e+56 | 1.6555e+56 | 1.6887e+56 | 1.7224e+56 | 1.7569e+56 | 1.792e+56 | 1.8278e+56 | 1.8644e+56 | 1.9017e+56 | 1.9397e+56 | 1.9785e+56 | 2.0181e+56 | 2.0585e+56 | 2.0996e+56 | 2.1416e+56 | 2.1844e+56 | 2.2281e+56 | 2.2727e+56 | 2.3182e+56 | 2.3645e+56 | 2.4118e+56 | 2.46e+56 | 2.5092e+56 | 2.5594e+56 | 2.6106e+56 | 2.6628e+56 | 2.7161e+56 | 2.7704e+56 | 2.8258e+56 | 2.8823e+56 | 2.94e+56 | 2.9988e+56 | 3.0588e+56 | 3.1199e+56 | 3.1823e+56 | 3.246e+56 | 3.3109e+56 | 3.3771e+56 | 3.4447e+56 | 3.5135e+56 | 3.5838e+56 | 3.6555e+56 | 3.7286e+56 | 3.8032e+56 | 3.8792e+56 | 3.9568e+56 | 4.036e+56 | 4.1167e+56 | 4.199e+56 | 4.283e+56 | 4.3687e+56 | 4.456e+56 | 4.5452e+56 | 4.6361e+56 | 4.7288e+56 | 4.8234e+56 | 4.9198e+56 | 5.0182e+56 | 5.1186e+56 | 5.221e+56 | 5.3254e+56 | 5.4319e+56 | 5.5405e+56 | 5.6513e+56 | 5.7644e+56 | 5.8796e+56 | 5.9972e+56 | 6.1172e+56 | 6.2395e+56 | 6.3643e+56 | 6.4916e+56 | 6.6214e+56 | 6.7539e+56 | 6.8889e+56 | 7.0267e+56 | 7.1672e+56 | 7.3106e+56 | 7.4568e+56 | 7.6059e+56 | 7.7581e+56 | 7.9132e+56 | 8.0715e+56 | 8.2329e+56 | 8.3976e+56 | 8.5655e+56 | 8.7368e+56 | 8.9116e+56 | 9.0898e+56 | 9.2716e+56 | 9.457e+56 | 9.6462e+56 | 9.8391e+56 | 1.0036e+57 | 1.0237e+57 | 1.0441e+57 | 1.065e+57 | 1.0863e+57 | 1.108e+57 | 1.1302e+57 | 1.1528e+57 | 1.1759e+57 | 1.1994e+57 | 1.2234e+57 | 1.2478e+57 | 1.2728e+57 | 1.2982e+57 | 1.3242e+57 | 1.3507e+57 | 1.3777e+57 | 1.4053e+57 | 1.4334e+57 | 1.462e+57 | 1.4913e+57 | 1.5211e+57 | 1.5515e+57 | 1.5826e+57 | 1.6142e+57 | 1.6465e+57 | 1.6794e+57 | 1.713e+57 | 1.7473e+57 | 1.7822e+57 | 1.8179e+57 | 1.8542e+57 | 1.8913e+57 | 1.9291e+57 | 1.9677e+57 | 2.0071e+57 | 2.0472e+57 | 2.0881e+57 | 2.1299e+57 | 2.1725e+57 | 2.216e+57 | 2.2603e+57 | 2.3055e+57 | 2.3516e+57 | 2.3986e+57 | 2.4466e+57 | 2.4955e+57 | 2.5454e+57 | 2.5964e+57 | 2.6483e+57 | 2.7012e+57 | 2.7553e+57 | 2.8104e+57 | 2.8666e+57 | 2.9239e+57 | 2.9824e+57 | 3.042e+57 | 3.1029e+57 | 3.1649e+57 | 3.2282e+57 | 3.2928e+57 | 3.3587e+57 | 3.4258e+57 | 3.4943e+57 | 3.5642e+57 | 3.6355e+57 | 3.7082e+57 | 3.7824e+57 | 3.858e+57 | 3.9352e+57 | 4.0139e+57 | 4.0942e+57 | 4.1761e+57 | 4.2596e+57 | 4.3448e+57 | 4.4317e+57 | 4.5203e+57 | 4.6107e+57 | 4.7029e+57 | 4.797e+57 | 4.8929e+57 | 4.9908e+57 | 5.0906e+57 | 5.1924e+57 | 5.2963e+57 | 5.4022e+57 | 5.5102e+57 | 5.6204e+57 | 5.7328e+57 | 5.8475e+57 | 5.9645e+57 | 6.0837e+57 | 6.2054e+57 | 6.3295e+57 | 6.4561e+57 | 6.5852e+57 | 6.7169e+57 | 6.8513e+57 | 6.9883e+57 | 7.1281e+57 | 7.2706e+57 | 7.416e+57 | 7.5644e+57 | 7.7157e+57 | 7.87e+57 | 8.0274e+57 | 8.1879e+57 | 8.3517e+57 | 8.5187e+57 | 8.6891e+57 | 8.8629e+57 | 9.0401e+57 | 9.2209e+57 | 9.4053e+57 | 9.5934e+57 | 9.7853e+57 | 9.981e+57 | 1.0181e+58 | 1.0384e+58 | 1.0592e+58 | 1.0804e+58 | 1.102e+58 | 1.124e+58 | 1.1465e+58 | 1.1694e+58 | 1.1928e+58 | 1.2167e+58 | 1.241e+58 | 1.2658e+58 | 1.2912e+58 | 1.317e+58 | 1.3433e+58 | 1.3702e+58 | 1.3976e+58 | 1.4255e+58 | 1.454e+58 | 1.4831e+58 | 1.5128e+58 | 1.543e+58 | 1.5739e+58 | 1.6054e+58 | 1.6375e+58 | 1.6702e+58 | 1.7036e+58 | 1.7377e+58 | 1.7725e+58 | 1.8079e+58 | 1.8441e+58 | 1.881e+58 | 1.9186e+58 | 1.957e+58 | 1.9961e+58 | 2.036e+58 | 2.0767e+58 | 2.1183e+58 | 2.1606e+58 | 2.2038e+58 | 2.2479e+58 | 2.2929e+58 | 2.3387e+58 | 2.3855e+58 | 2.4332e+58 | 2.4819e+58 | 2.5315e+58 | 2.5822e+58 | 2.6338e+58 | 2.6865e+58 | 2.7402e+58 | 2.795e+58 | 2.8509e+58 | 2.9079e+58 | 2.9661e+58 | 3.0254e+58 | 3.0859e+58 | 3.1476e+58 | 3.2106e+58 | 3.2748e+58 | 3.3403e+58 | 3.4071e+58 | 3.4752e+58 | 3.5448e+58 | 3.6156e+58 | 3.688e+58 | 3.7617e+58 | 3.837e+58 | 3.9137e+58 | 3.992e+58 | 4.0718e+58 | 4.1532e+58 | 4.2363e+58 | 4.321e+58 | 4.4075e+58 | 4.4956e+58 | 4.5855e+58 | 4.6772e+58 | 4.7708e+58 | 4.8662e+58 | 4.9635e+58 | 5.0628e+58 | 5.164e+58 | 5.2673e+58 | 5.3727e+58 | 5.4801e+58 | 5.5897e+58 | 5.7015e+58 | 5.8155e+58 | 5.9319e+58 | 6.0505e+58 | 6.1715e+58 | 6.2949e+58 | 6.4208e+58 | 6.5492e+58 | 6.6802e+58 | 6.8138e+58 | 6.9501e+58 | 7.0891e+58 | 7.2309e+58 | 7.3755e+58 | 7.523e+58 | 7.6735e+58 | 7.827e+58 | 7.9835e+58 | 8.1432e+58 | 8.306e+58 | 8.4722e+58 | 8.6416e+58 | 8.8144e+58 | 8.9907e+58 | 9.1705e+58 | 9.3539e+58 | 9.541e+58 | 9.7318e+58 | 9.9265e+58 | 1.0125e+59 | 1.0328e+59 | 1.0534e+59 | 1.0745e+59 | 1.096e+59 | 1.1179e+59 | 1.1402e+59 | 1.163e+59 | 1.1863e+59 | 1.21e+59 | 1.2342e+59 | 1.2589e+59 | 1.2841e+59 | 1.3098e+59 | 1.336e+59 | 1.3627e+59 | 1.3899e+59 | 1.4177e+59 | 1.4461e+59 | 1.475e+59 | 1.5045e+59 | 1.5346e+59 | 1.5653e+59 | 1.5966e+59 | 1.6285e+59 | 1.6611e+59 | 1.6943e+59 | 1.7282e+59 | 1.7628e+59 | 1.798e+59 | 1.834e+59 | 1.8707e+59 | 1.9081e+59 | 1.9463e+59 | 1.9852e+59 | 2.0249e+59 | 2.0654e+59 | 2.1067e+59 | 2.1488e+59 | 2.1918e+59 | 2.2356e+59 | 2.2804e+59 | 2.326e+59 | 2.3725e+59 | 2.4199e+59 | 2.4683e+59 | 2.5177e+59 | 2.568e+59 | 2.6194e+59 | 2.6718e+59 | 2.7252e+59 | 2.7797e+59 | 2.8353e+59 | 2.892e+59 | 2.9499e+59 | 3.0089e+59 | 3.0691e+59 | 3.1304e+59 | 3.193e+59 | 3.2569e+59 | 3.322e+59 | 3.3885e+59 | 3.4563e+59 | 3.5254e+59 | 3.5959e+59 | 3.6678e+59 | 3.7412e+59 | 3.816e+59 | 3.8923e+59 | 3.9702e+59 | 4.0496e+59 | 4.1305e+59 | 4.2132e+59 | 4.2974e+59 | 4.3834e+59 | 4.471e+59 | 4.5605e+59 | 4.6517e+59 | 4.7447e+59 | 4.8396e+59 | 4.9364e+59 | 5.0351e+59 | 5.1358e+59 | 5.2385e+59 | 5.3433e+59 | 5.4502e+59 | 5.5592e+59 | 5.6704e+59 | 5.7838e+59 | 5.8994e+59 | 6.0174e+59 | 6.1378e+59 | 6.2605e+59 | 6.3857e+59 | 6.5135e+59 | 6.6437e+59 | 6.7766e+59 | 6.9121e+59 | 7.0504e+59 | 7.1914e+59 | 7.3352e+59 | 7.4819e+59 | 7.6316e+59 | 7.7842e+59 | 7.9399e+59 | 8.0987e+59 | 8.2606e+59 | 8.4258e+59 | 8.5944e+59 | 8.7663e+59 | 8.9416e+59 | 9.1204e+59 | 9.3028e+59 | 9.4889e+59 | 9.6787e+59 | 9.8722e+59 | 1.007e+60 | 1.0271e+60 | 1.0476e+60 | 1.0686e+60 | 1.09e+60 | 1.1118e+60 | 1.134e+60 | 1.1567e+60 | 1.1798e+60 | 1.2034e+60 | 1.2275e+60 | 1.252e+60 | 1.2771e+60 | 1.3026e+60 | 1.3287e+60 | 1.3552e+60 | 1.3823e+60 | 1.41e+60 | 1.4382e+60 | 1.467e+60 | 1.4963e+60 | 1.5262e+60 | 1.5568e+60 | 1.5879e+60 | 1.6196e+60 | 1.652e+60 | 1.6851e+60 | 1.7188e+60 | 1.7532e+60 | 1.7882e+60 | 1.824e+60 | 1.8605e+60 | 1.8977e+60 | 1.9356e+60 | 1.9743e+60 | 2.0138e+60 | 2.0541e+60 | 2.0952e+60 | 2.1371e+60 | 2.1798e+60 | 2.2234e+60 | 2.2679e+60 | 2.3132e+60 | 2.3595e+60 | 2.4067e+60 | 2.4548e+60 | 2.5039e+60 | 2.554e+60 | 2.6051e+60 | 2.6572e+60 | 2.7103e+60 | 2.7645e+60 | 2.8198e+60 | 2.8762e+60 | 2.9338e+60 | 2.9924e+60 | 3.0523e+60 | 3.1133e+60 | 3.1756e+60 | 3.2391e+60 | 3.3039e+60 | 3.37e+60 | 3.4374e+60 | 3.5061e+60 | 3.5762e+60 | 3.6478e+60 | 3.7207e+60 | 3.7951e+60 | 3.871e+60 | 3.9485e+60 | 4.0274e+60 | 4.108e+60 | 4.1901e+60 | 4.2739e+60 | 4.3594e+60 | 4.4466e+60 | 4.5355e+60 | 4.6262e+60 | 4.7188e+60 | 4.8131e+60 | 4.9094e+60 | 5.0076e+60 | 5.1077e+60 | 5.2099e+60 | 5.3141e+60 | 5.4204e+60 | 5.5288e+60 | 5.6394e+60 | 5.7522e+60 | 5.8672e+60 | 5.9845e+60 | 6.1042e+60 | 6.2263e+60 | 6.3508e+60 | 6.4779e+60 | 6.6074e+60 | 6.7396e+60 | 6.8744e+60 | 7.0118e+60 | 7.1521e+60 | 7.2951e+60 | 7.441e+60 | 7.5898e+60 | 7.7416e+60 | 7.8965e+60 | 8.0544e+60 | 8.2155e+60 | 8.3798e+60 | 8.5474e+60 | 8.7183e+60 | 8.8927e+60 | 9.0706e+60 | 9.252e+60 | 9.437e+60 | 9.6258e+60 | 9.8183e+60 | 1.0015e+61 | 1.0215e+61 | 1.0419e+61 | 1.0628e+61 | 1.084e+61 | 1.1057e+61 | 1.1278e+61 | 1.1504e+61 | 1.1734e+61 | 1.1968e+61 | 1.2208e+61 | 1.2452e+61 | 1.2701e+61 | 1.2955e+61 | 1.3214e+61 | 1.3478e+61 | 1.3748e+61 | 1.4023e+61 | 1.4303e+61 | 1.4589e+61 | 1.4881e+61 | 1.5179e+61 | 1.5482e+61 | 1.5792e+61 | 1.6108e+61 | 1.643e+61 | 1.6759e+61 | 1.7094e+61 | 1.7436e+61 | 1.7784e+61 | 1.814e+61 | 1.8503e+61 | 1.8873e+61 | 1.925e+61 | 1.9635e+61 | 2.0028e+61 | 2.0429e+61 | 2.0837e+61 | 2.1254e+61 | 2.1679e+61 | 2.2113e+61 | 2.2555e+61 | 2.3006e+61 | 2.3466e+61 | 2.3936e+61 | 2.4414e+61 | 2.4903e+61 | 2.5401e+61 | 2.5909e+61 | 2.6427e+61 | 2.6955e+61 | 2.7494e+61 | 2.8044e+61 | 2.8605e+61 | 2.9177e+61 | 2.9761e+61 | 3.0356e+61 | 3.0963e+61 | 3.1582e+61 | 3.2214e+61 | 3.2858e+61 | 3.3515e+61 | 3.4186e+61 | 3.487e+61 | 3.5567e+61 | 3.6278e+61 | 3.7004e+61 | 3.7744e+61 | 3.8499e+61 | 3.9269e+61 | 4.0054e+61 | 4.0855e+61 | 4.1672e+61 | 4.2506e+61 | 4.3356e+61 | 4.4223e+61 | 4.5107e+61 | 4.601e+61 | 4.693e+61 | 4.7868e+61 | 4.8826e+61 | 4.9802e+61 | 5.0798e+61 | 5.1814e+61 | 5.2851e+61 | 5.3908e+61 | 5.4986e+61 | 5.6085e+61 | 5.7207e+61 | 5.8351e+61 | 5.9518e+61 | 6.0709e+61 | 6.1923e+61 | 6.3161e+61 | 6.4425e+61 | 6.5713e+61 | 6.7027e+61 | 6.8368e+61 | 6.9735e+61 | 7.113e+61 | 7.2552e+61 | 7.4004e+61 | 7.5484e+61 | 7.6993e+61 | 7.8533e+61 | 8.0104e+61 | 8.1706e+61 | 8.334e+61 | 8.5007e+61 | 8.6707e+61 | 8.8441e+61 | 9.021e+61 | 9.2014e+61 | 9.3854e+61 | 9.5731e+61 | 9.7646e+61 | 9.9599e+61 | 1.0159e+62 | 1.0362e+62 | 1.057e+62 | 1.0781e+62 | 1.0997e+62 | 1.1216e+62 | 1.1441e+62 | 1.167e+62 | 1.1903e+62 | 1.2141e+62 | 1.2384e+62 | 1.2632e+62 | 1.2884e+62 | 1.3142e+62 | 1.3405e+62 | 1.3673e+62 | 1.3946e+62 | 1.4225e+62 | 1.451e+62 | 1.48e+62 | 1.5096e+62 | 1.5398e+62 | 1.5706e+62 | 1.602e+62 | 1.634e+62 | 1.6667e+62 | 1.7e+62 | 1.734e+62 | 1.7687e+62 | 1.8041e+62 | 1.8402e+62 | 1.877e+62 | 1.9145e+62 | 1.9528e+62 | 1.9919e+62 | 2.0317e+62 | 2.0723e+62 | 2.1138e+62 | 2.1561e+62 | 2.1992e+62 | 2.2432e+62 | 2.288e+62 | 2.3338e+62 | 2.3805e+62 | 2.4281e+62 | 2.4766e+62 | 2.5262e+62 | 2.5767e+62 | 2.6282e+62 | 2.6808e+62 | 2.7344e+62 | 2.7891e+62 | 2.8449e+62 | 2.9018e+62 | 2.9598e+62 | 3.019e+62 | 3.0794e+62 | 3.141e+62 | 3.2038e+62 | 3.2679e+62 | 3.3332e+62 | 3.3999e+62 | 3.4679e+62 | 3.5373e+62 | 3.608e+62 | 3.6802e+62 | 3.7538e+62 | 3.8288e+62 | 3.9054e+62 | 3.9835e+62 | 4.0632e+62 | 4.1445e+62 | 4.2273e+62 | 4.3119e+62 | 4.3981e+62 | 4.4861e+62 | 4.5758e+62 | 4.6673e+62 | 4.7607e+62 | 4.8559e+62 | 4.953e+62 | 5.0521e+62 | 5.1531e+62 | 5.2562e+62 | 5.3613e+62 | 5.4685e+62 | 5.5779e+62 | 5.6894e+62 | 5.8032e+62 | 5.9193e+62 | 6.0377e+62 | 6.1584e+62 | 6.2816e+62 | 6.4072e+62 | 6.5354e+62 | 6.6661e+62 | 6.7994e+62 | 6.9354e+62 | 7.0741e+62 | 7.2156e+62 | 7.3599e+62 | 7.5071e+62 | 7.6572e+62 | 7.8104e+62 | 7.9666e+62 | 8.1259e+62 | 8.2885e+62 | 8.4542e+62 | 8.6233e+62 | 8.7958e+62 | 8.9717e+62 | 9.1511e+62 | 9.3341e+62 | 9.5208e+62 | 9.7112e+62 | 9.9055e+62 | 1.0104e+63 | 1.0306e+63 | 1.0512e+63 | 1.0722e+63 | 1.0936e+63 | 1.1155e+63 | 1.1378e+63 | 1.1606e+63 | 1.1838e+63 | 1.2075e+63 | 1.2316e+63 | 1.2563e+63 | 1.2814e+63 | 1.307e+63 | 1.3331e+63 | 1.3598e+63 | 1.387e+63 | 1.4147e+63 | 1.443e+63 | 1.4719e+63 | 1.5013e+63 | 1.5314e+63 | 1.562e+63 | 1.5932e+63 | 1.6251e+63 | 1.6576e+63 | 1.6908e+63 | 1.7246e+63 | 1.7591e+63 | 1.7942e+63 | 1.8301e+63 | 1.8667e+63 | 1.9041e+63 | 1.9421e+63 | 1.981e+63 | 2.0206e+63 | 2.061e+63 | 2.1022e+63 | 2.1443e+63 | 2.1872e+63 | 2.2309e+63 | 2.2755e+63 | 2.321e+63 | 2.3675e+63 | 2.4148e+63 | 2.4631e+63 | 2.5124e+63 | 2.5626e+63 | 2.6139e+63 | 2.6661e+63 | 2.7195e+63 | 2.7739e+63 | 2.8293e+63 | 2.8859e+63 | 2.9436e+63 | 3.0025e+63 | 3.0626e+63 | 3.1238e+63 | 3.1863e+63 | 3.25e+63 | 3.315e+63 | 3.3813e+63 | 3.4489e+63 | 3.5179e+63 | 3.5883e+63 | 3.66e+63 | 3.7332e+63 | 3.8079e+63 | 3.8841e+63 | 3.9617e+63 | 4.041e+63 | 4.1218e+63 | 4.2042e+63 | 4.2883e+63 | 4.3741e+63 | 4.4616e+63 | 4.5508e+63 | 4.6418e+63 | 4.7347e+63 | 4.8294e+63 | 4.9259e+63 | 5.0245e+63 | 5.1249e+63 | 5.2274e+63 | 5.332e+63 | 5.4386e+63 | 5.5474e+63 | 5.6584e+63 | 5.7715e+63 | 5.887e+63 | 6.0047e+63 | 6.1248e+63 | 6.2473e+63 | 6.3722e+63 | 6.4997e+63 | 6.6297e+63 | 6.7623e+63 | 6.8975e+63 | 7.0355e+63 | 7.1762e+63 | 7.3197e+63 | 7.4661e+63 | 7.6154e+63 | 7.7677e+63 | 7.9231e+63 | 8.0815e+63 | 8.2432e+63 | 8.408e+63 | 8.5762e+63 | 8.7477e+63 | 8.9227e+63 | 9.1011e+63 | 9.2831e+63 | 9.4688e+63 | 9.6582e+63 | 9.8513e+63 | 1.0048e+64 | 1.0249e+64 | 1.0454e+64 | 1.0663e+64 | 1.0877e+64 | 1.1094e+64 | 1.1316e+64 | 1.1542e+64 | 1.1773e+64 | 1.2009e+64 | 1.2249e+64 | 1.2494e+64 | 1.2744e+64 | 1.2999e+64 | 1.3259e+64 | 1.3524e+64 | 1.3794e+64 | 1.407e+64 | 1.4352e+64 | 1.4639e+64 | 1.4931e+64 | 1.523e+64 | 1.5535e+64 | 1.5845e+64 | 1.6162e+64 | 1.6485e+64 | 1.6815e+64 | 1.7151e+64 | 1.7494e+64 | 1.7844e+64 | 1.8201e+64 | 1.8565e+64 | 1.8937e+64 | 1.9315e+64 | 1.9702e+64 | 2.0096e+64 | 2.0498e+64 | 2.0907e+64 | 2.1326e+64 | 2.1752e+64 | 2.2187e+64 | 2.2631e+64 | 2.3084e+64 | 2.3545e+64 | 2.4016e+64 | 2.4496e+64 | 2.4986e+64 | 2.5486e+64 | 2.5996e+64 | 2.6516e+64 | 2.7046e+64 | 2.7587e+64 | 2.8139e+64 | 2.8701e+64 | 2.9275e+64 | 2.9861e+64 | 3.0458e+64 | 3.1067e+64 | 3.1689e+64 | 3.2323e+64 | 3.2969e+64 | 3.3628e+64 | 3.4301e+64 | 3.4987e+64 | 3.5687e+64 | 3.64e+64 | 3.7128e+64 | 3.7871e+64 | 3.8628e+64 | 3.9401e+64 | 4.0189e+64 | 4.0993e+64 | 4.1813e+64 | 4.2649e+64 | 4.3502e+64 | 4.4372e+64 | 4.5259e+64 | 4.6165e+64 | 4.7088e+64 | 4.803e+64 | 4.899e+64 | 4.997e+64 | 5.0969e+64 | 5.1989e+64 | 5.3029e+64 | 5.4089e+64 | 5.5171e+64 | 5.6274e+64 | 5.74e+64 | 5.8548e+64 | 5.9719e+64 | 6.0913e+64 | 6.2131e+64 | 6.3374e+64 | 6.4641e+64 | 6.5934e+64 | 6.7253e+64 | 6.8598e+64 | 6.997e+64 | 7.1369e+64 | 7.2797e+64 | 7.4253e+64 | 7.5738e+64 | 7.7253e+64 | 7.8798e+64 | 8.0374e+64 | 8.1981e+64 | 8.3621e+64 | 8.5293e+64 | 8.6999e+64 | 8.8739e+64 | 9.0514e+64 | 9.2324e+64 | 9.417e+64 | 9.6054e+64 | 9.7975e+64 | 9.9934e+64 | 1.0193e+65 | 1.0397e+65 | 1.0605e+65 | 1.0817e+65 | 1.1034e+65 | 1.1254e+65 | 1.1479e+65 | 1.1709e+65 | 1.1943e+65 | 1.2182e+65 | 1.2426e+65 | 1.2674e+65 | 1.2928e+65 | 1.3186e+65 | 1.345e+65 | 1.3719e+65 | 1.3993e+65 | 1.4273e+65 | 1.4559e+65 | 1.485e+65 | 1.5147e+65 | 1.545e+65 | 1.5759e+65 | 1.6074e+65 | 1.6395e+65 | 1.6723e+65 | 1.7058e+65 | 1.7399e+65 | 1.7747e+65 | 1.8102e+65 | 1.8464e+65 | 1.8833e+65 | 1.921e+65 | 1.9594e+65 | 1.9986e+65 | 2.0385e+65 | 2.0793e+65 | 2.1209e+65 | 2.1633e+65 | 2.2066e+65 | 2.2507e+65 | 2.2957e+65 | 2.3417e+65 | 2.3885e+65 | 2.4363e+65 | 2.485e+65 | 2.5347e+65 | 2.5854e+65 | 2.6371e+65 | 2.6898e+65 | 2.7436e+65 | 2.7985e+65 | 2.8545e+65 | 2.9115e+65 | 2.9698e+65 | 3.0292e+65 | 3.0898e+65 | 3.1516e+65 | 3.2146e+65 | 3.2789e+65 | 3.3445e+65 | 3.4113e+65 | 3.4796e+65 | 3.5492e+65 | 3.6201e+65 | 3.6925e+65 | 3.7664e+65 | 3.8417e+65 | 3.9186e+65 | 3.9969e+65 | 4.0769e+65 | 4.1584e+65 | 4.2416e+65 | 4.3264e+65 | 4.4129e+65 | 4.5012e+65 | 4.5912e+65 | 4.683e+65 | 4.7767e+65 | 4.8722e+65 | 4.9697e+65 | 5.0691e+65 | 5.1705e+65 | 5.2739e+65 | 5.3793e+65 | 5.4869e+65 | 5.5967e+65 | 5.7086e+65 | 5.8228e+65 | 5.9392e+65 | 6.058e+65 | 6.1792e+65 | 6.3028e+65 | 6.4288e+65 | 6.5574e+65 | 6.6885e+65 | 6.8223e+65 | 6.9588e+65 | 7.0979e+65 | 7.2399e+65 | 7.3847e+65 | 7.5324e+65 | 7.683e+65 | 7.8367e+65 | 7.9934e+65 | 8.1533e+65 | 8.3164e+65 | 8.4827e+65 | 8.6523e+65 | 8.8254e+65 | 9.0019e+65 | 9.1819e+65 | 9.3656e+65 | 9.5529e+65 | 9.7439e+65 | 9.9388e+65 | 1.0138e+66 | 1.034e+66 | 1.0547e+66 | 1.0758e+66 | 1.0973e+66 | 1.1193e+66 | 1.1417e+66 | 1.1645e+66 | 1.1878e+66 | 1.2115e+66 | 1.2358e+66 | 1.2605e+66 | 1.2857e+66 | 1.3114e+66 | 1.3376e+66 | 1.3644e+66 | 1.3917e+66 | 1.4195e+66 | 1.4479e+66 | 1.4769e+66 | 1.5064e+66 | 1.5365e+66 | 1.5673e+66 | 1.5986e+66 | 1.6306e+66 | 1.6632e+66 | 1.6964e+66 | 1.7304e+66 | 1.765e+66 | 1.8003e+66 | 1.8363e+66 | 1.873e+66 | 1.9105e+66 | 1.9487e+66 | 1.9877e+66 | 2.0274e+66 | 2.068e+66 | 2.1093e+66 | 2.1515e+66 | 2.1945e+66 | 2.2384e+66 | 2.2832e+66 | 2.3289e+66 | 2.3754e+66 | 2.4229e+66 | 2.4714e+66 | 2.5208e+66 | 2.5712e+66 | 2.6227e+66 | 2.6751e+66 | 2.7286e+66 | 2.7832e+66 | 2.8389e+66 | 2.8956e+66 | 2.9536e+66 | 3.0126e+66 | 3.0729e+66 | 3.1343e+66 | 3.197e+66 | 3.261e+66 | 3.3262e+66 | 3.3927e+66 | 3.4606e+66 | 3.5298e+66 | 3.6004e+66 | 3.6724e+66 | 3.7458e+66 | 3.8207e+66 | 3.8971e+66 | 3.9751e+66 | 4.0546e+66 | 4.1357e+66 | 4.2184e+66 | 4.3028e+66 | 4.3888e+66 | 4.4766e+66 | 4.5661e+66 | 4.6575e+66 | 4.7506e+66 | 4.8456e+66 | 4.9425e+66 | 5.0414e+66 | 5.1422e+66 | 5.245e+66 | 5.3499e+66 | 5.4569e+66 | 5.5661e+66 | 5.6774e+66 | 5.791e+66 | 5.9068e+66 | 6.0249e+66 | 6.1454e+66 | 6.2683e+66 | 6.3937e+66 | 6.5216e+66 | 6.652e+66 | 6.785e+66 | 6.9207e+66 | 7.0591e+66 | 7.2003e+66 | 7.3443e+66 | 7.4912e+66 | 7.641e+66 | 7.7939e+66 | 7.9497e+66 | 8.1087e+66 | 8.2709e+66 | 8.4363e+66 | 8.6051e+66 | 8.7772e+66 | 8.9527e+66 | 9.1318e+66 | 9.3144e+66 | 9.5007e+66 | 9.6907e+66 | 9.8845e+66 | 1.0082e+67 | 1.0284e+67 | 1.049e+67 | 1.0699e+67 | 1.0913e+67 | 1.1132e+67 | 1.1354e+67 | 1.1581e+67 | 1.1813e+67 | 1.2049e+67 | 1.229e+67 | 1.2536e+67 | 1.2787e+67 | 1.3042e+67 | 1.3303e+67 | 1.3569e+67 | 1.3841e+67 | 1.4118e+67 | 1.44e+67 | 1.4688e+67 | 1.4982e+67 | 1.5281e+67 | 1.5587e+67 | 1.5899e+67 | 1.6217e+67 | 1.6541e+67 | 1.6872e+67 | 1.7209e+67 | 1.7553e+67 | 1.7904e+67 | 1.8262e+67 | 1.8628e+67 | 1.9e+67 | 1.938e+67 | 1.9768e+67 | 2.0163e+67 | 2.0567e+67 | 2.0978e+67 | 2.1397e+67 | 2.1825e+67 | 2.2262e+67 | 2.2707e+67 | 2.3161e+67 | 2.3624e+67 | 2.4097e+67 | 2.4579e+67 | 2.507e+67 | 2.5572e+67 | 2.6083e+67 | 2.6605e+67 | 2.7137e+67 | 2.768e+67 | 2.8233e+67 | 2.8798e+67 | 2.9374e+67 | 2.9962e+67 | 3.0561e+67 | 3.1172e+67 | 3.1795e+67 | 3.2431e+67 | 3.308e+67 | 3.3742e+67 | 3.4416e+67 | 3.5105e+67 | 3.5807e+67 | 3.6523e+67 | 3.7253e+67 | 3.7999e+67 | 3.8758e+67 | 3.9534e+67 | 4.0324e+67 | 4.1131e+67 | 4.1953e+67 | 4.2792e+67 | 4.3648e+67 | 4.4521e+67 | 4.5412e+67 | 4.632e+67 | 4.7246e+67 | 4.8191e+67 | 4.9155e+67 | 5.0138e+67 | 5.1141e+67 | 5.2164e+67 | 5.3207e+67 | 5.4271e+67 | 5.5357e+67 | 5.6464e+67 | 5.7593e+67 | 5.8745e+67 | 5.992e+67 | 6.1118e+67 | 6.2341e+67 | 6.3587e+67 | 6.4859e+67 | 6.6156e+67 | 6.7479e+67 | 6.8829e+67 | 7.0206e+67 | 7.161e+67 | 7.3042e+67 | 7.4503e+67 | 7.5993e+67 | 7.7513e+67 | 7.9063e+67 | 8.0644e+67 | 8.2257e+67 | 8.3902e+67 | 8.558e+67 | 8.7292e+67 | 8.9038e+67 | 9.0818e+67 | 9.2635e+67 | 9.4488e+67 | 9.6377e+67 | 9.8305e+67 | 1.0027e+68 | 1.0228e+68 | 1.0432e+68 | 1.0641e+68 | 1.0854e+68 | 1.1071e+68 | 1.1292e+68 | 1.1518e+68 | 1.1748e+68 | 1.1983e+68 | 1.2223e+68 | 1.2467e+68 | 1.2717e+68 | 1.2971e+68 | 1.3231e+68 | 1.3495e+68 | 1.3765e+68 | 1.404e+68 | 1.4321e+68 | 1.4608e+68 | 1.49e+68 | 1.5198e+68 | 1.5502e+68 | 1.5812e+68 | 1.6128e+68 | 1.6451e+68 | 1.678e+68 | 1.7115e+68 | 1.7457e+68 | 1.7807e+68 | 1.8163e+68 | 1.8526e+68 | 1.8896e+68 | 1.9274e+68 | 1.966e+68 | 2.0053e+68 | 2.0454e+68 | 2.0863e+68 | 2.128e+68 | 2.1706e+68 | 2.214e+68 | 2.2583e+68 | 2.3035e+68 | 2.3495e+68 | 2.3965e+68 | 2.4445e+68 | 2.4933e+68 | 2.5432e+68 | 2.5941e+68 | 2.646e+68 | 2.6989e+68 | 2.7529e+68 | 2.8079e+68 | 2.8641e+68 | 2.9214e+68 | 2.9798e+68 | 3.0394e+68 | 3.1002e+68 | 3.1622e+68 | 3.2254e+68 | 3.2899e+68 | 3.3557e+68 | 3.4228e+68 | 3.4913e+68 | 3.5611e+68 | 3.6323e+68 | 3.705e+68 | 3.7791e+68 | 3.8547e+68 | 3.9318e+68 | 4.0104e+68 | 4.0906e+68 | 4.1724e+68 | 4.2559e+68 | 4.341e+68 | 4.4278e+68 | 4.5164e+68 | 4.6067e+68 | 4.6988e+68 | 4.7928e+68 | 4.8886e+68 | 4.9864e+68 | 5.0861e+68 | 5.1879e+68 | 5.2916e+68 | 5.3975e+68 | 5.5054e+68 | 5.6155e+68 | 5.7278e+68 | 5.8424e+68 | 5.9592e+68 | 6.0784e+68 | 6.2e+68 | 6.324e+68 | 6.4505e+68 | 6.5795e+68 | 6.7111e+68 | 6.8453e+68 | 6.9822e+68 | 7.1218e+68 | 7.2643e+68 | 7.4096e+68 | 7.5577e+68 | 7.7089e+68 | 7.8631e+68 | 8.0203e+68 | 8.1807e+68 | 8.3444e+68 | 8.5113e+68 | 8.6815e+68 | 8.8551e+68 | 9.0322e+68 | 9.2129e+68 | 9.3971e+68 | 9.5851e+68 | 9.7768e+68 | 9.9723e+68 | 1.0172e+69 | 1.0375e+69 | 1.0583e+69 | 1.0794e+69 | 1.101e+69 | 1.123e+69 | 1.1455e+69 | 1.1684e+69 | 1.1918e+69 | 1.2156e+69 | 1.2399e+69 | 1.2647e+69 | 1.29e+69 | 1.3158e+69 | 1.3421e+69 | 1.369e+69 | 1.3964e+69 | 1.4243e+69 | 1.4528e+69 | 1.4818e+69 | 1.5115e+69 | 1.5417e+69 | 1.5725e+69 | 1.604e+69 | 1.6361e+69 | 1.6688e+69 | 1.7022e+69 | 1.7362e+69 | 1.7709e+69 | 1.8063e+69 | 1.8425e+69 | 1.8793e+69 | 1.9169e+69 | 1.9552e+69 | 1.9943e+69 | 2.0342e+69 | 2.0749e+69 | 2.1164e+69 | 2.1587e+69 | 2.2019e+69 | 2.246e+69 | 2.2909e+69 | 2.3367e+69 | 2.3834e+69 | 2.4311e+69 | 2.4797e+69 | 2.5293e+69 | 2.5799e+69 | 2.6315e+69 | 2.6841e+69 | 2.7378e+69 | 2.7926e+69 | 2.8484e+69 | 2.9054e+69 | 2.9635e+69 | 3.0228e+69 | 3.0832e+69 | 3.1449e+69 | 3.2078e+69 | 3.2719e+69 | 3.3374e+69 | 3.4041e+69 | 3.4722e+69 | 3.5417e+69 | 3.6125e+69 | 3.6847e+69 | 3.7584e+69 | 3.8336e+69 | 3.9103e+69 | 3.9885e+69 | 4.0682e+69 | 4.1496e+69 | 4.2326e+69 | 4.3173e+69 | 4.4036e+69 | 4.4917e+69 | 4.5815e+69 | 4.6731e+69 | 4.7666e+69 | 4.8619e+69 | 4.9592e+69 | 5.0584e+69 | 5.1595e+69 | 5.2627e+69 | 5.368e+69 | 5.4753e+69 | 5.5848e+69 | 5.6965e+69 | 5.8105e+69 | 5.9267e+69 | 6.0452e+69 | 6.1661e+69 | 6.2894e+69 | 6.4152e+69 | 6.5435e+69 | 6.6744e+69 | 6.8079e+69 | 6.944e+69 | 7.0829e+69 | 7.2246e+69 | 7.3691e+69 | 7.5164e+69 | 7.6668e+69 | 7.8201e+69 | 7.9765e+69 | 8.136e+69 | 8.2988e+69 | 8.4647e+69 | 8.634e+69 | 8.8067e+69 | 8.9828e+69 | 9.1625e+69 | 9.3458e+69 | 9.5327e+69 | 9.7233e+69 | 9.9178e+69 | 1.0116e+70 | 1.0318e+70 | 1.0525e+70 | 1.0735e+70 | 1.095e+70 | 1.1169e+70 | 1.1392e+70 | 1.162e+70 | 1.1853e+70 | 1.209e+70 | 1.2332e+70 | 1.2578e+70 | 1.283e+70 | 1.3086e+70 | 1.3348e+70 | 1.3615e+70 | 1.3887e+70 | 1.4165e+70 | 1.4448e+70 | 1.4737e+70 | 1.5032e+70 | 1.5333e+70 | 1.5639e+70 | 1.5952e+70 | 1.6271e+70 | 1.6597e+70 | 1.6929e+70 | 1.7267e+70 | 1.7612e+70 | 1.7965e+70 | 1.8324e+70 | 1.869e+70 | 1.9064e+70 | 1.9446e+70 | 1.9834e+70 | 2.0231e+70 | 2.0636e+70 | 2.1049e+70 | 2.1469e+70 | 2.1899e+70 | 2.2337e+70 | 2.2784e+70 | 2.3239e+70 | 2.3704e+70 | 2.4178e+70 | 2.4662e+70 | 2.5155e+70 | 2.5658e+70 | 2.6171e+70 | 2.6695e+70 | 2.7228e+70 | 2.7773e+70 | 2.8329e+70 | 2.8895e+70 | 2.9473e+70 | 3.0062e+70 | 3.0664e+70 | 3.1277e+70 | 3.1903e+70 | 3.2541e+70 | 3.3191e+70 | 3.3855e+70 | 3.4532e+70 | 3.5223e+70 | 3.5927e+70 | 3.6646e+70 | 3.7379e+70 | 3.8126e+70 | 3.8889e+70 | 3.9667e+70 | 4.046e+70 | 4.1269e+70 | 4.2095e+70 | 4.2937e+70 | 4.3795e+70 | 4.4671e+70 | 4.5565e+70 | 4.6476e+70 | 4.7405e+70 | 4.8354e+70 | 4.9321e+70 | 5.0307e+70 | 5.1313e+70 | 5.2339e+70 | 5.3386e+70 | 5.4454e+70 | 5.5543e+70 | 5.6654e+70 | 5.7787e+70 | 5.8943e+70 | 6.0122e+70 | 6.1324e+70 | 6.255e+70 | 6.3802e+70 | 6.5078e+70 | 6.6379e+70 | 6.7707e+70 | 6.9061e+70 | 7.0442e+70 | 7.1851e+70 | 7.3288e+70 | 7.4754e+70 | 7.6249e+70 | 7.7774e+70 | 7.9329e+70 | 8.0916e+70 | 8.2534e+70 | 8.4185e+70 | 8.5868e+70 | 8.7586e+70 | 8.9338e+70 | 9.1124e+70 | 9.2947e+70 | 9.4806e+70 | 9.6702e+70 | 9.8636e+70 | 1.0061e+71 | 1.0262e+71 | 1.0467e+71 | 1.0677e+71 | 1.089e+71 | 1.1108e+71 | 1.133e+71 | 1.1557e+71 | 1.1788e+71 | 1.2024e+71 | 1.2264e+71 | 1.2509e+71 | 1.276e+71 | 1.3015e+71 | 1.3275e+71 | 1.3541e+71 | 1.3811e+71 | 1.4088e+71 | 1.4369e+71 | 1.4657e+71 | 1.495e+71 | 1.5249e+71 | 1.5554e+71 | 1.5865e+71 | 1.6182e+71 | 1.6506e+71 | 1.6836e+71 | 1.7173e+71 | 1.7516e+71 | 1.7867e+71 | 1.8224e+71 | 1.8588e+71 | 1.896e+71 | 1.9339e+71 | 1.9726e+71 | 2.0121e+71 | 2.0523e+71 | 2.0933e+71 | 2.1352e+71 | 2.1779e+71 | 2.2215e+71 | 2.2659e+71 | 2.3112e+71 | 2.3574e+71 | 2.4046e+71 | 2.4527e+71 | 2.5017e+71 | 2.5518e+71 | 2.6028e+71 | 2.6549e+71 | 2.708e+71 | 2.7621e+71 | 2.8174e+71 | 2.8737e+71 | 2.9312e+71 | 2.9898e+71 | 3.0496e+71 | 3.1106e+71 | 3.1728e+71 | 3.2363e+71 | 3.301e+71 | 3.367e+71 | 3.4344e+71 | 3.503e+71 | 3.5731e+71 | 3.6446e+71 | 3.7175e+71 | 3.7918e+71 | 3.8676e+71 | 3.945e+71 | 4.0239e+71 | 4.1044e+71 | 4.1865e+71 | 4.2702e+71 | 4.3556e+71 | 4.4427e+71 | 4.5316e+71 | 4.6222e+71 | 4.7146e+71 | 4.8089e+71 | 4.9051e+71 | 5.0032e+71 | 5.1033e+71 | 5.2053e+71 | 5.3094e+71 | 5.4156e+71 | 5.5239e+71 | 5.6344e+71 | 5.7471e+71 | 5.8621e+71 | 5.9793e+71 | 6.0989e+71 | 6.2209e+71 | 6.3453e+71 | 6.4722e+71 | 6.6016e+71 | 6.7337e+71 | 6.8683e+71 | 7.0057e+71 | 7.1458e+71 | 7.2887e+71 | 7.4345e+71 | 7.5832e+71 | 7.7349e+71 | 7.8896e+71 | 8.0473e+71 | 8.2083e+71 | 8.3725e+71 | 8.5399e+71 | 8.7107e+71 | 8.8849e+71 | 9.0626e+71 | 9.2439e+71 | 9.4288e+71 | 9.6173e+71 | 9.8097e+71 | 1.0006e+72 | 1.0206e+72 | 1.041e+72 | 1.0618e+72 | 1.0831e+72 | 1.1047e+72 | 1.1268e+72 | 1.1494e+72 | 1.1723e+72 | 1.1958e+72 | 1.2197e+72 | 1.2441e+72 | 1.269e+72 | 1.2944e+72 | 1.3203e+72 | 1.3467e+72 | 1.3736e+72 | 1.4011e+72 | 1.4291e+72 | 1.4577e+72 | 1.4868e+72 | 1.5166e+72 | 1.5469e+72 | 1.5778e+72 | 1.6094e+72 | 1.6416e+72 | 1.6744e+72 | 1.7079e+72 | 1.742e+72 | 1.7769e+72 | 1.8124e+72 | 1.8487e+72 | 1.8856e+72 | 1.9234e+72 | 1.9618e+72 | 2.0011e+72 | 2.0411e+72 | 2.0819e+72 | 2.1235e+72 | 2.166e+72 | 2.2093e+72 | 2.2535e+72 | 2.2986e+72 | 2.3446e+72 | 2.3915e+72 | 2.4393e+72 | 2.4881e+72 | 2.5378e+72 | 2.5886e+72 | 2.6404e+72 | 2.6932e+72 | 2.747e+72 | 2.802e+72 | 2.858e+72 | 2.9152e+72 | 2.9735e+72 | 3.0329e+72 | 3.0936e+72 | 3.1555e+72 | 3.2186e+72 | 3.283e+72 | 3.3486e+72 | 3.4156e+72 | 3.4839e+72 | 3.5536e+72 | 3.6246e+72 | 3.6971e+72 | 3.7711e+72 | 3.8465e+72 | 3.9234e+72 | 4.0019e+72 | 4.0819e+72 | 4.1636e+72 | 4.2469e+72 | 4.3318e+72 | 4.4184e+72 | 4.5068e+72 | 4.5969e+72 | 4.6889e+72 | 4.7826e+72 | 4.8783e+72 | 4.9759e+72 | 5.0754e+72 | 5.1769e+72 | 5.2804e+72 | 5.386e+72 | 5.4938e+72 | 5.6036e+72 | 5.7157e+72 | 5.83e+72 | 5.9466e+72 | 6.0656e+72 | 6.1869e+72 | 6.3106e+72 | 6.4368e+72 | 6.5655e+72 | 6.6969e+72 | 6.8308e+72 | 6.9674e+72 | 7.1068e+72 | 7.2489e+72 | 7.3939e+72 | 7.5418e+72 | 7.6926e+72 | 7.8464e+72 | 8.0034e+72 | 8.1634e+72 | 8.3267e+72 | 8.4932e+72 | 8.6631e+72 | 8.8364e+72 | 9.0131e+72 | 9.1934e+72 | 9.3772e+72 | 9.5648e+72 | 9.7561e+72 | 9.9512e+72 | 1.015e+73 | 1.0353e+73 | 1.056e+73 | 1.0771e+73 | 1.0987e+73 | 1.1207e+73 | 1.1431e+73 | 1.1659e+73 | 1.1893e+73 | 1.213e+73 | 1.2373e+73 | 1.2621e+73 | 1.2873e+73 | 1.313e+73 | 1.3393e+73 | 1.3661e+73 | 1.3934e+73 | 1.4213e+73 | 1.4497e+73 | 1.4787e+73 | 1.5083e+73 | 1.5384e+73 | 1.5692e+73 | 1.6006e+73 | 1.6326e+73 | 1.6652e+73 | 1.6986e+73 | 1.7325e+73 | 1.7672e+73 | 1.8025e+73 | 1.8386e+73 | 1.8753e+73 | 1.9128e+73 | 1.9511e+73 | 1.9901e+73 | 2.0299e+73 | 2.0705e+73 | 2.1119e+73 | 2.1542e+73 | 2.1973e+73 | 2.2412e+73 | 2.286e+73 | 2.3318e+73 | 2.3784e+73 | 2.426e+73 | 2.4745e+73 | 2.524e+73 | 2.5744e+73 | 2.6259e+73 | 2.6784e+73 | 2.732e+73 | 2.7867e+73 | 2.8424e+73 | 2.8992e+73 | 2.9572e+73 | 3.0164e+73 | 3.0767e+73 | 3.1382e+73 | 3.201e+73 | 3.265e+73 | 3.3303e+73 | 3.3969e+73 | 3.4649e+73 | 3.5342e+73 | 3.6048e+73 | 3.6769e+73 | 3.7505e+73 | 3.8255e+73 | 3.902e+73 | 3.98e+73 | 4.0596e+73 | 4.1408e+73 | 4.2236e+73 | 4.3081e+73 | 4.3943e+73 | 4.4822e+73 | 4.5718e+73 | 4.6632e+73 | 4.7565e+73 | 4.8516e+73 | 4.9487e+73 | 5.0476e+73 | 5.1486e+73 | 5.2516e+73 | 5.3566e+73 | 5.4637e+73 | 5.573e+73 | 5.6845e+73 | 5.7982e+73 | 5.9141e+73 | 6.0324e+73 | 6.1531e+73 | 6.2761e+73 | 6.4016e+73 | 6.5297e+73 | 6.6603e+73 | 6.7935e+73 | 6.9293e+73 | 7.0679e+73 | 7.2093e+73 | 7.3535e+73 | 7.5005e+73 | 7.6505e+73 | 7.8036e+73 | 7.9596e+73 | 8.1188e+73 | 8.2812e+73 | 8.4468e+73 | 8.6158e+73 | 8.7881e+73 | 8.9638e+73 | 9.1431e+73 | 9.326e+73 | 9.5125e+73 | 9.7027e+73 | 9.8968e+73 | 1.0095e+74 | 1.0297e+74 | 1.0503e+74 | 1.0713e+74 | 1.0927e+74 | 1.1145e+74 | 1.1368e+74 | 1.1596e+74 | 1.1828e+74 | 1.2064e+74 | 1.2305e+74 | 1.2552e+74 | 1.2803e+74 | 1.3059e+74 | 1.332e+74 | 1.3586e+74 | 1.3858e+74 | 1.4135e+74 | 1.4418e+74 | 1.4706e+74 | 1.5e+74 | 1.53e+74 | 1.5606e+74 | 1.5918e+74 | 1.6237e+74 | 1.6561e+74 | 1.6893e+74 | 1.7231e+74 | 1.7575e+74 | 1.7927e+74 | 1.8285e+74 | 1.8651e+74 | 1.9024e+74 | 1.9404e+74 | 1.9792e+74 | 2.0188e+74 | 2.0592e+74 | 2.1004e+74 | 2.1424e+74 | 2.1853e+74 | 2.229e+74 | 2.2735e+74 | 2.319e+74 | 2.3654e+74 | 2.4127e+74 | 2.4609e+74 | 2.5102e+74 | 2.5604e+74 | 2.6116e+74 | 2.6638e+74 | 2.7171e+74 | 2.7714e+74 | 2.8269e+74 | 2.8834e+74 | 2.9411e+74 | 2.9999e+74 | 3.0599e+74 | 3.1211e+74 | 3.1835e+74 | 3.2472e+74 | 3.3121e+74 | 3.3784e+74 | 3.4459e+74 | 3.5148e+74 | 3.5851e+74 | 3.6568e+74 | 3.73e+74 | 3.8046e+74 | 3.8807e+74 | 3.9583e+74 | 4.0374e+74 | 4.1182e+74 | 4.2006e+74 | 4.2846e+74 | 4.3703e+74 | 4.4577e+74 | 4.5468e+74 | 4.6378e+74 | 4.7305e+74 | 4.8251e+74 | 4.9216e+74 | 5.0201e+74 | 5.1205e+74 | 5.2229e+74 | 5.3273e+74 | 5.4339e+74 | 5.5425e+74 | 5.6534e+74 | 5.7665e+74 | 5.8818e+74 | 5.9994e+74 | 6.1194e+74 | 6.2418e+74 | 6.3666e+74 | 6.494e+74 | 6.6239e+74 | 6.7563e+74 | 6.8915e+74 | 7.0293e+74 | 7.1699e+74 | 7.3133e+74 | 7.4595e+74 | 7.6087e+74 | 7.7609e+74 | 7.9161e+74 | 8.0744e+74 | 8.2359e+74 | 8.4007e+74 | 8.5687e+74 | 8.74e+74 | 8.9148e+74 | 9.0931e+74 | 9.275e+74 | 9.4605e+74 | 9.6497e+74 | 9.8427e+74 | 1.004e+75 | 1.024e+75 | 1.0445e+75 | 1.0654e+75 | 1.0867e+75 | 1.1084e+75 | 1.1306e+75 | 1.1532e+75 | 1.1763e+75 | 1.1998e+75 | 1.2238e+75 | 1.2483e+75 | 1.2733e+75 | 1.2987e+75 | 1.3247e+75 | 1.3512e+75 | 1.3782e+75 | 1.4058e+75 | 1.4339e+75 | 1.4626e+75 | 1.4918e+75 | 1.5217e+75 | 1.5521e+75 | 1.5831e+75 | 1.6148e+75 | 1.6471e+75 | 1.68e+75 | 1.7136e+75 | 1.7479e+75 | 1.7829e+75 | 1.8185e+75 | 1.8549e+75 | 1.892e+75 | 1.9298e+75 | 1.9684e+75 | 2.0078e+75 | 2.048e+75 | 2.0889e+75 | 2.1307e+75 | 2.1733e+75 | 2.2168e+75 | 2.2611e+75 | 2.3063e+75 | 2.3525e+75 | 2.3995e+75 | 2.4475e+75 | 2.4964e+75 | 2.5464e+75 | 2.5973e+75 | 2.6493e+75 | 2.7022e+75 | 2.7563e+75 | 2.8114e+75 | 2.8676e+75 | 2.925e+75 | 2.9835e+75 | 3.0432e+75 | 3.104e+75 | 3.1661e+75 | 3.2294e+75 | 3.294e+75 | 3.3599e+75 | 3.4271e+75 | 3.4956e+75 | 3.5655e+75 | 3.6369e+75 | 3.7096e+75 | 3.7838e+75 | 3.8595e+75 | 3.9366e+75 | 4.0154e+75 | 4.0957e+75 | 4.1776e+75 | 4.2612e+75 | 4.3464e+75 | 4.4333e+75 | 4.522e+75 | 4.6124e+75 | 4.7047e+75 | 4.7988e+75 | 4.8947e+75 | 4.9926e+75 | 5.0925e+75 | 5.1943e+75 | 5.2982e+75 | 5.4042e+75 | 5.5123e+75 | 5.6225e+75 | 5.735e+75 | 5.8497e+75 | 5.9666e+75 | 6.086e+75 | 6.2077e+75 | 6.3319e+75 | 6.4585e+75 | 6.5877e+75 | 6.7194e+75 | 6.8538e+75 | 6.9909e+75 | 7.1307e+75 | 7.2733e+75 | 7.4188e+75 | 7.5671e+75 | 7.7185e+75 | 7.8729e+75 | 8.0303e+75 | 8.1909e+75 | 8.3547e+75 | 8.5218e+75 | 8.6923e+75 | 8.8661e+75 | 9.0434e+75 | 9.2243e+75 | 9.4088e+75 | 9.597e+75 | 9.7889e+75 | 9.9847e+75 | 1.0184e+76 | 1.0388e+76 | 1.0596e+76 | 1.0808e+76 | 1.1024e+76 | 1.1244e+76 | 1.1469e+76 | 1.1699e+76 | 1.1933e+76 | 1.2171e+76 | 1.2415e+76 | 1.2663e+76 | 1.2916e+76 | 1.3175e+76 | 1.3438e+76 | 1.3707e+76 | 1.3981e+76 | 1.4261e+76 | 1.4546e+76 | 1.4837e+76 | 1.5133e+76 | 1.5436e+76 | 1.5745e+76 | 1.606e+76 | 1.6381e+76 | 1.6709e+76 | 1.7043e+76 | 1.7384e+76 | 1.7731e+76 | 1.8086e+76 | 1.8448e+76 | 1.8817e+76 | 1.9193e+76 | 1.9577e+76 | 1.9968e+76 | 2.0368e+76 | 2.0775e+76 | 2.119e+76 | 2.1614e+76 | 2.2047e+76 | 2.2488e+76 | 2.2937e+76 | 2.3396e+76 | 2.3864e+76 | 2.4341e+76 | 2.4828e+76 | 2.5325e+76 | 2.5831e+76 | 2.6348e+76 | 2.6875e+76 | 2.7412e+76 | 2.796e+76 | 2.852e+76 | 2.909e+76 | 2.9672e+76 | 3.0265e+76 | 3.0871e+76 | 3.1488e+76 | 3.2118e+76 | 3.276e+76 | 3.3415e+76 | 3.4084e+76 | 3.4765e+76 | 3.5461e+76 | 3.617e+76 | 3.6893e+76 | 3.7631e+76 | 3.8384e+76 | 3.9151e+76 | 3.9934e+76 | 4.0733e+76 | 4.1548e+76 | 4.2379e+76 | 4.3226e+76 | 4.4091e+76 | 4.4973e+76 | 4.5872e+76 | 4.6789e+76 | 4.7725e+76 | 4.868e+76 | 4.9653e+76 | 5.0646e+76 | 5.1659e+76 | 5.2693e+76 | 5.3746e+76 | 5.4821e+76 | 5.5918e+76 | 5.7036e+76 | 5.8177e+76 | 5.934e+76 | 6.0527e+76 | 6.1738e+76 | 6.2972e+76 | 6.4232e+76 | 6.5517e+76 | 6.6827e+76 | 6.8163e+76 | 6.9527e+76 | 7.0917e+76 | 7.2336e+76 | 7.3782e+76 | 7.5258e+76 | 7.6763e+76 | 7.8298e+76 | 7.9864e+76 | 8.1462e+76 | 8.3091e+76 | 8.4753e+76 | 8.6448e+76 | 8.8177e+76 | 8.994e+76 | 9.1739e+76 | 9.3574e+76 | 9.5445e+76 | 9.7354e+76 | 9.9301e+76 | 1.0129e+77 | 1.0331e+77 | 1.0538e+77 | 1.0749e+77 | 1.0964e+77 | 1.1183e+77 | 1.1407e+77 | 1.1635e+77 | 1.1867e+77 | 1.2105e+77 | 1.2347e+77 | 1.2594e+77 | 1.2846e+77 | 1.3103e+77 | 1.3365e+77 | 1.3632e+77 | 1.3905e+77 | 1.4183e+77 | 1.4466e+77 | 1.4756e+77 | 1.5051e+77 | 1.5352e+77 | 1.5659e+77 | 1.5972e+77 | 1.6291e+77 | 1.6617e+77 | 1.695e+77 | 1.7289e+77 | 1.7634e+77 | 1.7987e+77 | 1.8347e+77 | 1.8714e+77 | 1.9088e+77 | 1.947e+77 | 1.9859e+77 | 2.0256e+77 | 2.0661e+77 | 2.1075e+77 | 2.1496e+77 | 2.1926e+77 | 2.2365e+77 | 2.2812e+77 | 2.3268e+77 | 2.3734e+77 | 2.4208e+77 | 2.4692e+77 | 2.5186e+77 | 2.569e+77 | 2.6204e+77 | 2.6728e+77 | 2.7262e+77 | 2.7808e+77 | 2.8364e+77 | 2.8931e+77 | 2.951e+77 | 3.01e+77 | 3.0702e+77 | 3.1316e+77 | 3.1942e+77 | 3.2581e+77 | 3.3233e+77 | 3.3897e+77 | 3.4575e+77 | 3.5267e+77 | 3.5972e+77 | 3.6692e+77 | 3.7425e+77 | 3.8174e+77 | 3.8937e+77 | 3.9716e+77 | 4.051e+77 | 4.1321e+77 | 4.2147e+77 | 4.299e+77 | 4.385e+77 | 4.4727e+77 | 4.5621e+77 | 4.6534e+77 | 4.7464e+77 | 4.8414e+77 | 4.9382e+77 | 5.037e+77 | 5.1377e+77 | 5.2405e+77 | 5.3453e+77 | 5.4522e+77 | 5.5612e+77 | 5.6724e+77 | 5.7859e+77 | 5.9016e+77 | 6.0196e+77 | 6.14e+77 | 6.2628e+77 | 6.3881e+77 | 6.5158e+77 | 6.6462e+77 | 6.7791e+77 | 6.9147e+77 | 7.053e+77 | 7.194e+77 | 7.3379e+77 | 7.4847e+77 | 7.6344e+77 | 7.787e+77 | 7.9428e+77 | 8.1016e+77 | 8.2637e+77 | 8.4289e+77 | 8.5975e+77 | 8.7695e+77 | 8.9449e+77 | 9.1238e+77 | 9.3062e+77 | 9.4924e+77 | 9.6822e+77 | 9.8759e+77 | 1.0073e+78 | 1.0275e+78 | 1.048e+78 | 1.069e+78 | 1.0904e+78 | 1.1122e+78 | 1.1344e+78 | 1.1571e+78 | 1.1803e+78 | 1.2039e+78 | 1.2279e+78 | 1.2525e+78 | 1.2775e+78 | 1.3031e+78 | 1.3292e+78 | 1.3557e+78 | 1.3829e+78 | 1.4105e+78 | 1.4387e+78 | 1.4675e+78 | 1.4968e+78 | 1.5268e+78 | 1.5573e+78 | 1.5885e+78 | 1.6202e+78 | 1.6526e+78 | 1.6857e+78 | 1.7194e+78 | 1.7538e+78 | 1.7889e+78 | 1.8247e+78 | 1.8611e+78 | 1.8984e+78 | 1.9363e+78 | 1.9751e+78 | 2.0146e+78 | 2.0549e+78 | 2.096e+78 | 2.1379e+78 | 2.1806e+78 | 2.2242e+78 | 2.2687e+78 | 2.3141e+78 | 2.3604e+78 | 2.4076e+78 | 2.4557e+78 | 2.5049e+78 | 2.555e+78 | 2.6061e+78 | 2.6582e+78 | 2.7113e+78 | 2.7656e+78 | 2.8209e+78 | 2.8773e+78 | 2.9348e+78 | 2.9935e+78 | 3.0534e+78 | 3.1145e+78 | 3.1768e+78 | 3.2403e+78 | 3.3051e+78 | 3.3712e+78 | 3.4386e+78 | 3.5074e+78 | 3.5775e+78 | 3.6491e+78 | 3.7221e+78 | 3.7965e+78 | 3.8725e+78 | 3.9499e+78 | 4.0289e+78 | 4.1095e+78 | 4.1917e+78 | 4.2755e+78 | 4.361e+78 | 4.4482e+78 | 4.5372e+78 | 4.6279e+78 | 4.7205e+78 | 4.8149e+78 | 4.9112e+78 | 5.0094e+78 | 5.1096e+78 | 5.2118e+78 | 5.3161e+78 | 5.4224e+78 | 5.5308e+78 | 5.6414e+78 | 5.7543e+78 | 5.8693e+78 | 5.9867e+78 | 6.1065e+78 | 6.2286e+78 | 6.3532e+78 | 6.4802e+78 | 6.6098e+78 | 6.742e+78 | 6.8769e+78 | 7.0144e+78 | 7.1547e+78 | 7.2978e+78 | 7.4438e+78 | 7.5926e+78 | 7.7445e+78 | 7.8994e+78 | 8.0574e+78 | 8.2185e+78 | 8.3829e+78 | 8.5505e+78 | 8.7215e+78 | 8.896e+78 | 9.0739e+78 | 9.2554e+78 | 9.4405e+78 | 9.6293e+78 | 9.8219e+78 | 1.0018e+79 | 1.0219e+79 | 1.0423e+79 | 1.0632e+79 | 1.0844e+79 | 1.1061e+79 | 1.1282e+79 | 1.1508e+79 | 1.1738e+79 | 1.1973e+79 | 1.2212e+79 | 1.2457e+79 | 1.2706e+79 | 1.296e+79 | 1.3219e+79 | 1.3483e+79 | 1.3753e+79 | 1.4028e+79 | 1.4309e+79 | 1.4595e+79 | 1.4887e+79 | 1.5184e+79 | 1.5488e+79 | 1.5798e+79 | 1.6114e+79 | 1.6436e+79 | 1.6765e+79 | 1.71e+79 | 1.7442e+79 | 1.7791e+79 | 1.8147e+79 | 1.851e+79 | 1.888e+79 | 1.9258e+79 | 1.9643e+79 | 2.0036e+79 | 2.0436e+79 | 2.0845e+79 | 2.1262e+79 | 2.1687e+79 | 2.2121e+79 | 2.2563e+79 | 2.3015e+79 | 2.3475e+79 | 2.3944e+79 | 2.4423e+79 | 2.4912e+79 | 2.541e+79 | 2.5918e+79 | 2.6436e+79 | 2.6965e+79 | 2.7504e+79 | 2.8055e+79 | 2.8616e+79 | 2.9188e+79 | 2.9772e+79 | 3.0367e+79 | 3.0975e+79 | 3.1594e+79 | 3.2226e+79 | 3.287e+79 | 3.3528e+79 | 3.4198e+79 | 3.4882e+79 | 3.558e+79 | 3.6292e+79 | 3.7017e+79 | 3.7758e+79 | 3.8513e+79 | 3.9283e+79 | 4.0069e+79 | 4.087e+79 | 4.1688e+79 | 4.2521e+79 | 4.3372e+79 | 4.4239e+79 | 4.5124e+79 | 4.6026e+79 | 4.6947e+79 | 4.7886e+79 | 4.8844e+79 | 4.9821e+79 | 5.0817e+79 | 5.1833e+79 | 5.287e+79 | 5.3927e+79 | 5.5006e+79 | 5.6106e+79 | 5.7228e+79 | 5.8373e+79 | 5.954e+79 | 6.0731e+79 | 6.1946e+79 | 6.3185e+79 | 6.4448e+79 | 6.5737e+79 | 6.7052e+79 | 6.8393e+79 | 6.9761e+79 | 7.1156e+79 | 7.2579e+79 | 7.4031e+79 | 7.5511e+79 | 7.7022e+79 | 7.8562e+79 | 8.0133e+79 | 8.1736e+79 | 8.3371e+79 | 8.5038e+79 | 8.6739e+79 | 8.8474e+79 | 9.0243e+79 | 9.2048e+79 | 9.3889e+79 | 9.5767e+79 | 9.7682e+79 | 9.9636e+79 | 1.0163e+80 | 1.0366e+80 | 1.0573e+80 | 1.0785e+80 | 1.1001e+80 | 1.1221e+80 | 1.1445e+80 | 1.1674e+80 | 1.1907e+80 | 1.2146e+80 | 1.2388e+80 | 1.2636e+80 | 1.2889e+80 | 1.3147e+80 | 1.341e+80 | 1.3678e+80 | 1.3951e+80 | 1.423e+80 | 1.4515e+80 | 1.4805e+80 | 1.5101e+80 | 1.5403e+80 | 1.5712e+80 | 1.6026e+80 | 1.6346e+80 | 1.6673e+80 | 1.7007e+80 | 1.7347e+80 | 1.7694e+80 | 1.8048e+80 | 1.8409e+80 | 1.8777e+80 | 1.9152e+80 | 1.9535e+80 | 1.9926e+80 | 2.0325e+80 | 2.0731e+80 | 2.1146e+80 | 2.1569e+80 | 2.2e+80 | 2.244e+80 | 2.2889e+80 | 2.3347e+80 | 2.3813e+80 | 2.429e+80 | 2.4775e+80 | 2.5271e+80 | 2.5776e+80 | 2.6292e+80 | 2.6818e+80 | 2.7354e+80 | 2.7901e+80 | 2.8459e+80 | 2.9028e+80 | 2.9609e+80 | 3.0201e+80 | 3.0805e+80 | 3.1421e+80 | 3.205e+80 | 3.2691e+80 | 3.3345e+80 | 3.4011e+80 | 3.4692e+80 | 3.5386e+80 | 3.6093e+80 | 3.6815e+80 | 3.7551e+80 | 3.8302e+80 | 3.9068e+80 | 3.985e+80 | 4.0647e+80 | 4.146e+80 | 4.2289e+80 | 4.3135e+80 | 4.3997e+80 | 4.4877e+80 | 4.5775e+80 | 4.669e+80 | 4.7624e+80 | 4.8577e+80 | 4.9548e+80 | 5.0539e+80 | 5.155e+80 | 5.2581e+80 | 5.3633e+80 | 5.4705e+80 | 5.5799e+80 | 5.6915e+80 | 5.8054e+80 | 5.9215e+80 | 6.0399e+80 | 6.1607e+80 | 6.2839e+80 | 6.4096e+80 | 6.5378e+80 | 6.6685e+80 | 6.8019e+80 | 6.938e+80 | 7.0767e+80 | 7.2182e+80 | 7.3626e+80 | 7.5099e+80 | 7.6601e+80 | 7.8133e+80 | 7.9695e+80 | 8.1289e+80 | 8.2915e+80 | 8.4573e+80 | 8.6265e+80 | 8.799e+80 | 8.975e+80 | 9.1545e+80 | 9.3376e+80 | 9.5243e+80 | 9.7148e+80 | 9.9091e+80 | 1.0107e+81 | 1.0309e+81 | 1.0516e+81 | 1.0726e+81 | 1.094e+81 | 1.1159e+81 | 1.1382e+81 | 1.161e+81 | 1.1842e+81 | 1.2079e+81 | 1.2321e+81 | 1.2567e+81 | 1.2818e+81 | 1.3075e+81 | 1.3336e+81 | 1.3603e+81 | 1.3875e+81 | 1.4153e+81 | 1.4436e+81 | 1.4724e+81 | 1.5019e+81 | 1.5319e+81 | 1.5626e+81 | 1.5938e+81 | 1.6257e+81 | 1.6582e+81 | 1.6914e+81 | 1.7252e+81 | 1.7597e+81 | 1.7949e+81 | 1.8308e+81 | 1.8674e+81 | 1.9048e+81 | 1.9429e+81 | 1.9817e+81 | 2.0213e+81 | 2.0618e+81 | 2.103e+81 | 2.1451e+81 | 2.188e+81 | 2.2317e+81 | 2.2764e+81 | 2.3219e+81 | 2.3683e+81 | 2.4157e+81 | 2.464e+81 | 2.5133e+81 | 2.5636e+81 | 2.6148e+81 | 2.6671e+81 | 2.7205e+81 | 2.7749e+81 | 2.8304e+81 | 2.887e+81 | 2.9447e+81 | 3.0036e+81 | 3.0637e+81 | 3.125e+81 | 3.1875e+81 | 3.2512e+81 | 3.3162e+81 | 3.3826e+81 | 3.4502e+81 | 3.5192e+81 | 3.5896e+81 | 3.6614e+81 | 3.7346e+81 | 3.8093e+81 | 3.8855e+81 | 3.9632e+81 | 4.0425e+81 | 4.1233e+81 | 4.2058e+81 | 4.2899e+81 | 4.3757e+81 | 4.4632e+81 | 4.5525e+81 | 4.6435e+81 | 4.7364e+81 | 4.8311e+81 | 4.9277e+81 | 5.0263e+81 | 5.1268e+81 | 5.2294e+81 | 5.334e+81 | 5.4406e+81 | 5.5494e+81 | 5.6604e+81 | 5.7736e+81 | 5.8891e+81 | 6.0069e+81 | 6.127e+81 | 6.2496e+81 | 6.3746e+81 | 6.5021e+81 | 6.6321e+81 | 6.7647e+81 | 6.9e+81 | 7.038e+81 | 7.1788e+81 | 7.3224e+81 | 7.4688e+81 | 7.6182e+81 | 7.7706e+81 | 7.926e+81 | 8.0845e+81 | 8.2462e+81 | 8.4111e+81 | 8.5793e+81 | 8.7509e+81 | 8.9259e+81 | 9.1044e+81 | 9.2865e+81 | 9.4723e+81 | 9.6617e+81 | 9.8549e+81 | 1.0052e+82 | 1.0253e+82 | 1.0458e+82 | 1.0667e+82 | 1.0881e+82 | 1.1098e+82 | 1.132e+82 | 1.1547e+82 | 1.1778e+82 | 1.2013e+82 | 1.2253e+82 | 1.2498e+82 | 1.2748e+82 | 1.3003e+82 | 1.3263e+82 | 1.3529e+82 | 1.3799e+82 | 1.4075e+82 | 1.4357e+82 | 1.4644e+82 | 1.4937e+82 | 1.5236e+82 | 1.554e+82 | 1.5851e+82 | 1.6168e+82 | 1.6491e+82 | 1.6821e+82 | 1.7158e+82 | 1.7501e+82 | 1.7851e+82 | 1.8208e+82 | 1.8572e+82 | 1.8943e+82 | 1.9322e+82 | 1.9709e+82 | 2.0103e+82 | 2.0505e+82 | 2.0915e+82 | 2.1333e+82 | 2.176e+82 | 2.2195e+82 | 2.2639e+82 | 2.3092e+82 | 2.3554e+82 | 2.4025e+82 | 2.4505e+82 | 2.4996e+82 | 2.5495e+82 | 2.6005e+82 | 2.6525e+82 | 2.7056e+82 | 2.7597e+82 | 2.8149e+82 | 2.8712e+82 | 2.9286e+82 | 2.9872e+82 | 3.0469e+82 | 3.1079e+82 | 3.17e+82 | 3.2334e+82 | 3.2981e+82 | 3.3641e+82 | 3.4314e+82 | 3.5e+82 | 3.57e+82 | 3.6414e+82 | 3.7142e+82 | 3.7885e+82 | 3.8643e+82 | 3.9415e+82 | 4.0204e+82 | 4.1008e+82 | 4.1828e+82 | 4.2665e+82 | 4.3518e+82 | 4.4388e+82 | 4.5276e+82 | 4.6181e+82 | 4.7105e+82 | 4.8047e+82 | 4.9008e+82 | 4.9988e+82 | 5.0988e+82 | 5.2008e+82 | 5.3048e+82 | 5.4109e+82 | 5.5191e+82 | 5.6295e+82 | 5.7421e+82 | 5.8569e+82 | 5.9741e+82 | 6.0935e+82 | 6.2154e+82 | 6.3397e+82 | 6.4665e+82 | 6.5959e+82 | 6.7278e+82 | 6.8623e+82 | 6.9996e+82 | 7.1396e+82 | 7.2824e+82 | 7.428e+82 | 7.5766e+82 | 7.7281e+82 | 7.8827e+82 | 8.0403e+82 | 8.2011e+82 | 8.3651e+82 | 8.5324e+82 | 8.7031e+82 | 8.8771e+82 | 9.0547e+82 | 9.2358e+82 | 9.4205e+82 | 9.6089e+82 | 9.8011e+82 | 9.9971e+82 | 1.0197e+83 | 1.0401e+83 | 1.0609e+83 | 1.0821e+83 | 1.1038e+83 | 1.1258e+83 | 1.1484e+83 | 1.1713e+83 | 1.1947e+83 | 1.2186e+83 | 1.243e+83 | 1.2679e+83 | 1.2932e+83 | 1.3191e+83 | 1.3455e+83 | 1.3724e+83 | 1.3998e+83 | 1.4278e+83 | 1.4564e+83 | 1.4855e+83 | 1.5152e+83 | 1.5455e+83 | 1.5764e+83 | 1.608e+83 | 1.6401e+83 | 1.6729e+83 | 1.7064e+83 | 1.7405e+83 | 1.7753e+83 | 1.8108e+83 | 1.8471e+83 | 1.884e+83 | 1.9217e+83 | 1.9601e+83 | 1.9993e+83 | 2.0393e+83 | 2.0801e+83 | 2.1217e+83 | 2.1641e+83 | 2.2074e+83 | 2.2515e+83 | 2.2966e+83 | 2.3425e+83 | 2.3894e+83 | 2.4371e+83 | 2.4859e+83 | 2.5356e+83 | 2.5863e+83 | 2.638e+83 | 2.6908e+83 | 2.7446e+83 | 2.7995e+83 | 2.8555e+83 | 2.9126e+83 | 2.9709e+83 | 3.0303e+83 | 3.0909e+83 | 3.1527e+83 | 3.2158e+83 | 3.2801e+83 | 3.3457e+83 | 3.4126e+83 | 3.4808e+83 | 3.5505e+83 | 3.6215e+83 | 3.6939e+83 | 3.7678e+83 | 3.8431e+83 | 3.92e+83 | 3.9984e+83 | 4.0784e+83 | 4.1599e+83 | 4.2431e+83 | 4.328e+83 | 4.4146e+83 | 4.5029e+83 | 4.5929e+83 | 4.6848e+83 | 4.7785e+83 | 4.874e+83 | 4.9715e+83 | 5.0709e+83 | 5.1724e+83 | 5.2758e+83 | 5.3813e+83 | 5.4889e+83 | 5.5987e+83 | 5.7107e+83 | 5.8249e+83 | 5.9414e+83 | 6.0602e+83 | 6.1814e+83 | 6.3051e+83 | 6.4312e+83 | 6.5598e+83 | 6.691e+83 | 6.8248e+83 | 6.9613e+83 | 7.1005e+83 | 7.2426e+83 | 7.3874e+83 | 7.5352e+83 | 7.6859e+83 | 7.8396e+83 | 7.9964e+83 | 8.1563e+83 | 8.3194e+83 | 8.4858e+83 | 8.6555e+83 | 8.8286e+83 | 9.0052e+83 | 9.1853e+83 | 9.369e+83 | 9.5564e+83 | 9.7475e+83 | 9.9425e+83 | 1.0141e+84 | 1.0344e+84 | 1.0551e+84 | 1.0762e+84 | 1.0977e+84 | 1.1197e+84 | 1.1421e+84 | 1.1649e+84 | 1.1882e+84 | 1.212e+84 | 1.2362e+84 | 1.2609e+84 | 1.2862e+84 | 1.3119e+84 | 1.3381e+84 | 1.3649e+84 | 1.3922e+84 | 1.42e+84 | 1.4484e+84 | 1.4774e+84 | 1.5069e+84 | 1.5371e+84 | 1.5678e+84 | 1.5992e+84 | 1.6312e+84 | 1.6638e+84 | 1.6971e+84 | 1.731e+84 | 1.7656e+84 | 1.8009e+84 | 1.837e+84 | 1.8737e+84 | 1.9112e+84 | 1.9494e+84 | 1.9884e+84 | 2.0282e+84 | 2.0687e+84 | 2.1101e+84 | 2.1523e+84 | 2.1953e+84 | 2.2392e+84 | 2.284e+84 | 2.3297e+84 | 2.3763e+84 | 2.4238e+84 | 2.4723e+84 | 2.5218e+84 | 2.5722e+84 | 2.6236e+84 | 2.6761e+84 | 2.7296e+84 | 2.7842e+84 | 2.8399e+84 | 2.8967e+84 | 2.9546e+84 | 3.0137e+84 | 3.074e+84 | 3.1355e+84 | 3.1982e+84 | 3.2622e+84 | 3.3274e+84 | 3.3939e+84 | 3.4618e+84 | 3.5311e+84 | 3.6017e+84 | 3.6737e+84 | 3.7472e+84 | 3.8221e+84 | 3.8986e+84 | 3.9765e+84 | 4.0561e+84 | 4.1372e+84 | 4.2199e+84 | 4.3043e+84 | 4.3904e+84 | 4.4782e+84 | 4.5678e+84 | 4.6592e+84 | 4.7523e+84 | 4.8474e+84 | 4.9443e+84 | 5.0432e+84 | 5.1441e+84 | 5.247e+84 | 5.3519e+84 | 5.459e+84 | 5.5681e+84 | 5.6795e+84 | 5.7931e+84 | 5.9089e+84 | 6.0271e+84 | 6.1477e+84 | 6.2706e+84 | 6.396e+84 | 6.524e+84 | 6.6544e+84 | 6.7875e+84 | 6.9233e+84 | 7.0617e+84 | 7.203e+84 | 7.347e+84 | 7.494e+84 | 7.6438e+84 | 7.7967e+84 | 7.9527e+84 | 8.1117e+84 | 8.2739e+84 | 8.4394e+84 | 8.6082e+84 | 8.7804e+84 | 8.956e+84 | 9.1351e+84 | 9.3178e+84 | 9.5042e+84 | 9.6942e+84 | 9.8881e+84 | 1.0086e+85 | 1.0288e+85 | 1.0493e+85 | 1.0703e+85 | 1.0917e+85 | 1.1136e+85 | 1.1358e+85 | 1.1586e+85 | 1.1817e+85 | 1.2054e+85 | 1.2295e+85 | 1.2541e+85 | 1.2791e+85 | 1.3047e+85 | 1.3308e+85 | 1.3574e+85 | 1.3846e+85 | 1.4123e+85 | 1.4405e+85 | 1.4693e+85 | 1.4987e+85 | 1.5287e+85 | 1.5593e+85 | 1.5904e+85 | 1.6223e+85 | 1.6547e+85 | 1.6878e+85 | 1.7215e+85 | 1.756e+85 | 1.7911e+85 | 1.8269e+85 | 1.8635e+85 | 1.9007e+85 | 1.9387e+85 | 1.9775e+85 | 2.0171e+85 | 2.0574e+85 | 2.0986e+85 | 2.1405e+85 | 2.1833e+85 | 2.227e+85 | 2.2715e+85 | 2.317e+85 | 2.3633e+85 | 2.4106e+85 | 2.4588e+85 | 2.508e+85 | 2.5581e+85 | 2.6093e+85 | 2.6615e+85 | 2.7147e+85 | 2.769e+85 | 2.8244e+85 | 2.8809e+85 | 2.9385e+85 | 2.9973e+85 | 3.0572e+85 | 3.1183e+85 | 3.1807e+85 | 3.2443e+85 | 3.3092e+85 | 3.3754e+85 | 3.4429e+85 | 3.5118e+85 | 3.582e+85 | 3.6536e+85 | 3.7267e+85 | 3.8012e+85 | 3.8773e+85 | 3.9548e+85 | 4.0339e+85 | 4.1146e+85 | 4.1969e+85 | 4.2808e+85 | 4.3664e+85 | 4.4538e+85 | 4.5428e+85 | 4.6337e+85 | 4.7264e+85 | 4.8209e+85 | 4.9173e+85 | 5.0157e+85 | 5.116e+85 | 5.2183e+85 | 5.3227e+85 | 5.4291e+85 | 5.5377e+85 | 5.6485e+85 | 5.7614e+85 | 5.8766e+85 | 5.9942e+85 | 6.1141e+85 | 6.2363e+85 | 6.3611e+85 | 6.4883e+85 | 6.6181e+85 | 6.7504e+85 | 6.8854e+85 | 7.0231e+85 | 7.1636e+85 | 7.3069e+85 | 7.453e+85 | 7.6021e+85 | 7.7541e+85 | 7.9092e+85 | 8.0674e+85 | 8.2287e+85 | 8.3933e+85 | 8.5612e+85 | 8.7324e+85 | 8.907e+85 | 9.0852e+85 | 9.2669e+85 | 9.4522e+85 | 9.6413e+85 | 9.8341e+85 | 1.0031e+86 | 1.0231e+86 | 1.0436e+86 | 1.0645e+86 | 1.0858e+86 | 1.1075e+86 | 1.1296e+86 | 1.1522e+86 | 1.1753e+86 | 1.1988e+86 | 1.2227e+86 | 1.2472e+86 | 1.2721e+86 | 1.2976e+86 | 1.3235e+86 | 1.35e+86 | 1.377e+86 | 1.4046e+86 | 1.4326e+86 | 1.4613e+86 | 1.4905e+86 | 1.5203e+86 | 1.5507e+86 | 1.5818e+86 | 1.6134e+86 | 1.6457e+86 | 1.6786e+86 | 1.7121e+86 | 1.7464e+86 | 1.7813e+86 | 1.8169e+86 | 1.8533e+86 | 1.8903e+86 | 1.9281e+86 | 1.9667e+86 | 2.006e+86 | 2.0462e+86 | 2.0871e+86 | 2.1288e+86 | 2.1714e+86 | 2.2148e+86 | 2.2591e+86 | 2.3043e+86 | 2.3504e+86 | 2.3974e+86 | 2.4454e+86 | 2.4943e+86 | 2.5441e+86 | 2.595e+86 | 2.6469e+86 | 2.6999e+86 | 2.7539e+86 | 2.8089e+86 | 2.8651e+86 | 2.9224e+86 | 2.9809e+86 | 3.0405e+86 | 3.1013e+86 | 3.1633e+86 | 3.2266e+86 | 3.2911e+86 | 3.357e+86 | 3.4241e+86 | 3.4926e+86 | 3.5624e+86 | 3.6337e+86 | 3.7063e+86 | 3.7805e+86 | 3.8561e+86 | 3.9332e+86 | 4.0119e+86 | 4.0921e+86 | 4.1739e+86 | 4.2574e+86 | 4.3426e+86 | 4.4294e+86 | 4.518e+86 | 4.6084e+86 | 4.7005e+86 | 4.7946e+86 | 4.8904e+86 | 4.9883e+86 | 5.088e+86 | 5.1898e+86 | 5.2936e+86 | 5.3994e+86 | 5.5074e+86 | 5.6176e+86 | 5.7299e+86 | 5.8445e+86 | 5.9614e+86 | 6.0807e+86 | 6.2023e+86 | 6.3263e+86 | 6.4528e+86 | 6.5819e+86 | 6.7135e+86 | 6.8478e+86 | 6.9848e+86 | 7.1245e+86 | 7.2669e+86 | 7.4123e+86 | 7.5605e+86 | 7.7117e+86 | 7.866e+86 | 8.0233e+86 | 8.1838e+86 | 8.3474e+86 | 8.5144e+86 | 8.6847e+86 | 8.8584e+86 | 9.0355e+86 | 9.2162e+86 | 9.4006e+86 | 9.5886e+86 | 9.7803e+86 | 9.976e+86 | 1.0175e+87 | 1.0379e+87 | 1.0587e+87 | 1.0798e+87 | 1.1014e+87 | 1.1235e+87 | 1.1459e+87 | 1.1688e+87 | 1.1922e+87 | 1.2161e+87 | 1.2404e+87 | 1.2652e+87 | 1.2905e+87 | 1.3163e+87 | 1.3426e+87 | 1.3695e+87 | 1.3969e+87 | 1.4248e+87 | 1.4533e+87 | 1.4824e+87 | 1.512e+87 | 1.5423e+87 | 1.5731e+87 | 1.6046e+87 | 1.6367e+87 | 1.6694e+87 | 1.7028e+87 | 1.7368e+87 | 1.7716e+87 | 1.807e+87 | 1.8431e+87 | 1.88e+87 | 1.9176e+87 | 1.956e+87 | 1.9951e+87 | 2.035e+87 | 2.0757e+87 | 2.1172e+87 | 2.1595e+87 | 2.2027e+87 | 2.2468e+87 | 2.2917e+87 | 2.3376e+87 | 2.3843e+87 | 2.432e+87 | 2.4806e+87 | 2.5302e+87 | 2.5808e+87 | 2.6325e+87 | 2.6851e+87 | 2.7388e+87 | 2.7936e+87 | 2.8495e+87 | 2.9065e+87 | 2.9646e+87 | 3.0239e+87 | 3.0844e+87 | 3.146e+87 | 3.209e+87 | 3.2731e+87 | 3.3386e+87 | 3.4054e+87 | 3.4735e+87 | 3.543e+87 | 3.6138e+87 | 3.6861e+87 | 3.7598e+87 | 3.835e+87 | 3.9117e+87 | 3.9899e+87 | 4.0697e+87 | 4.1511e+87 | 4.2342e+87 | 4.3188e+87 | 4.4052e+87 | 4.4933e+87 | 4.5832e+87 | 4.6749e+87 | 4.7683e+87 | 4.8637e+87 | 4.961e+87 | 5.0602e+87 | 5.1614e+87 | 5.2646e+87 | 5.3699e+87 | 5.4773e+87 | 5.5869e+87 | 5.6986e+87 | 5.8126e+87 | 5.9288e+87 | 6.0474e+87 | 6.1684e+87 | 6.2917e+87 | 6.4176e+87 | 6.5459e+87 | 6.6768e+87 | 6.8104e+87 | 6.9466e+87 | 7.0855e+87 | 7.2272e+87 | 7.3718e+87 | 7.5192e+87 | 7.6696e+87 | 7.823e+87 | 7.9794e+87 | 8.139e+87 | 8.3018e+87 | 8.4678e+87 | 8.6372e+87 | 8.8099e+87 | 8.9861e+87 | 9.1659e+87 | 9.3492e+87 | 9.5362e+87 | 9.7269e+87 | 9.9214e+87 | 1.012e+88 | 1.0322e+88 | 1.0529e+88 | 1.0739e+88 | 1.0954e+88 | 1.1173e+88 | 1.1397e+88 | 1.1625e+88 | 1.1857e+88 | 1.2094e+88 | 1.2336e+88 | 1.2583e+88 | 1.2834e+88 | 1.3091e+88 | 1.3353e+88 | 1.362e+88 | 1.3892e+88 | 1.417e+88 | 1.4454e+88 | 1.4743e+88 | 1.5038e+88 | 1.5338e+88 | 1.5645e+88 | 1.5958e+88 | 1.6277e+88 | 1.6603e+88 | 1.6935e+88 | 1.7273e+88 | 1.7619e+88 | 1.7971e+88 | 1.8331e+88 | 1.8697e+88 | 1.9071e+88 | 1.9453e+88 | 1.9842e+88 | 2.0239e+88 | 2.0643e+88 | 2.1056e+88 | 2.1477e+88 | 2.1907e+88 | 2.2345e+88 | 2.2792e+88 | 2.3248e+88 | 2.3713e+88 | 2.4187e+88 | 2.4671e+88 | 2.5164e+88 | 2.5667e+88 | 2.6181e+88 | 2.6704e+88 | 2.7238e+88 | 2.7783e+88 | 2.8339e+88 | 2.8906e+88 | 2.9484e+88 | 3.0073e+88 | 3.0675e+88 | 3.1288e+88 | 3.1914e+88 | 3.2553e+88 | 3.3204e+88 | 3.3868e+88 | 3.4545e+88 | 3.5236e+88 | 3.5941e+88 | 3.6659e+88 | 3.7393e+88 | 3.814e+88 | 3.8903e+88 | 3.9681e+88 | 4.0475e+88 | 4.1284e+88 | 4.211e+88 | 4.2952e+88 | 4.3811e+88 | 4.4688e+88 | 4.5581e+88 | 4.6493e+88 | 4.7423e+88 | 4.8371e+88 | 4.9339e+88 | 5.0326e+88 | 5.1332e+88 | 5.2359e+88 | 5.3406e+88 | 5.4474e+88 | 5.5563e+88 | 5.6675e+88 | 5.7808e+88 | 5.8964e+88 | 6.0144e+88 | 6.1347e+88 | 6.2573e+88 | 6.3825e+88 | 6.5101e+88 | 6.6403e+88 | 6.7732e+88 | 6.9086e+88 | 7.0468e+88 | 7.1877e+88 | 7.3315e+88 | 7.4781e+88 | 7.6277e+88 | 7.7802e+88 | 7.9358e+88 | 8.0945e+88 | 8.2564e+88 | 8.4216e+88 | 8.59e+88 | 8.7618e+88 | 8.937e+88 | 9.1158e+88 | 9.2981e+88 | 9.484e+88 | 9.6737e+88 | 9.8672e+88 | 1.0065e+89 | 1.0266e+89 | 1.0471e+89 | 1.0681e+89 | 1.0894e+89 | 1.1112e+89 | 1.1334e+89 | 1.1561e+89 | 1.1792e+89 | 1.2028e+89 | 1.2269e+89 | 1.2514e+89 | 1.2764e+89 | 1.302e+89 | 1.328e+89 | 1.3546e+89 | 1.3816e+89 | 1.4093e+89 | 1.4375e+89 | 1.4662e+89 | 1.4955e+89 | 1.5254e+89 | 1.556e+89 | 1.5871e+89 | 1.6188e+89 | 1.6512e+89 | 1.6842e+89 | 1.7179e+89 | 1.7523e+89 | 1.7873e+89 | 1.8231e+89 | 1.8595e+89 | 1.8967e+89 | 1.9346e+89 | 1.9733e+89 | 2.0128e+89 | 2.0531e+89 | 2.0941e+89 | 2.136e+89 | 2.1787e+89 | 2.2223e+89 | 2.2667e+89 | 2.3121e+89 | 2.3583e+89 | 2.4055e+89 | 2.4536e+89 | 2.5027e+89 | 2.5527e+89 | 2.6038e+89 | 2.6558e+89 | 2.709e+89 | 2.7631e+89 | 2.8184e+89 | 2.8748e+89 | 2.9323e+89 | 2.9909e+89 | 3.0507e+89 | 3.1117e+89 | 3.174e+89 | 3.2375e+89 | 3.3022e+89 | 3.3683e+89 | 3.4356e+89 | 3.5043e+89 | 3.5744e+89 | 3.6459e+89 | 3.7188e+89 | 3.7932e+89 | 3.8691e+89 | 3.9464e+89 | 4.0254e+89 | 4.1059e+89 | 4.188e+89 | 4.2718e+89 | 4.3572e+89 | 4.4443e+89 | 4.5332e+89 | 4.6239e+89 | 4.7164e+89 | 4.8107e+89 | 4.9069e+89 | 5.005e+89 | 5.1051e+89 | 5.2073e+89 | 5.3114e+89 | 5.4176e+89 | 5.526e+89 | 5.6365e+89 | 5.7492e+89 | 5.8642e+89 | 5.9815e+89 | 6.1011e+89 | 6.2231e+89 | 6.3476e+89 | 6.4746e+89 | 6.6041e+89 | 6.7361e+89 | 6.8709e+89 | 7.0083e+89 | 7.1484e+89 | 7.2914e+89 | 7.4372e+89 | 7.586e+89 | 7.7377e+89 | 7.8925e+89 | 8.0503e+89 | 8.2113e+89 | 8.3755e+89 | 8.543e+89 | 8.7139e+89 | 8.8882e+89 | 9.066e+89 | 9.2473e+89 | 9.4322e+89 | 9.6209e+89 | 9.8133e+89 | 1.001e+90 | 1.021e+90 | 1.0414e+90 | 1.0622e+90 | 1.0835e+90 | 1.1051e+90 | 1.1272e+90 | 1.1498e+90 | 1.1728e+90 | 1.1962e+90 | 1.2202e+90 | 1.2446e+90 | 1.2695e+90 | 1.2948e+90 | 1.3207e+90 | 1.3472e+90 | 1.3741e+90 | 1.4016e+90 | 1.4296e+90 | 1.4582e+90 | 1.4874e+90 | 1.5171e+90 | 1.5475e+90 | 1.5784e+90 | 1.61e+90 | 1.6422e+90 | 1.675e+90 | 1.7085e+90 | 1.7427e+90 | 1.7775e+90 | 1.8131e+90 | 1.8494e+90 | 1.8863e+90 | 1.9241e+90 | 1.9625e+90 | 2.0018e+90 | 2.0418e+90 | 2.0827e+90 | 2.1243e+90 | 2.1668e+90 | 2.2101e+90 | 2.2543e+90 | 2.2994e+90 | 2.3454e+90 | 2.3923e+90 | 2.4402e+90 | 2.489e+90 | 2.5388e+90 | 2.5895e+90 | 2.6413e+90 | 2.6942e+90 | 2.748e+90 | 2.803e+90 | 2.8591e+90 | 2.9162e+90 | 2.9746e+90 | 3.0341e+90 | 3.0947e+90 | 3.1566e+90 | 3.2198e+90 | 3.2842e+90 | 3.3498e+90 | 3.4168e+90 | 3.4852e+90 | 3.5549e+90 | 3.626e+90 | 3.6985e+90 | 3.7725e+90 | 3.8479e+90 | 3.9249e+90 | 4.0034e+90 | 4.0834e+90 | 4.1651e+90 | 4.2484e+90 | 4.3334e+90 | 4.42e+90 | 4.5085e+90 | 4.5986e+90 | 4.6906e+90 | 4.7844e+90 | 4.8801e+90 | 4.9777e+90 | 5.0772e+90 | 5.1788e+90 | 5.2824e+90 | 5.388e+90 | 5.4958e+90 | 5.6057e+90 | 5.7178e+90 | 5.8322e+90 | 5.9488e+90 | 6.0678e+90 | 6.1891e+90 | 6.3129e+90 | 6.4392e+90 | 6.568e+90 | 6.6993e+90 | 6.8333e+90 | 6.97e+90 | 7.1094e+90 | 7.2516e+90 | 7.3966e+90 | 7.5445e+90 | 7.6954e+90 | 7.8493e+90 | 8.0063e+90 | 8.1664e+90 | 8.3298e+90 | 8.4964e+90 | 8.6663e+90 | 8.8396e+90 | 9.0164e+90 | 9.1967e+90 | 9.3807e+90 | 9.5683e+90 | 9.7596e+90 | 9.9548e+90 | 1.0154e+91 | 1.0357e+91 | 1.0564e+91 | 1.0775e+91 | 1.0991e+91 | 1.1211e+91 | 1.1435e+91 | 1.1664e+91 | 1.1897e+91 | 1.2135e+91 | 1.2378e+91 | 1.2625e+91 | 1.2878e+91 | 1.3135e+91 | 1.3398e+91 | 1.3666e+91 | 1.3939e+91 | 1.4218e+91 | 1.4502e+91 | 1.4792e+91 | 1.5088e+91 | 1.539e+91 | 1.5698e+91 | 1.6012e+91 | 1.6332e+91 | 1.6659e+91 | 1.6992e+91 | 1.7332e+91 | 1.7678e+91 | 1.8032e+91 | 1.8392e+91 | 1.876e+91 | 1.9136e+91 | 1.9518e+91 | 1.9909e+91 | 2.0307e+91 | 2.0713e+91 | 2.1127e+91 | 2.155e+91 | 2.1981e+91 | 2.242e+91 | 2.2869e+91 | 2.3326e+91 | 2.3793e+91 | 2.4268e+91 | 2.4754e+91 | 2.5249e+91 | 2.5754e+91 | 2.6269e+91 | 2.6794e+91 | 2.733e+91 | 2.7877e+91 | 2.8434e+91 | 2.9003e+91 | 2.9583e+91 | 3.0175e+91 | 3.0778e+91 | 3.1394e+91 | 3.2022e+91 | 3.2662e+91 | 3.3315e+91 | 3.3982e+91 | 3.4661e+91 | 3.5355e+91 | 3.6062e+91 | 3.6783e+91 | 3.7519e+91 | 3.8269e+91 | 3.9034e+91 | 3.9815e+91 | 4.0611e+91 | 4.1423e+91 | 4.2252e+91 | 4.3097e+91 | 4.3959e+91 | 4.4838e+91 | 4.5735e+91 | 4.665e+91 | 4.7583e+91 | 4.8534e+91 | 4.9505e+91 | 5.0495e+91 | 5.1505e+91 | 5.2535e+91 | 5.3586e+91 | 5.4657e+91 | 5.5751e+91 | 5.6866e+91 | 5.8003e+91 | 5.9163e+91 | 6.0346e+91 | 6.1553e+91 | 6.2784e+91 | 6.404e+91 | 6.5321e+91 | 6.6627e+91 | 6.796e+91 | 6.9319e+91 | 7.0705e+91 | 7.2119e+91 | 7.3562e+91 | 7.5033e+91 | 7.6534e+91 | 7.8064e+91 | 7.9626e+91 | 8.1218e+91 | 8.2842e+91 | 8.4499e+91 | 8.6189e+91 | 8.7913e+91 | 8.9671e+91 | 9.1465e+91 | 9.3294e+91 | 9.516e+91 | 9.7063e+91 | 9.9004e+91 | 1.0098e+92 | 1.03e+92 | 1.0506e+92 | 1.0717e+92 | 1.0931e+92 | 1.1149e+92 | 1.1372e+92 | 1.16e+92 | 1.1832e+92 | 1.2069e+92 | 1.231e+92 | 1.2556e+92 | 1.2807e+92 | 1.3063e+92 | 1.3325e+92 | 1.3591e+92 | 1.3863e+92 | 1.414e+92 | 1.4423e+92 | 1.4712e+92 | 1.5006e+92 | 1.5306e+92 | 1.5612e+92 | 1.5924e+92 | 1.6243e+92 | 1.6568e+92 | 1.6899e+92 | 1.7237e+92 | 1.7582e+92 | 1.7933e+92 | 1.8292e+92 | 1.8658e+92 | 1.9031e+92 | 1.9412e+92 | 1.98e+92 | 2.0196e+92 | 2.06e+92 | 2.1012e+92 | 2.1432e+92 | 2.1861e+92 | 2.2298e+92 | 2.2744e+92 | 2.3199e+92 | 2.3663e+92 | 2.4136e+92 | 2.4619e+92 | 2.5111e+92 | 2.5613e+92 | 2.6125e+92 | 2.6648e+92 | 2.7181e+92 | 2.7724e+92 | 2.8279e+92 | 2.8845e+92 | 2.9421e+92 | 3.001e+92 | 3.061e+92 | 3.1222e+92 | 3.1847e+92 | 3.2484e+92 | 3.3133e+92 | 3.3796e+92 | 3.4472e+92 | 3.5161e+92 | 3.5865e+92 | 3.6582e+92 | 3.7313e+92 | 3.806e+92 | 3.8821e+92 | 3.9597e+92 | 4.0389e+92 | 4.1197e+92 | 4.2021e+92 | 4.2861e+92 | 4.3719e+92 | 4.4593e+92 | 4.5485e+92 | 4.6395e+92 | 4.7323e+92 | 4.8269e+92 | 4.9234e+92 | 5.0219e+92 | 5.1223e+92 | 5.2248e+92 | 5.3293e+92 | 5.4359e+92 | 5.5446e+92 | 5.6555e+92 | 5.7686e+92 | 5.884e+92 | 6.0016e+92 | 6.1217e+92 | 6.2441e+92 | 6.369e+92 | 6.4964e+92 | 6.6263e+92 | 6.7588e+92 | 6.894e+92 | 7.0319e+92 | 7.1725e+92 | 7.316e+92 | 7.4623e+92 | 7.6115e+92 | 7.7638e+92 | 7.919e+92 | 8.0774e+92 | 8.239e+92 | 8.4037e+92 | 8.5718e+92 | 8.7433e+92 | 8.9181e+92 | 9.0965e+92 | 9.2784e+92 | 9.464e+92 | 9.6533e+92 | 9.8463e+92 | 1.0043e+93 | 1.0244e+93 | 1.0449e+93 | 1.0658e+93 | 1.0871e+93 | 1.1089e+93 | 1.131e+93 | 1.1537e+93 | 1.1767e+93 | 1.2003e+93 | 1.2243e+93 | 1.2488e+93 | 1.2737e+93 | 1.2992e+93 | 1.3252e+93 | 1.3517e+93 | 1.3787e+93 | 1.4063e+93 | 1.4344e+93 | 1.4631e+93 | 1.4924e+93 | 1.5222e+93 | 1.5527e+93 | 1.5837e+93 | 1.6154e+93 | 1.6477e+93 | 1.6807e+93 | 1.7143e+93 | 1.7486e+93 | 1.7835e+93 | 1.8192e+93 | 1.8556e+93 | 1.8927e+93 | 1.9305e+93 | 1.9692e+93 | 2.0085e+93 | 2.0487e+93 | 2.0897e+93 | 2.1315e+93 | 2.1741e+93 | 2.2176e+93 | 2.2619e+93 | 2.3072e+93 | 2.3533e+93 | 2.4004e+93 | 2.4484e+93 | 2.4974e+93 | 2.5473e+93 | 2.5983e+93 | 2.6502e+93 | 2.7032e+93 | 2.7573e+93 | 2.8124e+93 | 2.8687e+93 | 2.9261e+93 | 2.9846e+93 | 3.0443e+93 | 3.1052e+93 | 3.1673e+93 | 3.2306e+93 | 3.2952e+93 | 3.3611e+93 | 3.4283e+93 | 3.4969e+93 | 3.5669e+93 | 3.6382e+93 | 3.711e+93 | 3.7852e+93 | 3.8609e+93 | 3.9381e+93 | 4.0169e+93 | 4.0972e+93 | 4.1791e+93 | 4.2627e+93 | 4.348e+93 | 4.4349e+93 | 4.5236e+93 | 4.6141e+93 | 4.7064e+93 | 4.8005e+93 | 4.8965e+93 | 4.9945e+93 | 5.0943e+93 | 5.1962e+93 | 5.3002e+93 | 5.4062e+93 | 5.5143e+93 | 5.6246e+93 | 5.7371e+93 | 5.8518e+93 | 5.9688e+93 | 6.0882e+93 | 6.21e+93 | 6.3342e+93 | 6.4609e+93 | 6.5901e+93 | 6.7219e+93 | 6.8563e+93 | 6.9934e+93 | 7.1333e+93 | 7.276e+93 | 7.4215e+93 | 7.5699e+93 | 7.7213e+93 | 7.8758e+93 | 8.0333e+93 | 8.1939e+93 | 8.3578e+93 | 8.525e+93 | 8.6955e+93 | 8.8694e+93 | 9.0468e+93 | 9.2277e+93 | 9.4123e+93 | 9.6005e+93 | 9.7925e+93 | 9.9884e+93 | 1.0188e+94 | 1.0392e+94 | 1.06e+94 | 1.0812e+94 | 1.1028e+94 | 1.1249e+94 | 1.1473e+94 | 1.1703e+94 | 1.1937e+94 | 1.2176e+94 | 1.2419e+94 | 1.2668e+94 | 1.2921e+94 | 1.3179e+94 | 1.3443e+94 | 1.3712e+94 | 1.3986e+94 | 1.4266e+94 | 1.4551e+94 | 1.4842e+94 | 1.5139e+94 | 1.5442e+94 | 1.5751e+94 | 1.6066e+94 | 1.6387e+94 | 1.6715e+94 | 1.7049e+94 | 1.739e+94 | 1.7738e+94 | 1.8093e+94 | 1.8454e+94 | 1.8823e+94 | 1.92e+94 | 1.9584e+94 | 1.9976e+94 | 2.0375e+94 | 2.0783e+94 | 2.1198e+94 | 2.1622e+94 | 2.2055e+94 | 2.2496e+94 | 2.2946e+94 | 2.3405e+94 | 2.3873e+94 | 2.435e+94 | 2.4837e+94 | 2.5334e+94 | 2.5841e+94 | 2.6357e+94 | 2.6885e+94 | 2.7422e+94 | 2.7971e+94 | 2.853e+94 | 2.9101e+94 | 2.9683e+94 | 3.0276e+94 | 3.0882e+94 | 3.15e+94 | 3.213e+94 | 3.2772e+94 | 3.3428e+94 | 3.4096e+94 | 3.4778e+94 | 3.5474e+94 | 3.6183e+94 | 3.6907e+94 | 3.7645e+94 | 3.8398e+94 | 3.9166e+94 | 3.9949e+94 | 4.0748e+94 | 4.1563e+94 | 4.2394e+94 | 4.3242e+94 | 4.4107e+94 | 4.4989e+94 | 4.5889e+94 | 4.6807e+94 | 4.7743e+94 | 4.8698e+94 | 4.9672e+94 | 5.0665e+94 | 5.1678e+94 | 5.2712e+94 | 5.3766e+94 | 5.4841e+94 | 5.5938e+94 | 5.7057e+94 | 5.8198e+94 | 5.9362e+94 | 6.0549e+94 | 6.176e+94 | 6.2996e+94 | 6.4255e+94 | 6.5541e+94 | 6.6851e+94 | 6.8188e+94 | 6.9552e+94 | 7.0943e+94 | 7.2362e+94 | 7.3809e+94 | 7.5286e+94 | 7.6791e+94 | 7.8327e+94 | 7.9894e+94 | 8.1492e+94 | 8.3121e+94 | 8.4784e+94 | 8.6479e+94 | 8.8209e+94 | 8.9973e+94 | 9.1773e+94 | 9.3608e+94 | 9.548e+94 | 9.739e+94 | 9.9338e+94 | 1.0132e+95 | 1.0335e+95 | 1.0542e+95 | 1.0753e+95 | 1.0968e+95 | 1.1187e+95 | 1.1411e+95 | 1.1639e+95 | 1.1872e+95 | 1.2109e+95 | 1.2351e+95 | 1.2598e+95 | 1.285e+95 | 1.3107e+95 | 1.337e+95 | 1.3637e+95 | 1.391e+95 | 1.4188e+95 | 1.4472e+95 | 1.4761e+95 | 1.5056e+95 | 1.5357e+95 | 1.5665e+95 | 1.5978e+95 | 1.6297e+95 | 1.6623e+95 | 1.6956e+95 | 1.7295e+95 | 1.7641e+95 | 1.7994e+95 | 1.8354e+95 | 1.8721e+95 | 1.9095e+95 | 1.9477e+95 | 1.9866e+95 | 2.0264e+95 | 2.0669e+95 | 2.1082e+95 | 2.1504e+95 | 2.1934e+95 | 2.2373e+95 | 2.282e+95 | 2.3277e+95 | 2.3742e+95 | 2.4217e+95 | 2.4701e+95 | 2.5195e+95 | 2.5699e+95 | 2.6213e+95 | 2.6738e+95 | 2.7272e+95 | 2.7818e+95 | 2.8374e+95 | 2.8942e+95 | 2.952e+95 | 3.0111e+95 | 3.0713e+95 | 3.1327e+95 | 3.1954e+95 | 3.2593e+95 | 3.3245e+95 | 3.391e+95 | 3.4588e+95 | 3.528e+95 | 3.5985e+95 | 3.6705e+95 | 3.7439e+95 | 3.8188e+95 | 3.8952e+95 | 3.9731e+95 | 4.0525e+95 | 4.1336e+95 | 4.2163e+95 | 4.3006e+95 | 4.3866e+95 | 4.4743e+95 | 4.5638e+95 | 4.6551e+95 | 4.7482e+95 | 4.8431e+95 | 4.94e+95 | 5.0388e+95 | 5.1396e+95 | 5.2424e+95 | 5.3472e+95 | 5.4542e+95 | 5.5633e+95 | 5.6745e+95 | 5.788e+95 | 5.9038e+95 | 6.0218e+95 | 6.1423e+95 | 6.2651e+95 | 6.3904e+95 | 6.5182e+95 | 6.6486e+95 | 6.7816e+95 | 6.9172e+95 | 7.0556e+95 | 7.1967e+95 | 7.3406e+95 | 7.4874e+95 | 7.6372e+95 | 7.7899e+95 | 7.9457e+95 | 8.1046e+95 | 8.2667e+95 | 8.432e+95 | 8.6007e+95 | 8.7727e+95 | 8.9481e+95 | 9.1271e+95 | 9.3097e+95 | 9.4958e+95 | 9.6858e+95 | 9.8795e+95 | 1.0077e+96 | 1.0279e+96 | 1.0484e+96 | 1.0694e+96 | 1.0908e+96 | 1.1126e+96 | 1.1348e+96 | 1.1575e+96 | 1.1807e+96 | 1.2043e+96 | 1.2284e+96 | 1.253e+96 | 1.278e+96 | 1.3036e+96 | 1.3296e+96 | 1.3562e+96 | 1.3834e+96 | 1.411e+96 | 1.4393e+96 | 1.468e+96 | 1.4974e+96 | 1.5273e+96 | 1.5579e+96 | 1.5891e+96 | 1.6208e+96 | 1.6532e+96 | 1.6863e+96 | 1.72e+96 | 1.7544e+96 | 1.7895e+96 | 1.8253e+96 | 1.8618e+96 | 1.8991e+96 | 1.937e+96 | 1.9758e+96 | 2.0153e+96 | 2.0556e+96 | 2.0967e+96 | 2.1387e+96 | 2.1814e+96 | 2.2251e+96 | 2.2696e+96 | 2.3149e+96 | 2.3612e+96 | 2.4085e+96 | 2.4566e+96 | 2.5058e+96 | 2.5559e+96 | 2.607e+96 | 2.6591e+96 | 2.7123e+96 | 2.7666e+96 | 2.8219e+96 | 2.8783e+96 | 2.9359e+96 | 2.9946e+96 | 3.0545e+96 | 3.1156e+96 | 3.1779e+96 | 3.2415e+96 | 3.3063e+96 | 3.3724e+96 | 3.4399e+96 | 3.5087e+96 | 3.5789e+96 | 3.6504e+96 | 3.7234e+96 | 3.7979e+96 | 3.8739e+96 | 3.9514e+96 | 4.0304e+96 | 4.111e+96 | 4.1932e+96 | 4.2771e+96 | 4.3626e+96 | 4.4499e+96 | 4.5389e+96 | 4.6296e+96 | 4.7222e+96 | 4.8167e+96 | 4.913e+96 | 5.0113e+96 | 5.1115e+96 | 5.2137e+96 | 5.318e+96 | 5.4244e+96 | 5.5329e+96 | 5.6435e+96 | 5.7564e+96 | 5.8715e+96 | 5.9889e+96 | 6.1087e+96 | 6.2309e+96 | 6.3555e+96 | 6.4826e+96 | 6.6123e+96 | 6.7445e+96 | 6.8794e+96 | 7.017e+96 | 7.1573e+96 | 7.3005e+96 | 7.4465e+96 | 7.5954e+96 | 7.7473e+96 | 7.9023e+96 | 8.0603e+96 | 8.2215e+96 | 8.386e+96 | 8.5537e+96 | 8.7247e+96 | 8.8992e+96 | 9.0772e+96 | 9.2588e+96 | 9.4439e+96 | 9.6328e+96 | 9.8255e+96 | 1.0022e+97 | 1.0222e+97 | 1.0427e+97 | 1.0635e+97 | 1.0848e+97 | 1.1065e+97 | 1.1286e+97 | 1.1512e+97 | 1.1742e+97 | 1.1977e+97 | 1.2217e+97 | 1.2461e+97 | 1.271e+97 | 1.2965e+97 | 1.3224e+97 | 1.3488e+97 | 1.3758e+97 | 1.4033e+97 | 1.4314e+97 | 1.46e+97 | 1.4892e+97 | 1.519e+97 | 1.5494e+97 | 1.5804e+97 | 1.612e+97 | 1.6442e+97 | 1.6771e+97 | 1.7106e+97 | 1.7449e+97 | 1.7798e+97 | 1.8153e+97 | 1.8517e+97 | 1.8887e+97 | 1.9265e+97 | 1.965e+97 | 2.0043e+97 | 2.0444e+97 | 2.0853e+97 | 2.127e+97 | 2.1695e+97 | 2.2129e+97 | 2.2572e+97 | 2.3023e+97 | 2.3483e+97 | 2.3953e+97 | 2.4432e+97 | 2.4921e+97 | 2.5419e+97 | 2.5928e+97 | 2.6446e+97 | 2.6975e+97 | 2.7515e+97 | 2.8065e+97 | 2.8626e+97 | 2.9199e+97 | 2.9783e+97 | 3.0378e+97 | 3.0986e+97 | 3.1606e+97 | 3.2238e+97 | 3.2882e+97 | 3.354e+97 | 3.4211e+97 | 3.4895e+97 | 3.5593e+97 | 3.6305e+97 | 3.7031e+97 | 3.7772e+97 | 3.8527e+97 | 3.9298e+97 | 4.0084e+97 | 4.0885e+97 | 4.1703e+97 | 4.2537e+97 | 4.3388e+97 | 4.4255e+97 | 4.5141e+97 | 4.6043e+97 | 4.6964e+97 | 4.7904e+97 | 4.8862e+97 | 4.9839e+97 | 5.0836e+97 | 5.1852e+97 | 5.2889e+97 | 5.3947e+97 | 5.5026e+97 | 5.6127e+97 | 5.7249e+97 | 5.8394e+97 | 5.9562e+97 | 6.0753e+97 | 6.1968e+97 | 6.3208e+97 | 6.4472e+97 | 6.5761e+97 | 6.7077e+97 | 6.8418e+97 | 6.9786e+97 | 7.1182e+97 | 7.2606e+97 | 7.4058e+97 | 7.5539e+97 | 7.705e+97 | 7.8591e+97 | 8.0163e+97 | 8.1766e+97 | 8.3401e+97 | 8.5069e+97 | 8.6771e+97 | 8.8506e+97 | 9.0276e+97 | 9.2082e+97 | 9.3923e+97 | 9.5802e+97 | 9.7718e+97 | 9.9672e+97 | 1.0167e+98 | 1.037e+98 | 1.0577e+98 | 1.0789e+98 | 1.1005e+98 | 1.1225e+98 | 1.1449e+98 | 1.1678e+98 | 1.1912e+98 | 1.215e+98 | 1.2393e+98 | 1.2641e+98 | 1.2894e+98 | 1.3152e+98 | 1.3415e+98 | 1.3683e+98 | 1.3957e+98 | 1.4236e+98 | 1.452e+98 | 1.4811e+98 | 1.5107e+98 | 1.5409e+98 | 1.5717e+98 | 1.6032e+98 | 1.6352e+98 | 1.6679e+98 | 1.7013e+98 | 1.7353e+98 | 1.77e+98 | 1.8054e+98 | 1.8415e+98 | 1.8784e+98 | 1.9159e+98 | 1.9542e+98 | 1.9933e+98 | 2.0332e+98 | 2.0739e+98 | 2.1153e+98 | 2.1576e+98 | 2.2008e+98 | 2.2448e+98 | 2.2897e+98 | 2.3355e+98 | 2.3822e+98 | 2.4299e+98 | 2.4785e+98 | 2.528e+98 | 2.5786e+98 | 2.6302e+98 | 2.6828e+98 | 2.7364e+98 | 2.7911e+98 | 2.847e+98 | 2.9039e+98 | 2.962e+98 | 3.0212e+98 | 3.0817e+98 | 3.1433e+98 | 3.2062e+98 | 3.2703e+98 | 3.3357e+98 | 3.4024e+98 | 3.4704e+98 | 3.5399e+98 | 3.6106e+98 | 3.6829e+98 | 3.7565e+98 | 3.8316e+98 | 3.9083e+98 | 3.9864e+98 | 4.0662e+98 | 4.1475e+98 | 4.2304e+98 | 4.3151e+98 | 4.4014e+98 | 4.4894e+98 | 4.5792e+98 | 4.6708e+98 | 4.7642e+98 | 4.8595e+98 | 4.9566e+98 | 5.0558e+98 | 5.1569e+98 | 5.26e+98 | 5.3652e+98 | 5.4725e+98 | 5.582e+98 | 5.6936e+98 | 5.8075e+98 | 5.9237e+98 | 6.0421e+98 | 6.163e+98 | 6.2862e+98 | 6.412e+98 | 6.5402e+98 | 6.671e+98 | 6.8044e+98 | 6.9405e+98 | 7.0793e+98 | 7.2209e+98 | 7.3653e+98 | 7.5126e+98 | 7.6629e+98 | 7.8161e+98 | 7.9725e+98 | 8.1319e+98 | 8.2945e+98 | 8.4604e+98 | 8.6296e+98 | 8.8022e+98 | 8.9783e+98 | 9.1578e+98 | 9.341e+98 | 9.5278e+98 | 9.7184e+98 | 9.9127e+98 | 1.0111e+99 | 1.0313e+99 | 1.0519e+99 | 1.073e+99 | 1.0944e+99 | 1.1163e+99 | 1.1387e+99 | 1.1614e+99 | 1.1847e+99 | 1.2084e+99 | 1.2325e+99 | 1.2572e+99 | 1.2823e+99 | 1.308e+99 | 1.3341e+99 | 1.3608e+99 | 1.388e+99 | 1.4158e+99 | 1.4441e+99 | 1.473e+99 | 1.5024e+99 | 1.5325e+99 | 1.5631e+99 | 1.5944e+99 | 1.6263e+99 | 1.6588e+99 | 1.692e+99 | 1.7258e+99 | 1.7603e+99 | 1.7956e+99 | 1.8315e+99 | 1.8681e+99 | 1.9055e+99 | 1.9436e+99 | 1.9824e+99 | 2.0221e+99 | 2.0625e+99 | 2.1038e+99 | 2.1459e+99 | 2.1888e+99 | 2.2325e+99 | 2.2772e+99 | 2.3227e+99 | 2.3692e+99 | 2.4166e+99 | 2.4649e+99 | 2.5142e+99 | 2.5645e+99 | 2.6158e+99 | 2.6681e+99 | 2.7215e+99 | 2.7759e+99 | 2.8314e+99 | 2.888e+99 | 2.9458e+99 | 3.0047e+99 | 3.0648e+99 | 3.1261e+99 | 3.1886e+99 | 3.2524e+99 | 3.3175e+99 | 3.3838e+99 | 3.4515e+99 | 3.5205e+99 | 3.5909e+99 | 3.6627e+99 | 3.736e+99 | 3.8107e+99 | 3.8869e+99 | 3.9647e+99 | 4.044e+99 | 4.1248e+99 | 4.2073e+99 | 4.2915e+99 | 4.3773e+99 | 4.4649e+99 | 4.5541e+99 | 4.6452e+99 | 4.7381e+99 | 4.8329e+99 | 4.9296e+99 | 5.0281e+99 | 5.1287e+99 | 5.2313e+99 | 5.3359e+99 | 5.4426e+99 | 5.5515e+99 | 5.6625e+99 | 5.7758e+99 | 5.8913e+99 | 6.0091e+99 | 6.1293e+99 | 6.2519e+99 | 6.3769e+99 | 6.5044e+99 | 6.6345e+99 | 6.7672e+99 | 6.9026e+99 | 7.0406e+99 | 7.1814e+99 | 7.3251e+99 | 7.4716e+99 | 7.621e+99 | 7.7734e+99 | 7.9289e+99 | 8.0875e+99 | 8.2492e+99 | 8.4142e+99 | 8.5825e+99 | 8.7541e+99 | 8.9292e+99 | 9.1078e+99 | 9.2899e+99 | 9.4757e+99 | 9.6653e+99 | 9.8586e+99 | 1.0056e+100 | 1.0257e+100 | 1.0462e+100 | 1.0671e+100 | 1.0885e+100 | 1.1102e+100 | 1.1324e+100 | 1.1551e+100 | 1.1782e+100 | 1.2018e+100 | 1.2258e+100 | 1.2503e+100 | 1.2753e+100 | 1.3008e+100 | 1.3268e+100 | 1.3534e+100 | 1.3804e+100 | 1.408e+100 | 1.4362e+100 | 1.4649e+100 | 1.4942e+100 | 1.5241e+100 | 1.5546e+100 | 1.5857e+100 | 1.6174e+100 | 1.6498e+100 | 1.6827e+100 | 1.7164e+100 | 1.7507e+100 | 1.7857e+100 | 1.8215e+100 | 1.8579e+100 | 1.895e+100 | 1.9329e+100 | 1.9716e+100 | 2.011e+100 | 2.0513e+100 | 2.0923e+100 | 2.1341e+100 | 2.1768e+100 | 2.2203e+100 | 2.2648e+100 | 2.31e+100 | 2.3563e+100 | 2.4034e+100 | 2.4514e+100 | 2.5005e+100 | 2.5505e+100 | 2.6015e+100 | 2.6535e+100 | 2.7066e+100 | 2.7607e+100 | 2.8159e+100 | 2.8723e+100 | 2.9297e+100 | 2.9883e+100 | 3.0481e+100 | 3.109e+100 | 3.1712e+100 | 3.2346e+100 | 3.2993e+100 | 3.3653e+100 | 3.4326e+100 | 3.5013e+100 | 3.5713e+100 | 3.6427e+100 | 3.7156e+100 | 3.7899e+100 | 3.8657e+100 | 3.943e+100 | 4.0219e+100 | 4.1023e+100 | 4.1843e+100 | 4.268e+100 | 4.3534e+100 | 4.4404e+100 | 4.5293e+100 | 4.6198e+100 | 4.7122e+100 | 4.8065e+100 | 4.9026e+100 | 5.0007e+100 | 5.1007e+100 | 5.2027e+100 | 5.3067e+100 | 5.4129e+100 | 5.5211e+100 | 5.6316e+100 | 5.7442e+100 | 5.8591e+100 | 5.9763e+100 | 6.0958e+100 | 6.2177e+100 | 6.3421e+100 | 6.4689e+100 | 6.5983e+100 | 6.7302e+100 | 6.8648e+100 | 7.0021e+100 | 7.1422e+100 | 7.285e+100 | 7.4307e+100 | 7.5793e+100 | 7.7309e+100 | 7.8855e+100 | 8.0433e+100 | 8.2041e+100 | 8.3682e+100 | 8.5356e+100 | 8.7063e+100 | 8.8804e+100 | 9.058e+100 | 9.2392e+100 | 9.424e+100 | 9.6124e+100 | 9.8047e+100 | 1.0001e+101 | 1.0201e+101 | 1.0405e+101 | 1.0613e+101 | 1.0825e+101 | 1.1042e+101 | 1.1263e+101 | 1.1488e+101 | 1.1718e+101 | 1.1952e+101 | 1.2191e+101 | 1.2435e+101 | 1.2683e+101 | 1.2937e+101 | 1.3196e+101 | 1.346e+101 | 1.3729e+101 | 1.4004e+101 | 1.4284e+101 | 1.4569e+101 | 1.4861e+101 | 1.5158e+101 | 1.5461e+101 | 1.577e+101 | 1.6086e+101 | 1.6407e+101 | 1.6735e+101 | 1.707e+101 | 1.7412e+101 | 1.776e+101 | 1.8115e+101 | 1.8477e+101 | 1.8847e+101 | 1.9224e+101 | 1.9608e+101 | 2e+101 | 2.04e+101 | 2.0808e+101 | 2.1225e+101 | 2.1649e+101 | 2.2082e+101 | 2.2524e+101 | 2.2974e+101 | 2.3434e+101 | 2.3902e+101 | 2.438e+101 | 2.4868e+101 | 2.5365e+101 | 2.5873e+101 | 2.639e+101 | 2.6918e+101 | 2.7456e+101 | 2.8005e+101 | 2.8566e+101 | 2.9137e+101 | 2.972e+101 | 3.0314e+101 | 3.092e+101 | 3.1539e+101 | 3.2169e+101 | 3.2813e+101 | 3.3469e+101 | 3.4139e+101 | 3.4821e+101 | 3.5518e+101 | 3.6228e+101 | 3.6953e+101 | 3.7692e+101 | 3.8446e+101 | 3.9214e+101 | 3.9999e+101 | 4.0799e+101 | 4.1615e+101 | 4.2447e+101 | 4.3296e+101 | 4.4162e+101 | 4.5045e+101 | 4.5946e+101 | 4.6865e+101 | 4.7802e+101 | 4.8758e+101 | 4.9733e+101 | 5.0728e+101 | 5.1743e+101 | 5.2777e+101 | 5.3833e+101 | 5.491e+101 | 5.6008e+101 | 5.7128e+101 | 5.8271e+101 | 5.9436e+101 | 6.0625e+101 | 6.1837e+101 | 6.3074e+101 | 6.4335e+101 | 6.5622e+101 | 6.6935e+101 | 6.8273e+101 | 6.9639e+101 | 7.1031e+101 | 7.2452e+101 | 7.3901e+101 | 7.5379e+101 | 7.6887e+101 | 7.8425e+101 | 7.9993e+101 | 8.1593e+101 | 8.3225e+101 | 8.4889e+101 | 8.6587e+101 | 8.8319e+101 | 9.0085e+101 | 9.1887e+101 | 9.3725e+101 | 9.5599e+101 | 9.7511e+101 | 9.9461e+101 | 1.0145e+102 | 1.0348e+102 | 1.0555e+102 | 1.0766e+102 | 1.0981e+102 | 1.1201e+102 | 1.1425e+102 | 1.1653e+102 | 1.1887e+102 | 1.2124e+102 | 1.2367e+102 | 1.2614e+102 | 1.2866e+102 | 1.3124e+102 | 1.3386e+102 | 1.3654e+102 | 1.3927e+102 | 1.4206e+102 | 1.449e+102 | 1.4779e+102 | 1.5075e+102 | 1.5377e+102 | 1.5684e+102 | 1.5998e+102 | 1.6318e+102 | 1.6644e+102 | 1.6977e+102 | 1.7316e+102 | 1.7663e+102 | 1.8016e+102 | 1.8376e+102 | 1.8744e+102 | 1.9119e+102 | 1.9501e+102 | 1.9891e+102 | 2.0289e+102 | 2.0695e+102 | 2.1109e+102 | 2.1531e+102 | 2.1961e+102 | 2.2401e+102 | 2.2849e+102 | 2.3306e+102 | 2.3772e+102 | 2.4247e+102 | 2.4732e+102 | 2.5227e+102 | 2.5731e+102 | 2.6246e+102 | 2.6771e+102 | 2.7306e+102 | 2.7852e+102 | 2.8409e+102 | 2.8978e+102 | 2.9557e+102 | 3.0148e+102 | 3.0751e+102 | 3.1366e+102 | 3.1994e+102 | 3.2634e+102 | 3.3286e+102 | 3.3952e+102 | 3.4631e+102 | 3.5324e+102 | 3.603e+102 | 3.6751e+102 | 3.7486e+102 | 3.8235e+102 | 3.9e+102 | 3.978e+102 | 4.0576e+102 | 4.1387e+102 | 4.2215e+102 | 4.3059e+102 | 4.392e+102 | 4.4799e+102 | 4.5695e+102 | 4.6609e+102 | 4.7541e+102 | 4.8492e+102 | 4.9462e+102 | 5.0451e+102 | 5.146e+102 | 5.2489e+102 | 5.3539e+102 | 5.461e+102 | 5.5702e+102 | 5.6816e+102 | 5.7952e+102 | 5.9111e+102 | 6.0293e+102 | 6.1499e+102 | 6.2729e+102 | 6.3984e+102 | 6.5263e+102 | 6.6569e+102 | 6.79e+102 | 6.9258e+102 | 7.0643e+102 | 7.2056e+102 | 7.3497e+102 | 7.4967e+102 | 7.6467e+102 | 7.7996e+102 | 7.9556e+102 | 8.1147e+102 | 8.277e+102 | 8.4425e+102 | 8.6114e+102 | 8.7836e+102 | 8.9593e+102 | 9.1385e+102 | 9.3212e+102 | 9.5077e+102 | 9.6978e+102 | 9.8918e+102 | 1.009e+103 | 1.0291e+103 | 1.0497e+103 | 1.0707e+103 | 1.0921e+103 | 1.114e+103 | 1.1363e+103 | 1.159e+103 | 1.1822e+103 | 1.2058e+103 | 1.2299e+103 | 1.2545e+103 | 1.2796e+103 | 1.3052e+103 | 1.3313e+103 | 1.3579e+103 | 1.3851e+103 | 1.4128e+103 | 1.441e+103 | 1.4699e+103 | 1.4993e+103 | 1.5292e+103 | 1.5598e+103 | 1.591e+103 | 1.6228e+103 | 1.6553e+103 | 1.6884e+103 | 1.7222e+103 | 1.7566e+103 | 1.7918e+103 | 1.8276e+103 | 1.8641e+103 | 1.9014e+103 | 1.9395e+103 | 1.9782e+103 | 2.0178e+103 | 2.0582e+103 | 2.0993e+103 | 2.1413e+103 | 2.1841e+103 | 2.2278e+103 | 2.2724e+103 | 2.3178e+103 | 2.3642e+103 | 2.4115e+103 | 2.4597e+103 | 2.5089e+103 | 2.5591e+103 | 2.6103e+103 | 2.6625e+103 | 2.7157e+103 | 2.77e+103 | 2.8254e+103 | 2.8819e+103 | 2.9396e+103 | 2.9984e+103 | 3.0583e+103 | 3.1195e+103 | 3.1819e+103 | 3.2455e+103 | 3.3104e+103 | 3.3766e+103 | 3.4442e+103 | 3.5131e+103 | 3.5833e+103 | 3.655e+103 | 3.7281e+103 | 3.8026e+103 | 3.8787e+103 | 3.9563e+103 | 4.0354e+103 | 4.1161e+103 | 4.1984e+103 | 4.2824e+103 | 4.368e+103 | 4.4554e+103 | 4.5445e+103 | 4.6354e+103 | 4.7281e+103 | 4.8227e+103 | 4.9191e+103 | 5.0175e+103 | 5.1179e+103 | 5.2202e+103 | 5.3246e+103 | 5.4311e+103 | 5.5397e+103 | 5.6505e+103 | 5.7635e+103 | 5.8788e+103 | 5.9964e+103 | 6.1163e+103 | 6.2386e+103 | 6.3634e+103 | 6.4907e+103 | 6.6205e+103 | 6.7529e+103 | 6.888e+103 | 7.0257e+103 | 7.1662e+103 | 7.3096e+103 | 7.4557e+103 | 7.6049e+103 | 7.757e+103 | 7.9121e+103 | 8.0703e+103 | 8.2318e+103 | 8.3964e+103 | 8.5643e+103 | 8.7356e+103 | 8.9103e+103 | 9.0885e+103 | 9.2703e+103 | 9.4557e+103 | 9.6448e+103 | 9.8377e+103 | 1.0034e+104 | 1.0235e+104 | 1.044e+104 | 1.0649e+104 | 1.0862e+104 | 1.1079e+104 | 1.13e+104 | 1.1526e+104 | 1.1757e+104 | 1.1992e+104 | 1.2232e+104 | 1.2477e+104 | 1.2726e+104 | 1.2981e+104 | 1.324e+104 | 1.3505e+104 | 1.3775e+104 | 1.4051e+104 | 1.4332e+104 | 1.4618e+104 | 1.4911e+104 | 1.5209e+104 | 1.5513e+104 | 1.5823e+104 | 1.614e+104 | 1.6463e+104 | 1.6792e+104 | 1.7128e+104 | 1.747e+104 | 1.782e+104 | 1.8176e+104 | 1.854e+104 | 1.891e+104 | 1.9289e+104 | 1.9674e+104 | 2.0068e+104 | 2.0469e+104 | 2.0879e+104 | 2.1296e+104 | 2.1722e+104 | 2.2156e+104 | 2.26e+104 | 2.3052e+104 | 2.3513e+104 | 2.3983e+104 | 2.4463e+104 | 2.4952e+104 | 2.5451e+104 | 2.596e+104 | 2.6479e+104 | 2.7009e+104 | 2.7549e+104 | 2.81e+104 | 2.8662e+104 | 2.9235e+104 | 2.982e+104 | 3.0416e+104 | 3.1024e+104 | 3.1645e+104 | 3.2278e+104 | 3.2923e+104 | 3.3582e+104 | 3.4253e+104 | 3.4939e+104 | 3.5637e+104 | 3.635e+104 | 3.7077e+104 | 3.7819e+104 | 3.8575e+104 | 3.9346e+104 | 4.0133e+104 | 4.0936e+104 | 4.1755e+104 | 4.259e+104 | 4.3442e+104 | 4.4311e+104 | 4.5197e+104 | 4.6101e+104 | 4.7023e+104 | 4.7963e+104 | 4.8922e+104 | 4.9901e+104 | 5.0899e+104 | 5.1917e+104 | 5.2955e+104 | 5.4014e+104 | 5.5095e+104 | 5.6196e+104 | 5.732e+104 | 5.8467e+104 | 5.9636e+104 | 6.0829e+104 | 6.2045e+104 | 6.3286e+104 | 6.4552e+104 | 6.5843e+104 | 6.716e+104 | 6.8503e+104 | 6.9873e+104 | 7.1271e+104 | 7.2696e+104 | 7.415e+104 | 7.5633e+104 | 7.7146e+104 | 7.8689e+104 | 8.0262e+104 | 8.1868e+104 | 8.3505e+104 | 8.5175e+104 | 8.6879e+104 | 8.8616e+104 | 9.0388e+104 | 9.2196e+104 | 9.404e+104 | 9.5921e+104 | 9.7839e+104 | 9.9796e+104 | 1.0179e+105 | 1.0383e+105 | 1.059e+105 | 1.0802e+105 | 1.1018e+105 | 1.1239e+105 | 1.1463e+105 | 1.1693e+105 | 1.1927e+105 | 1.2165e+105 | 1.2408e+105 | 1.2657e+105 | 1.291e+105 | 1.3168e+105 | 1.3431e+105 | 1.37e+105 | 1.3974e+105 | 1.4253e+105 | 1.4538e+105 | 1.4829e+105 | 1.5126e+105 | 1.5428e+105 | 1.5737e+105 | 1.6052e+105 | 1.6373e+105 | 1.67e+105 | 1.7034e+105 | 1.7375e+105 | 1.7722e+105 | 1.8077e+105 | 1.8438e+105 | 1.8807e+105 | 1.9183e+105 | 1.9567e+105 | 1.9958e+105 | 2.0357e+105 | 2.0764e+105 | 2.118e+105 | 2.1603e+105 | 2.2035e+105 | 2.2476e+105 | 2.2926e+105 | 2.3384e+105 | 2.3852e+105 | 2.4329e+105 | 2.4815e+105 | 2.5312e+105 | 2.5818e+105 | 2.6334e+105 | 2.6861e+105 | 2.7398e+105 | 2.7946e+105 | 2.8505e+105 | 2.9075e+105 | 2.9657e+105 | 3.025e+105 | 3.0855e+105 | 3.1472e+105 | 3.2101e+105 | 3.2743e+105 | 3.3398e+105 | 3.4066e+105 | 3.4748e+105 | 3.5443e+105 | 3.6151e+105 | 3.6874e+105 | 3.7612e+105 | 3.8364e+105 | 3.9131e+105 | 3.9914e+105 | 4.0712e+105 | 4.1527e+105 | 4.2357e+105 | 4.3204e+105 | 4.4068e+105 | 4.495e+105 | 4.5849e+105 | 4.6766e+105 | 4.7701e+105 | 4.8655e+105 | 4.9628e+105 | 5.0621e+105 | 5.1633e+105 | 5.2666e+105 | 5.3719e+105 | 5.4793e+105 | 5.5889e+105 | 5.7007e+105 | 5.8147e+105 | 5.931e+105 | 6.0496e+105 | 6.1706e+105 | 6.294e+105 | 6.4199e+105 | 6.5483e+105 | 6.6793e+105 | 6.8129e+105 | 6.9491e+105 | 7.0881e+105 | 7.2299e+105 | 7.3745e+105 | 7.522e+105 | 7.6724e+105 | 7.8259e+105 | 7.9824e+105 | 8.142e+105 | 8.3049e+105 | 8.471e+105 | 8.6404e+105 | 8.8132e+105 | 8.9894e+105 | 9.1692e+105 | 9.3526e+105 | 9.5397e+105 | 9.7305e+105 | 9.9251e+105 | 1.0124e+106 | 1.0326e+106 | 1.0533e+106 | 1.0743e+106 | 1.0958e+106 | 1.1177e+106 | 1.1401e+106 | 1.1629e+106 | 1.1861e+106 | 1.2099e+106 | 1.2341e+106 | 1.2587e+106 | 1.2839e+106 | 1.3096e+106 | 1.3358e+106 | 1.3625e+106 | 1.3897e+106 | 1.4175e+106 | 1.4459e+106 | 1.4748e+106 | 1.5043e+106 | 1.5344e+106 | 1.5651e+106 | 1.5964e+106 | 1.6283e+106 | 1.6609e+106 | 1.6941e+106 | 1.728e+106 | 1.7625e+106 | 1.7978e+106 | 1.8337e+106 | 1.8704e+106 | 1.9078e+106 | 1.946e+106 | 1.9849e+106 | 2.0246e+106 | 2.0651e+106 | 2.1064e+106 | 2.1485e+106 | 2.1915e+106 | 2.2353e+106 | 2.28e+106 | 2.3256e+106 | 2.3721e+106 | 2.4196e+106 | 2.468e+106 | 2.5173e+106 | 2.5677e+106 | 2.619e+106 | 2.6714e+106 | 2.7248e+106 | 2.7793e+106 | 2.8349e+106 | 2.8916e+106 | 2.9495e+106 | 3.0085e+106 | 3.0686e+106 | 3.13e+106 | 3.1926e+106 | 3.2564e+106 | 3.3216e+106 | 3.388e+106 | 3.4558e+106 | 3.5249e+106 | 3.5954e+106 | 3.6673e+106 | 3.7406e+106 | 3.8154e+106 | 3.8918e+106 | 3.9696e+106 | 4.049e+106 | 4.13e+106 | 4.2126e+106 | 4.2968e+106 | 4.3827e+106 | 4.4704e+106 | 4.5598e+106 | 4.651e+106 | 4.744e+106 | 4.8389e+106 | 4.9357e+106 | 5.0344e+106 | 5.1351e+106 | 5.2378e+106 | 5.3425e+106 | 5.4494e+106 | 5.5584e+106 | 5.6696e+106 | 5.7829e+106 | 5.8986e+106 | 6.0166e+106 | 6.1369e+106 | 6.2596e+106 | 6.3848e+106 | 6.5125e+106 | 6.6428e+106 | 6.7756e+106 | 6.9112e+106 | 7.0494e+106 | 7.1904e+106 | 7.3342e+106 | 7.4809e+106 | 7.6305e+106 | 7.7831e+106 | 7.9387e+106 | 8.0975e+106 | 8.2595e+106 | 8.4247e+106 | 8.5932e+106 | 8.765e+106 | 8.9403e+106 | 9.1191e+106 | 9.3015e+106 | 9.4875e+106 | 9.6773e+106 | 9.8708e+106 | 1.0068e+107 | 1.027e+107 | 1.0475e+107 | 1.0685e+107 | 1.0898e+107 | 1.1116e+107 | 1.1338e+107 | 1.1565e+107 | 1.1797e+107 | 1.2032e+107 | 1.2273e+107 | 1.2519e+107 | 1.2769e+107 | 1.3024e+107 | 1.3285e+107 | 1.3551e+107 | 1.3822e+107 | 1.4098e+107 | 1.438e+107 | 1.4668e+107 | 1.4961e+107 | 1.526e+107 | 1.5565e+107 | 1.5877e+107 | 1.6194e+107 | 1.6518e+107 | 1.6848e+107 | 1.7185e+107 | 1.7529e+107 | 1.788e+107 | 1.8237e+107 | 1.8602e+107 | 1.8974e+107 | 1.9353e+107 | 1.9741e+107 | 2.0135e+107 | 2.0538e+107 | 2.0949e+107 | 2.1368e+107 | 2.1795e+107 | 2.2231e+107 | 2.2676e+107 | 2.3129e+107 | 2.3592e+107 | 2.4064e+107 | 2.4545e+107 | 2.5036e+107 | 2.5537e+107 | 2.6047e+107 | 2.6568e+107 | 2.71e+107 | 2.7642e+107 | 2.8194e+107 | 2.8758e+107 | 2.9333e+107 | 2.992e+107 | 3.0519e+107 | 3.1129e+107 | 3.1751e+107 | 3.2386e+107 | 3.3034e+107 | 3.3695e+107 | 3.4369e+107 | 3.5056e+107 | 3.5757e+107 | 3.6472e+107 | 3.7202e+107 | 3.7946e+107 | 3.8705e+107 | 3.9479e+107 | 4.0269e+107 | 4.1074e+107 | 4.1895e+107 | 4.2733e+107 | 4.3588e+107 | 4.446e+107 | 4.5349e+107 | 4.6256e+107 | 4.7181e+107 | 4.8125e+107 | 4.9087e+107 | 5.0069e+107 | 5.107e+107 | 5.2092e+107 | 5.3133e+107 | 5.4196e+107 | 5.528e+107 | 5.6386e+107 | 5.7513e+107 | 5.8664e+107 | 5.9837e+107 | 6.1034e+107 | 6.2254e+107 | 6.3499e+107 | 6.4769e+107 | 6.6065e+107 | 6.7386e+107 | 6.8734e+107 | 7.0109e+107 | 7.1511e+107 | 7.2941e+107 | 7.44e+107 | 7.5888e+107 | 7.7405e+107 | 7.8954e+107 | 8.0533e+107 | 8.2143e+107 | 8.3786e+107 | 8.5462e+107 | 8.7171e+107 | 8.8915e+107 | 9.0693e+107 | 9.2507e+107 | 9.4357e+107 | 9.6244e+107 | 9.8169e+107 | 1.0013e+108 | 1.0213e+108 | 1.0418e+108 | 1.0626e+108 | 1.0839e+108 | 1.1055e+108 | 1.1277e+108 | 1.1502e+108 | 1.1732e+108 | 1.1967e+108 | 1.2206e+108 | 1.245e+108 | 1.2699e+108 | 1.2953e+108 | 1.3212e+108 | 1.3476e+108 | 1.3746e+108 | 1.4021e+108 | 1.4301e+108 | 1.4587e+108 | 1.4879e+108 | 1.5177e+108 | 1.548e+108 | 1.579e+108 | 1.6106e+108 | 1.6428e+108 | 1.6756e+108 | 1.7091e+108 | 1.7433e+108 | 1.7782e+108 | 1.8138e+108 | 1.85e+108 | 1.887e+108 | 1.9248e+108 | 1.9633e+108 | 2.0025e+108 | 2.0426e+108 | 2.0834e+108 | 2.1251e+108 | 2.1676e+108 | 2.211e+108 | 2.2552e+108 | 2.3003e+108 | 2.3463e+108 | 2.3932e+108 | 2.4411e+108 | 2.4899e+108 | 2.5397e+108 | 2.5905e+108 | 2.6423e+108 | 2.6951e+108 | 2.749e+108 | 2.804e+108 | 2.8601e+108 | 2.9173e+108 | 2.9757e+108 | 3.0352e+108 | 3.0959e+108 | 3.1578e+108 | 3.2209e+108 | 3.2854e+108 | 3.3511e+108 | 3.4181e+108 | 3.4865e+108 | 3.5562e+108 | 3.6273e+108 | 3.6999e+108 | 3.7739e+108 | 3.8493e+108 | 3.9263e+108 | 4.0048e+108 | 4.0849e+108 | 4.1666e+108 | 4.25e+108 | 4.335e+108 | 4.4217e+108 | 4.5101e+108 | 4.6003e+108 | 4.6923e+108 | 4.7862e+108 | 4.8819e+108 | 4.9795e+108 | 5.0791e+108 | 5.1807e+108 | 5.2843e+108 | 5.39e+108 | 5.4978e+108 | 5.6078e+108 | 5.7199e+108 | 5.8343e+108 | 5.951e+108 | 6.07e+108 | 6.1914e+108 | 6.3152e+108 | 6.4415e+108 | 6.5704e+108 | 6.7018e+108 | 6.8358e+108 | 6.9725e+108 | 7.112e+108 | 7.2542e+108 | 7.3993e+108 | 7.5473e+108 | 7.6982e+108 | 7.8522e+108 | 8.0092e+108 | 8.1694e+108 | 8.3328e+108 | 8.4995e+108 | 8.6695e+108 | 8.8429e+108 | 9.0197e+108 | 9.2001e+108 | 9.3841e+108 | 9.5718e+108 | 9.7632e+108 | 9.9585e+108 | 1.0158e+109 | 1.0361e+109 | 1.0568e+109 | 1.0779e+109 | 1.0995e+109 | 1.1215e+109 | 1.1439e+109 | 1.1668e+109 | 1.1901e+109 | 1.2139e+109 | 1.2382e+109 | 1.263e+109 | 1.2882e+109 | 1.314e+109 | 1.3403e+109 | 1.3671e+109 | 1.3944e+109 | 1.4223e+109 | 1.4508e+109 | 1.4798e+109 | 1.5094e+109 | 1.5396e+109 | 1.5704e+109 | 1.6018e+109 | 1.6338e+109 | 1.6665e+109 | 1.6998e+109 | 1.7338e+109 | 1.7685e+109 | 1.8038e+109 | 1.8399e+109 | 1.8767e+109 | 1.9143e+109 | 1.9525e+109 | 1.9916e+109 | 2.0314e+109 | 2.072e+109 | 2.1135e+109 | 2.1558e+109 | 2.1989e+109 | 2.2429e+109 | 2.2877e+109 | 2.3335e+109 | 2.3801e+109 | 2.4277e+109 | 2.4763e+109 | 2.5258e+109 | 2.5763e+109 | 2.6279e+109 | 2.6804e+109 | 2.734e+109 | 2.7887e+109 | 2.8445e+109 | 2.9014e+109 | 2.9594e+109 | 3.0186e+109 | 3.079e+109 | 3.1405e+109 | 3.2033e+109 | 3.2674e+109 | 3.3328e+109 | 3.3994e+109 | 3.4674e+109 | 3.5368e+109 | 3.6075e+109 | 3.6796e+109 | 3.7532e+109 | 3.8283e+109 | 3.9049e+109 | 3.983e+109 | 4.0626e+109 | 4.1439e+109 | 4.2267e+109 | 4.3113e+109 | 4.3975e+109 | 4.4855e+109 | 4.5752e+109 | 4.6667e+109 | 4.76e+109 | 4.8552e+109 | 4.9523e+109 | 5.0514e+109 | 5.1524e+109 | 5.2554e+109 | 5.3605e+109 | 5.4677e+109 | 5.5771e+109 | 5.6886e+109 | 5.8024e+109 | 5.9185e+109 | 6.0368e+109 | 6.1576e+109 | 6.2807e+109 | 6.4063e+109 | 6.5345e+109 | 6.6652e+109 | 6.7985e+109 | 6.9344e+109 | 7.0731e+109 | 7.2146e+109 | 7.3589e+109 | 7.506e+109 | 7.6562e+109 | 7.8093e+109 | 7.9655e+109 | 8.1248e+109 | 8.2873e+109 | 8.453e+109 | 8.6221e+109 | 8.7945e+109 | 8.9704e+109 | 9.1498e+109 | 9.3328e+109 | 9.5195e+109 | 9.7099e+109 | 9.9041e+109 | 1.0102e+110 | 1.0304e+110 | 1.051e+110 | 1.072e+110 | 1.0935e+110 | 1.1154e+110 | 1.1377e+110 | 1.1604e+110 | 1.1836e+110 | 1.2073e+110 | 1.2314e+110 | 1.2561e+110 | 1.2812e+110 | 1.3068e+110 | 1.333e+110 | 1.3596e+110 | 1.3868e+110 | 1.4145e+110 | 1.4428e+110 | 1.4717e+110 | 1.5011e+110 | 1.5311e+110 | 1.5618e+110 | 1.593e+110 | 1.6249e+110 | 1.6574e+110 | 1.6905e+110 | 1.7243e+110 | 1.7588e+110 | 1.794e+110 | 1.8299e+110 | 1.8665e+110 | 1.9038e+110 | 1.9419e+110 | 1.9807e+110 | 2.0203e+110 | 2.0607e+110 | 2.1019e+110 | 2.144e+110 | 2.1869e+110 | 2.2306e+110 | 2.2752e+110 | 2.3207e+110 | 2.3671e+110 | 2.4145e+110 | 2.4628e+110 | 2.512e+110 | 2.5623e+110 | 2.6135e+110 | 2.6658e+110 | 2.7191e+110 | 2.7735e+110 | 2.8289e+110 | 2.8855e+110 | 2.9432e+110 | 3.0021e+110 | 3.0621e+110 | 3.1234e+110 | 3.1858e+110 | 3.2496e+110 | 3.3145e+110 | 3.3808e+110 | 3.4485e+110 | 3.5174e+110 | 3.5878e+110 | 3.6595e+110 | 3.7327e+110 | 3.8074e+110 | 3.8835e+110 | 3.9612e+110 | 4.0404e+110 | 4.1212e+110 | 4.2036e+110 | 4.2877e+110 | 4.3735e+110 | 4.4609e+110 | 4.5502e+110 | 4.6412e+110 | 4.734e+110 | 4.8287e+110 | 4.9252e+110 | 5.0237e+110 | 5.1242e+110 | 5.2267e+110 | 5.3312e+110 | 5.4379e+110 | 5.5466e+110 | 5.6576e+110 | 5.7707e+110 | 5.8861e+110 | 6.0038e+110 | 6.1239e+110 | 6.2464e+110 | 6.3713e+110 | 6.4988e+110 | 6.6287e+110 | 6.7613e+110 | 6.8965e+110 | 7.0345e+110 | 7.1751e+110 | 7.3186e+110 | 7.465e+110 | 7.6143e+110 | 7.7666e+110 | 7.9219e+110 | 8.0804e+110 | 8.242e+110 | 8.4068e+110 | 8.575e+110 | 8.7465e+110 | 8.9214e+110 | 9.0998e+110 | 9.2818e+110 | 9.4675e+110 | 9.6568e+110 | 9.8499e+110 | 1.0047e+111 | 1.0248e+111 | 1.0453e+111 | 1.0662e+111 | 1.0875e+111 | 1.1093e+111 | 1.1314e+111 | 1.1541e+111 | 1.1772e+111 | 1.2007e+111 | 1.2247e+111 | 1.2492e+111 | 1.2742e+111 | 1.2997e+111 | 1.3257e+111 | 1.3522e+111 | 1.3792e+111 | 1.4068e+111 | 1.435e+111 | 1.4636e+111 | 1.4929e+111 | 1.5228e+111 | 1.5532e+111 | 1.5843e+111 | 1.616e+111 | 1.6483e+111 | 1.6813e+111 | 1.7149e+111 | 1.7492e+111 | 1.7842e+111 | 1.8199e+111 | 1.8563e+111 | 1.8934e+111 | 1.9313e+111 | 1.9699e+111 | 2.0093e+111 | 2.0495e+111 | 2.0905e+111 | 2.1323e+111 | 2.1749e+111 | 2.2184e+111 | 2.2628e+111 | 2.308e+111 | 2.3542e+111 | 2.4013e+111 | 2.4493e+111 | 2.4983e+111 | 2.5482e+111 | 2.5992e+111 | 2.6512e+111 | 2.7042e+111 | 2.7583e+111 | 2.8135e+111 | 2.8697e+111 | 2.9271e+111 | 2.9857e+111 | 3.0454e+111 | 3.1063e+111 | 3.1684e+111 | 3.2318e+111 | 3.2964e+111 | 3.3624e+111 | 3.4296e+111 | 3.4982e+111 | 3.5682e+111 | 3.6395e+111 | 3.7123e+111 | 3.7866e+111 | 3.8623e+111 | 3.9395e+111 | 4.0183e+111 | 4.0987e+111 | 4.1807e+111 | 4.2643e+111 | 4.3496e+111 | 4.4366e+111 | 4.5253e+111 | 4.6158e+111 | 4.7081e+111 | 4.8023e+111 | 4.8983e+111 | 4.9963e+111 | 5.0962e+111 | 5.1981e+111 | 5.3021e+111 | 5.4081e+111 | 5.5163e+111 | 5.6266e+111 | 5.7392e+111 | 5.8539e+111 | 5.971e+111 | 6.0904e+111 | 6.2123e+111 | 6.3365e+111 | 6.4632e+111 | 6.5925e+111 | 6.7243e+111 | 6.8588e+111 | 6.996e+111 | 7.1359e+111 | 7.2787e+111 | 7.4242e+111 | 7.5727e+111 | 7.7242e+111 | 7.8786e+111 | 8.0362e+111 | 8.1969e+111 | 8.3609e+111 | 8.5281e+111 | 8.6987e+111 | 8.8726e+111 | 9.0501e+111 | 9.2311e+111 | 9.4157e+111 | 9.604e+111 | 9.7961e+111 | 9.992e+111 | 1.0192e+112 | 1.0396e+112 | 1.0604e+112 | 1.0816e+112 | 1.1032e+112 | 1.1253e+112 | 1.1478e+112 | 1.1707e+112 | 1.1941e+112 | 1.218e+112 | 1.2424e+112 | 1.2672e+112 | 1.2926e+112 | 1.3184e+112 | 1.3448e+112 | 1.3717e+112 | 1.3991e+112 | 1.4271e+112 | 1.4556e+112 | 1.4848e+112 | 1.5145e+112 | 1.5447e+112 | 1.5756e+112 | 1.6072e+112 | 1.6393e+112 | 1.6721e+112 | 1.7055e+112 | 1.7396e+112 | 1.7744e+112 | 1.8099e+112 | 1.8461e+112 | 1.883e+112 | 1.9207e+112 | 1.9591e+112 | 1.9983e+112 | 2.0383e+112 | 2.079e+112 | 2.1206e+112 | 2.163e+112 | 2.2063e+112 | 2.2504e+112 | 2.2954e+112 | 2.3413e+112 | 2.3881e+112 | 2.4359e+112 | 2.4846e+112 | 2.5343e+112 | 2.585e+112 | 2.6367e+112 | 2.6894e+112 | 2.7432e+112 | 2.7981e+112 | 2.8541e+112 | 2.9111e+112 | 2.9694e+112 | 3.0287e+112 | 3.0893e+112 | 3.1511e+112 | 3.2141e+112 | 3.2784e+112 | 3.344e+112 | 3.4109e+112 | 3.4791e+112 | 3.5487e+112 | 3.6196e+112 | 3.692e+112 | 3.7659e+112 | 3.8412e+112 | 3.918e+112 | 3.9964e+112 | 4.0763e+112 | 4.1578e+112 | 4.241e+112 | 4.3258e+112 | 4.4123e+112 | 4.5006e+112 | 4.5906e+112 | 4.6824e+112 | 4.776e+112 | 4.8716e+112 | 4.969e+112 | 5.0684e+112 | 5.1697e+112 | 5.2731e+112 | 5.3786e+112 | 5.4862e+112 | 5.5959e+112 | 5.7078e+112 | 5.822e+112 | 5.9384e+112 | 6.0572e+112 | 6.1783e+112 | 6.3019e+112 | 6.4279e+112 | 6.5565e+112 | 6.6876e+112 | 6.8213e+112 | 6.9578e+112 | 7.0969e+112 | 7.2389e+112 | 7.3836e+112 | 7.5313e+112 | 7.6819e+112 | 7.8356e+112 | 7.9923e+112 | 8.1521e+112 | 8.3152e+112 | 8.4815e+112 | 8.6511e+112 | 8.8241e+112 | 9.0006e+112 | 9.1806e+112 | 9.3643e+112 | 9.5515e+112 | 9.7426e+112 | 9.9374e+112 | 1.0136e+113 | 1.0339e+113 | 1.0546e+113 | 1.0757e+113 | 1.0972e+113 | 1.1191e+113 | 1.1415e+113 | 1.1643e+113 | 1.1876e+113 | 1.2114e+113 | 1.2356e+113 | 1.2603e+113 | 1.2855e+113 | 1.3112e+113 | 1.3374e+113 | 1.3642e+113 | 1.3915e+113 | 1.4193e+113 | 1.4477e+113 | 1.4766e+113 | 1.5062e+113 | 1.5363e+113 | 1.567e+113 | 1.5984e+113 | 1.6303e+113 | 1.6629e+113 | 1.6962e+113 | 1.7301e+113 | 1.7647e+113 | 1.8e+113 | 1.836e+113 | 1.8727e+113 | 1.9102e+113 | 1.9484e+113 | 1.9874e+113 | 2.0271e+113 | 2.0677e+113 | 2.109e+113 | 2.1512e+113 | 2.1942e+113 | 2.2381e+113 | 2.2829e+113 | 2.3285e+113 | 2.3751e+113 | 2.4226e+113 | 2.471e+113 | 2.5205e+113 | 2.5709e+113 | 2.6223e+113 | 2.6747e+113 | 2.7282e+113 | 2.7828e+113 | 2.8385e+113 | 2.8952e+113 | 2.9531e+113 | 3.0122e+113 | 3.0724e+113 | 3.1339e+113 | 3.1966e+113 | 3.2605e+113 | 3.3257e+113 | 3.3922e+113 | 3.4601e+113 | 3.5293e+113 | 3.5999e+113 | 3.6718e+113 | 3.7453e+113 | 3.8202e+113 | 3.8966e+113 | 3.9745e+113 | 4.054e+113 | 4.1351e+113 | 4.2178e+113 | 4.3022e+113 | 4.3882e+113 | 4.476e+113 | 4.5655e+113 | 4.6568e+113 | 4.7499e+113 | 4.8449e+113 | 4.9418e+113 | 5.0407e+113 | 5.1415e+113 | 5.2443e+113 | 5.3492e+113 | 5.4562e+113 | 5.5653e+113 | 5.6766e+113 | 5.7901e+113 | 5.9059e+113 | 6.0241e+113 | 6.1445e+113 | 6.2674e+113 | 6.3928e+113 | 6.5206e+113 | 6.651e+113 | 6.7841e+113 | 6.9197e+113 | 7.0581e+113 | 7.1993e+113 | 7.3433e+113 | 7.4902e+113 | 7.64e+113 | 7.7928e+113 | 7.9486e+113 | 8.1076e+113 | 8.2697e+113 | 8.4351e+113 | 8.6038e+113 | 8.7759e+113 | 8.9514e+113 | 9.1305e+113 | 9.3131e+113 | 9.4993e+113 | 9.6893e+113 | 9.8831e+113 | 1.0081e+114 | 1.0282e+114 | 1.0488e+114 | 1.0698e+114 | 1.0912e+114 | 1.113e+114 | 1.1353e+114 | 1.158e+114 | 1.1811e+114 | 1.2047e+114 | 1.2288e+114 | 1.2534e+114 | 1.2785e+114 | 1.3041e+114 | 1.3301e+114 | 1.3567e+114 | 1.3839e+114 | 1.4116e+114 | 1.4398e+114 | 1.4686e+114 | 1.4979e+114 | 1.5279e+114 | 1.5585e+114 | 1.5896e+114 | 1.6214e+114 | 1.6539e+114 | 1.6869e+114 | 1.7207e+114 | 1.7551e+114 | 1.7902e+114 | 1.826e+114 | 1.8625e+114 | 1.8998e+114 | 1.9378e+114 | 1.9765e+114 | 2.016e+114 | 2.0564e+114 | 2.0975e+114 | 2.1394e+114 | 2.1822e+114 | 2.2259e+114 | 2.2704e+114 | 2.3158e+114 | 2.3621e+114 | 2.4094e+114 | 2.4575e+114 | 2.5067e+114 | 2.5568e+114 | 2.608e+114 | 2.6601e+114 | 2.7133e+114 | 2.7676e+114 | 2.8229e+114 | 2.8794e+114 | 2.937e+114 | 2.9957e+114 | 3.0556e+114 | 3.1168e+114 | 3.1791e+114 | 3.2427e+114 | 3.3075e+114 | 3.3737e+114 | 3.4412e+114 | 3.51e+114 | 3.5802e+114 | 3.6518e+114 | 3.7248e+114 | 3.7993e+114 | 3.8753e+114 | 3.9528e+114 | 4.0319e+114 | 4.1125e+114 | 4.1947e+114 | 4.2786e+114 | 4.3642e+114 | 4.4515e+114 | 4.5405e+114 | 4.6313e+114 | 4.724e+114 | 4.8184e+114 | 4.9148e+114 | 5.0131e+114 | 5.1134e+114 | 5.2156e+114 | 5.32e+114 | 5.4264e+114 | 5.5349e+114 | 5.6456e+114 | 5.7585e+114 | 5.8737e+114 | 5.9911e+114 | 6.111e+114 | 6.2332e+114 | 6.3578e+114 | 6.485e+114 | 6.6147e+114 | 6.747e+114 | 6.8819e+114 | 7.0196e+114 | 7.16e+114 | 7.3032e+114 | 7.4492e+114 | 7.5982e+114 | 7.7502e+114 | 7.9052e+114 | 8.0633e+114 | 8.2245e+114 | 8.389e+114 | 8.5568e+114 | 8.728e+114 | 8.9025e+114 | 9.0806e+114 | 9.2622e+114 | 9.4474e+114 | 9.6364e+114 | 9.8291e+114 | 1.0026e+115 | 1.0226e+115 | 1.0431e+115 | 1.0639e+115 | 1.0852e+115 | 1.1069e+115 | 1.1291e+115 | 1.1516e+115 | 1.1747e+115 | 1.1982e+115 | 1.2221e+115 | 1.2466e+115 | 1.2715e+115 | 1.2969e+115 | 1.3229e+115 | 1.3493e+115 | 1.3763e+115 | 1.4038e+115 | 1.4319e+115 | 1.4606e+115 | 1.4898e+115 | 1.5196e+115 | 1.5499e+115 | 1.5809e+115 | 1.6126e+115 | 1.6448e+115 | 1.6777e+115 | 1.7113e+115 | 1.7455e+115 | 1.7804e+115 | 1.816e+115 | 1.8523e+115 | 1.8894e+115 | 1.9272e+115 | 1.9657e+115 | 2.005e+115 | 2.0451e+115 | 2.086e+115 | 2.1277e+115 | 2.1703e+115 | 2.2137e+115 | 2.258e+115 | 2.3031e+115 | 2.3492e+115 | 2.3962e+115 | 2.4441e+115 | 2.493e+115 | 2.5429e+115 | 2.5937e+115 | 2.6456e+115 | 2.6985e+115 | 2.7525e+115 | 2.8075e+115 | 2.8637e+115 | 2.9209e+115 | 2.9794e+115 | 3.0389e+115 | 3.0997e+115 | 3.1617e+115 | 3.225e+115 | 3.2895e+115 | 3.3552e+115 | 3.4223e+115 | 3.4908e+115 | 3.5606e+115 | 3.6318e+115 | 3.7045e+115 | 3.7785e+115 | 3.8541e+115 | 3.9312e+115 | 4.0098e+115 | 4.09e+115 | 4.1718e+115 | 4.2553e+115 | 4.3404e+115 | 4.4272e+115 | 4.5157e+115 | 4.606e+115 | 4.6982e+115 | 4.7921e+115 | 4.888e+115 | 4.9857e+115 | 5.0854e+115 | 5.1871e+115 | 5.2909e+115 | 5.3967e+115 | 5.5046e+115 | 5.6147e+115 | 5.727e+115 | 5.8416e+115 | 5.9584e+115 | 6.0776e+115 | 6.1991e+115 | 6.3231e+115 | 6.4496e+115 | 6.5785e+115 | 6.7101e+115 | 6.8443e+115 | 6.9812e+115 | 7.1208e+115 | 7.2632e+115 | 7.4085e+115 | 7.5567e+115 | 7.7078e+115 | 7.862e+115 | 8.0192e+115 | 8.1796e+115 | 8.3432e+115 | 8.5101e+115 | 8.6803e+115 | 8.8539e+115 | 9.0309e+115 | 9.2116e+115 | 9.3958e+115 | 9.5837e+115 | 9.7754e+115 | 9.9709e+115 | 1.017e+116 | 1.0374e+116 | 1.0581e+116 | 1.0793e+116 | 1.1009e+116 | 1.1229e+116 | 1.1453e+116 | 1.1682e+116 | 1.1916e+116 | 1.2154e+116 | 1.2398e+116 | 1.2645e+116 | 1.2898e+116 | 1.3156e+116 | 1.3419e+116 | 1.3688e+116 | 1.3962e+116 | 1.4241e+116 | 1.4526e+116 | 1.4816e+116 | 1.5113e+116 | 1.5415e+116 | 1.5723e+116 | 1.6038e+116 | 1.6358e+116 | 1.6685e+116 | 1.7019e+116 | 1.736e+116 | 1.7707e+116 | 1.8061e+116 | 1.8422e+116 | 1.8791e+116 | 1.9166e+116 | 1.955e+116 | 1.9941e+116 | 2.0339e+116 | 2.0746e+116 | 2.1161e+116 | 2.1584e+116 | 2.2016e+116 | 2.2456e+116 | 2.2906e+116 | 2.3364e+116 | 2.3831e+116 | 2.4308e+116 | 2.4794e+116 | 2.529e+116 | 2.5795e+116 | 2.6311e+116 | 2.6838e+116 | 2.7374e+116 | 2.7922e+116 | 2.848e+116 | 2.905e+116 | 2.9631e+116 | 3.0223e+116 | 3.0828e+116 | 3.1444e+116 | 3.2073e+116 | 3.2715e+116 | 3.3369e+116 | 3.4036e+116 | 3.4717e+116 | 3.5412e+116 | 3.612e+116 | 3.6842e+116 | 3.7579e+116 | 3.8331e+116 | 3.9097e+116 | 3.9879e+116 | 4.0677e+116 | 4.149e+116 | 4.232e+116 | 4.3166e+116 | 4.403e+116 | 4.491e+116 | 4.5809e+116 | 4.6725e+116 | 4.7659e+116 | 4.8612e+116 | 4.9585e+116 | 5.0576e+116 | 5.1588e+116 | 5.262e+116 | 5.3672e+116 | 5.4745e+116 | 5.584e+116 | 5.6957e+116 | 5.8096e+116 | 5.9258e+116 | 6.0443e+116 | 6.1652e+116 | 6.2885e+116 | 6.4143e+116 | 6.5426e+116 | 6.6734e+116 | 6.8069e+116 | 6.9431e+116 | 7.0819e+116 | 7.2236e+116 | 7.368e+116 | 7.5154e+116 | 7.6657e+116 | 7.819e+116 | 7.9754e+116 | 8.1349e+116 | 8.2976e+116 | 8.4635e+116 | 8.6328e+116 | 8.8055e+116 | 8.9816e+116 | 9.1612e+116 | 9.3444e+116 | 9.5313e+116 | 9.7219e+116 | 9.9164e+116 | 1.0115e+117 | 1.0317e+117 | 1.0523e+117 | 1.0734e+117 | 1.0948e+117 | 1.1167e+117 | 1.1391e+117 | 1.1619e+117 | 1.1851e+117 | 1.2088e+117 | 1.233e+117 | 1.2576e+117 | 1.2828e+117 | 1.3084e+117 | 1.3346e+117 | 1.3613e+117 | 1.3885e+117 | 1.4163e+117 | 1.4446e+117 | 1.4735e+117 | 1.503e+117 | 1.5331e+117 | 1.5637e+117 | 1.595e+117 | 1.6269e+117 | 1.6594e+117 | 1.6926e+117 | 1.7265e+117 | 1.761e+117 | 1.7962e+117 | 1.8321e+117 | 1.8688e+117 | 1.9062e+117 | 1.9443e+117 | 1.9832e+117 | 2.0228e+117 | 2.0633e+117 | 2.1046e+117 | 2.1466e+117 | 2.1896e+117 | 2.2334e+117 | 2.278e+117 | 2.3236e+117 | 2.3701e+117 | 2.4175e+117 | 2.4658e+117 | 2.5151e+117 | 2.5654e+117 | 2.6167e+117 | 2.6691e+117 | 2.7225e+117 | 2.7769e+117 | 2.8325e+117 | 2.8891e+117 | 2.9469e+117 | 3.0058e+117 | 3.0659e+117 | 3.1273e+117 | 3.1898e+117 | 3.2536e+117 | 3.3187e+117 | 3.385e+117 | 3.4527e+117 | 3.5218e+117 | 3.5922e+117 | 3.6641e+117 | 3.7374e+117 | 3.8121e+117 | 3.8883e+117 | 3.9661e+117 | 4.0454e+117 | 4.1263e+117 | 4.2089e+117 | 4.2931e+117 | 4.3789e+117 | 4.4665e+117 | 4.5558e+117 | 4.6469e+117 | 4.7399e+117 | 4.8347e+117 | 4.9314e+117 | 5.03e+117 | 5.1306e+117 | 5.2332e+117 | 5.3379e+117 | 5.4446e+117 | 5.5535e+117 | 5.6646e+117 | 5.7779e+117 | 5.8934e+117 | 6.0113e+117 | 6.1315e+117 | 6.2542e+117 | 6.3792e+117 | 6.5068e+117 | 6.637e+117 | 6.7697e+117 | 6.9051e+117 | 7.0432e+117 | 7.1841e+117 | 7.3278e+117 | 7.4743e+117 | 7.6238e+117 | 7.7763e+117 | 7.9318e+117 | 8.0904e+117 | 8.2522e+117 | 8.4173e+117 | 8.5856e+117 | 8.7573e+117 | 8.9325e+117 | 9.1111e+117 | 9.2934e+117 | 9.4792e+117 | 9.6688e+117 | 9.8622e+117 | 1.0059e+118 | 1.0261e+118 | 1.0466e+118 | 1.0675e+118 | 1.0889e+118 | 1.1106e+118 | 1.1329e+118 | 1.1555e+118 | 1.1786e+118 | 1.2022e+118 | 1.2262e+118 | 1.2508e+118 | 1.2758e+118 | 1.3013e+118 | 1.3273e+118 | 1.3539e+118 | 1.3809e+118 | 1.4086e+118 | 1.4367e+118 | 1.4655e+118 | 1.4948e+118 | 1.5247e+118 | 1.5552e+118 | 1.5863e+118 | 1.618e+118 | 1.6504e+118 | 1.6834e+118 | 1.717e+118 | 1.7514e+118 | 1.7864e+118 | 1.8221e+118 | 1.8586e+118 | 1.8957e+118 | 1.9337e+118 | 1.9723e+118 | 2.0118e+118 | 2.052e+118 | 2.0931e+118 | 2.1349e+118 | 2.1776e+118 | 2.2212e+118 | 2.2656e+118 | 2.3109e+118 | 2.3571e+118 | 2.4043e+118 | 2.4523e+118 | 2.5014e+118 | 2.5514e+118 | 2.6024e+118 | 2.6545e+118 | 2.7076e+118 | 2.7617e+118 | 2.817e+118 | 2.8733e+118 | 2.9308e+118 | 2.9894e+118 | 3.0492e+118 | 3.1102e+118 | 3.1724e+118 | 3.2358e+118 | 3.3005e+118 | 3.3665e+118 | 3.4339e+118 | 3.5026e+118 | 3.5726e+118 | 3.6441e+118 | 3.7169e+118 | 3.7913e+118 | 3.8671e+118 | 3.9444e+118 | 4.0233e+118 | 4.1038e+118 | 4.1859e+118 | 4.2696e+118 | 4.355e+118 | 4.4421e+118 | 4.5309e+118 | 4.6215e+118 | 4.714e+118 | 4.8083e+118 | 4.9044e+118 | 5.0025e+118 | 5.1026e+118 | 5.2046e+118 | 5.3087e+118 | 5.4149e+118 | 5.5232e+118 | 5.6336e+118 | 5.7463e+118 | 5.8612e+118 | 5.9785e+118 | 6.098e+118 | 6.22e+118 | 6.3444e+118 | 6.4713e+118 | 6.6007e+118 | 6.7327e+118 | 6.8674e+118 | 7.0047e+118 | 7.1448e+118 | 7.2877e+118 | 7.4335e+118 | 7.5821e+118 | 7.7338e+118 | 7.8884e+118 | 8.0462e+118 | 8.2071e+118 | 8.3713e+118 | 8.5387e+118 | 8.7095e+118 | 8.8837e+118 | 9.0613e+118 | 9.2426e+118 | 9.4274e+118 | 9.616e+118 | 9.8083e+118 | 1.0004e+119 | 1.0205e+119 | 1.0409e+119 | 1.0617e+119 | 1.0829e+119 | 1.1046e+119 | 1.1267e+119 | 1.1492e+119 | 1.1722e+119 | 1.1956e+119 | 1.2195e+119 | 1.2439e+119 | 1.2688e+119 | 1.2942e+119 | 1.3201e+119 | 1.3465e+119 | 1.3734e+119 | 1.4009e+119 | 1.4289e+119 | 1.4575e+119 | 1.4866e+119 | 1.5163e+119 | 1.5467e+119 | 1.5776e+119 | 1.6092e+119 | 1.6413e+119 | 1.6742e+119 | 1.7076e+119 | 1.7418e+119 | 1.7766e+119 | 1.8122e+119 | 1.8484e+119 | 1.8854e+119 | 1.9231e+119 | 1.9615e+119 | 2.0008e+119 | 2.0408e+119 | 2.0816e+119 | 2.1232e+119 | 2.1657e+119 | 2.209e+119 | 2.2532e+119 | 2.2983e+119 | 2.3442e+119 | 2.3911e+119 | 2.4389e+119 | 2.4877e+119 | 2.5375e+119 | 2.5882e+119 | 2.64e+119 | 2.6928e+119 | 2.7466e+119 | 2.8016e+119 | 2.8576e+119 | 2.9148e+119 | 2.9731e+119 | 3.0325e+119 | 3.0932e+119 | 3.155e+119 | 3.2181e+119 | 3.2825e+119 | 3.3481e+119 | 3.4151e+119 | 3.4834e+119 | 3.5531e+119 | 3.6241e+119 | 3.6966e+119 | 3.7706e+119 | 3.846e+119 | 3.9229e+119 | 4.0013e+119 | 4.0814e+119 | 4.163e+119 | 4.2463e+119 | 4.3312e+119 | 4.4178e+119 | 4.5062e+119 | 4.5963e+119 | 4.6882e+119 | 4.782e+119 | 4.8776e+119 | 4.9752e+119 | 5.0747e+119 | 5.1762e+119 | 5.2797e+119 | 5.3853e+119 | 5.493e+119 | 5.6028e+119 | 5.7149e+119 | 5.8292e+119 | 5.9458e+119 | 6.0647e+119 | 6.186e+119 | 6.3097e+119 | 6.4359e+119 | 6.5646e+119 | 6.6959e+119 | 6.8298e+119 | 6.9664e+119 | 7.1058e+119 | 7.2479e+119 | 7.3928e+119 | 7.5407e+119 | 7.6915e+119 | 7.8453e+119 | 8.0022e+119 | 8.1623e+119 | 8.3255e+119 | 8.492e+119 | 8.6619e+119 | 8.8351e+119 | 9.0118e+119 | 9.1921e+119 | 9.3759e+119 | 9.5634e+119 | 9.7547e+119 | 9.9498e+119 | 1.0149e+120 | 1.0352e+120 | 1.0559e+120 | 1.077e+120 | 1.0985e+120 | 1.1205e+120 | 1.1429e+120 | 1.1658e+120 | 1.1891e+120 | 1.2129e+120 | 1.2371e+120 | 1.2619e+120 | 1.2871e+120 | 1.3129e+120 | 1.3391e+120 | 1.3659e+120 | 1.3932e+120 | 1.4211e+120 | 1.4495e+120 | 1.4785e+120 | 1.5081e+120 | 1.5382e+120 | 1.569e+120 | 1.6004e+120 | 1.6324e+120 | 1.665e+120 | 1.6983e+120 | 1.7323e+120 | 1.7669e+120 | 1.8023e+120 | 1.8383e+120 | 1.8751e+120 | 1.9126e+120 | 1.9508e+120 | 1.9898e+120 | 2.0296e+120 | 2.0702e+120 | 2.1116e+120 | 2.1539e+120 | 2.197e+120 | 2.2409e+120 | 2.2857e+120 | 2.3314e+120 | 2.378e+120 | 2.4256e+120 | 2.4741e+120 | 2.5236e+120 | 2.5741e+120 | 2.6256e+120 | 2.6781e+120 | 2.7316e+120 | 2.7863e+120 | 2.842e+120 | 2.8988e+120 | 2.9568e+120 | 3.0159e+120 | 3.0763e+120 | 3.1378e+120 | 3.2005e+120 | 3.2646e+120 | 3.3298e+120 | 3.3964e+120 | 3.4644e+120 | 3.5337e+120 | 3.6043e+120 | 3.6764e+120 | 3.7499e+120 | 3.8249e+120 | 3.9014e+120 | 3.9795e+120 | 4.0591e+120 | 4.1402e+120 | 4.223e+120 | 4.3075e+120 | 4.3937e+120 | 4.4815e+120 | 4.5712e+120 | 4.6626e+120 | 4.7558e+120 | 4.851e+120 | 4.948e+120 | 5.0469e+120 | 5.1479e+120 | 5.2508e+120 | 5.3558e+120 | 5.463e+120 | 5.5722e+120 | 5.6837e+120 | 5.7973e+120 | 5.9133e+120 | 6.0316e+120 | 6.1522e+120 | 6.2752e+120 | 6.4007e+120 | 6.5287e+120 | 6.6593e+120 | 6.7925e+120 | 6.9284e+120 | 7.0669e+120 | 7.2083e+120 | 7.3524e+120 | 7.4995e+120 | 7.6495e+120 | 7.8025e+120 | 7.9585e+120 | 8.1177e+120 | 8.28e+120 | 8.4456e+120 | 8.6145e+120 | 8.7868e+120 | 8.9626e+120 | 9.1418e+120 | 9.3247e+120 | 9.5111e+120 | 9.7014e+120 | 9.8954e+120 | 1.0093e+121 | 1.0295e+121 | 1.0501e+121 | 1.0711e+121 | 1.0925e+121 | 1.1144e+121 | 1.1367e+121 | 1.1594e+121 | 1.1826e+121 | 1.2062e+121 | 1.2304e+121 | 1.255e+121 | 1.2801e+121 | 1.3057e+121 | 1.3318e+121 | 1.3584e+121 | 1.3856e+121 | 1.4133e+121 | 1.4416e+121 | 1.4704e+121 | 1.4998e+121 | 1.5298e+121 | 1.5604e+121 | 1.5916e+121 | 1.6234e+121 | 1.6559e+121 | 1.689e+121 | 1.7228e+121 | 1.7573e+121 | 1.7924e+121 | 1.8283e+121 | 1.8648e+121 | 1.9021e+121 | 1.9402e+121 | 1.979e+121 | 2.0185e+121 | 2.0589e+121 | 2.1001e+121 | 2.1421e+121 | 2.1849e+121 | 2.2286e+121 | 2.2732e+121 | 2.3187e+121 | 2.3651e+121 | 2.4124e+121 | 2.4606e+121 | 2.5098e+121 | 2.56e+121 | 2.6112e+121 | 2.6634e+121 | 2.7167e+121 | 2.771e+121 | 2.8265e+121 | 2.883e+121 | 2.9406e+121 | 2.9995e+121 | 3.0594e+121 | 3.1206e+121 | 3.183e+121 | 3.2467e+121 | 3.3116e+121 | 3.3779e+121 | 3.4454e+121 | 3.5143e+121 | 3.5846e+121 | 3.6563e+121 | 3.7295e+121 | 3.804e+121 | 3.8801e+121 | 3.9577e+121 | 4.0369e+121 | 4.1176e+121 | 4.2e+121 | 4.284e+121 | 4.3696e+121 | 4.457e+121 | 4.5462e+121 | 4.6371e+121 | 4.7298e+121 | 4.8244e+121 | 4.9209e+121 | 5.0193e+121 | 5.1197e+121 | 5.2221e+121 | 5.3266e+121 | 5.4331e+121 | 5.5418e+121 | 5.6526e+121 | 5.7657e+121 | 5.881e+121 | 5.9986e+121 | 6.1186e+121 | 6.2409e+121 | 6.3657e+121 | 6.4931e+121 | 6.6229e+121 | 6.7554e+121 | 6.8905e+121 | 7.0283e+121 | 7.1689e+121 | 7.3122e+121 | 7.4585e+121 | 7.6077e+121 | 7.7598e+121 | 7.915e+121 | 8.0733e+121 | 8.2348e+121 | 8.3995e+121 | 8.5675e+121 | 8.7388e+121 | 8.9136e+121 | 9.0919e+121 | 9.2737e+121 | 9.4592e+121 | 9.6484e+121 | 9.8413e+121 | 1.0038e+122 | 1.0239e+122 | 1.0444e+122 | 1.0653e+122 | 1.0866e+122 | 1.1083e+122 | 1.1305e+122 | 1.1531e+122 | 1.1761e+122 | 1.1997e+122 | 1.2236e+122 | 1.2481e+122 | 1.2731e+122 | 1.2985e+122 | 1.3245e+122 | 1.351e+122 | 1.378e+122 | 1.4056e+122 | 1.4337e+122 | 1.4624e+122 | 1.4916e+122 | 1.5214e+122 | 1.5519e+122 | 1.5829e+122 | 1.6146e+122 | 1.6469e+122 | 1.6798e+122 | 1.7134e+122 | 1.7477e+122 | 1.7826e+122 | 1.8183e+122 | 1.8546e+122 | 1.8917e+122 | 1.9296e+122 | 1.9682e+122 | 2.0075e+122 | 2.0477e+122 | 2.0886e+122 | 2.1304e+122 | 2.173e+122 | 2.2165e+122 | 2.2608e+122 | 2.306e+122 | 2.3521e+122 | 2.3992e+122 | 2.4472e+122 | 2.4961e+122 | 2.546e+122 | 2.5969e+122 | 2.6489e+122 | 2.7019e+122 | 2.7559e+122 | 2.811e+122 | 2.8672e+122 | 2.9246e+122 | 2.9831e+122 | 3.0427e+122 | 3.1036e+122 | 3.1657e+122 | 3.229e+122 | 3.2935e+122 | 3.3594e+122 | 3.4266e+122 | 3.4951e+122 | 3.565e+122 | 3.6363e+122 | 3.7091e+122 | 3.7832e+122 | 3.8589e+122 | 3.9361e+122 | 4.0148e+122 | 4.0951e+122 | 4.177e+122 | 4.2606e+122 | 4.3458e+122 | 4.4327e+122 | 4.5213e+122 | 4.6118e+122 | 4.704e+122 | 4.7981e+122 | 4.894e+122 | 4.9919e+122 | 5.0918e+122 | 5.1936e+122 | 5.2975e+122 | 5.4034e+122 | 5.5115e+122 | 5.6217e+122 | 5.7341e+122 | 5.8488e+122 | 5.9658e+122 | 6.0851e+122 | 6.2068e+122 | 6.331e+122 | 6.4576e+122 | 6.5867e+122 | 6.7185e+122 | 6.8528e+122 | 6.9899e+122 | 7.1297e+122 | 7.2723e+122 | 7.4177e+122 | 7.5661e+122 | 7.7174e+122 | 7.8717e+122 | 8.0292e+122 | 8.1898e+122 | 8.3536e+122 | 8.5206e+122 | 8.691e+122 | 8.8649e+122 | 9.0422e+122 | 9.223e+122 | 9.4075e+122 | 9.5956e+122 | 9.7875e+122 | 9.9833e+122 | 1.0183e+123 | 1.0387e+123 | 1.0594e+123 | 1.0806e+123 | 1.1022e+123 | 1.1243e+123 | 1.1468e+123 | 1.1697e+123 | 1.1931e+123 | 1.217e+123 | 1.2413e+123 | 1.2661e+123 | 1.2914e+123 | 1.3173e+123 | 1.3436e+123 | 1.3705e+123 | 1.3979e+123 | 1.4259e+123 | 1.4544e+123 | 1.4835e+123 | 1.5131e+123 | 1.5434e+123 | 1.5743e+123 | 1.6057e+123 | 1.6379e+123 | 1.6706e+123 | 1.704e+123 | 1.7381e+123 | 1.7729e+123 | 1.8083e+123 | 1.8445e+123 | 1.8814e+123 | 1.919e+123 | 1.9574e+123 | 1.9965e+123 | 2.0365e+123 | 2.0772e+123 | 2.1188e+123 | 2.1611e+123 | 2.2043e+123 | 2.2484e+123 | 2.2934e+123 | 2.3393e+123 | 2.3861e+123 | 2.4338e+123 | 2.4825e+123 | 2.5321e+123 | 2.5827e+123 | 2.6344e+123 | 2.6871e+123 | 2.7408e+123 | 2.7956e+123 | 2.8516e+123 | 2.9086e+123 | 2.9668e+123 | 3.0261e+123 | 3.0866e+123 | 3.1484e+123 | 3.2113e+123 | 3.2755e+123 | 3.3411e+123 | 3.4079e+123 | 3.476e+123 | 3.5456e+123 | 3.6165e+123 | 3.6888e+123 | 3.7626e+123 | 3.8378e+123 | 3.9146e+123 | 3.9929e+123 | 4.0727e+123 | 4.1542e+123 | 4.2373e+123 | 4.322e+123 | 4.4085e+123 | 4.4966e+123 | 4.5866e+123 | 4.6783e+123 | 4.7719e+123 | 4.8673e+123 | 4.9646e+123 | 5.0639e+123 | 5.1652e+123 | 5.2685e+123 | 5.3739e+123 | 5.4814e+123 | 5.591e+123 | 5.7028e+123 | 5.8169e+123 | 5.9332e+123 | 6.0519e+123 | 6.1729e+123 | 6.2964e+123 | 6.4223e+123 | 6.5507e+123 | 6.6817e+123 | 6.8154e+123 | 6.9517e+123 | 7.0907e+123 | 7.2325e+123 | 7.3772e+123 | 7.5247e+123 | 7.6752e+123 | 7.8287e+123 | 7.9853e+123 | 8.145e+123 | 8.3079e+123 | 8.4741e+123 | 8.6435e+123 | 8.8164e+123 | 8.9927e+123 | 9.1726e+123 | 9.3561e+123 | 9.5432e+123 | 9.734e+123 | 9.9287e+123 | 1.0127e+124 | 1.033e+124 | 1.0536e+124 | 1.0747e+124 | 1.0962e+124 | 1.1181e+124 | 1.1405e+124 | 1.1633e+124 | 1.1866e+124 | 1.2103e+124 | 1.2345e+124 | 1.2592e+124 | 1.2844e+124 | 1.3101e+124 | 1.3363e+124 | 1.363e+124 | 1.3903e+124 | 1.4181e+124 | 1.4464e+124 | 1.4754e+124 | 1.5049e+124 | 1.535e+124 | 1.5657e+124 | 1.597e+124 | 1.6289e+124 | 1.6615e+124 | 1.6947e+124 | 1.7286e+124 | 1.7632e+124 | 1.7985e+124 | 1.8344e+124 | 1.8711e+124 | 1.9085e+124 | 1.9467e+124 | 1.9856e+124 | 2.0253e+124 | 2.0659e+124 | 2.1072e+124 | 2.1493e+124 | 2.1923e+124 | 2.2361e+124 | 2.2809e+124 | 2.3265e+124 | 2.373e+124 | 2.4205e+124 | 2.4689e+124 | 2.5183e+124 | 2.5686e+124 | 2.62e+124 | 2.6724e+124 | 2.7259e+124 | 2.7804e+124 | 2.836e+124 | 2.8927e+124 | 2.9505e+124 | 3.0096e+124 | 3.0698e+124 | 3.1311e+124 | 3.1938e+124 | 3.2576e+124 | 3.3228e+124 | 3.3893e+124 | 3.457e+124 | 3.5262e+124 | 3.5967e+124 | 3.6686e+124 | 3.742e+124 | 3.8168e+124 | 3.8932e+124 | 3.971e+124 | 4.0505e+124 | 4.1315e+124 | 4.2141e+124 | 4.2984e+124 | 4.3844e+124 | 4.472e+124 | 4.5615e+124 | 4.6527e+124 | 4.7458e+124 | 4.8407e+124 | 4.9375e+124 | 5.0363e+124 | 5.137e+124 | 5.2397e+124 | 5.3445e+124 | 5.4514e+124 | 5.5604e+124 | 5.6716e+124 | 5.7851e+124 | 5.9008e+124 | 6.0188e+124 | 6.1392e+124 | 6.2619e+124 | 6.3872e+124 | 6.5149e+124 | 6.6452e+124 | 6.7781e+124 | 6.9137e+124 | 7.052e+124 | 7.193e+124 | 7.3369e+124 | 7.4836e+124 | 7.6333e+124 | 7.7859e+124 | 7.9417e+124 | 8.1005e+124 | 8.2625e+124 | 8.4278e+124 | 8.5963e+124 | 8.7682e+124 | 8.9436e+124 | 9.1225e+124 | 9.3049e+124 | 9.491e+124 | 9.6808e+124 | 9.8745e+124 | 1.0072e+125 | 1.0273e+125 | 1.0479e+125 | 1.0688e+125 | 1.0902e+125 | 1.112e+125 | 1.1343e+125 | 1.1569e+125 | 1.1801e+125 | 1.2037e+125 | 1.2278e+125 | 1.2523e+125 | 1.2774e+125 | 1.3029e+125 | 1.329e+125 | 1.3556e+125 | 1.3827e+125 | 1.4103e+125 | 1.4385e+125 | 1.4673e+125 | 1.4966e+125 | 1.5266e+125 | 1.5571e+125 | 1.5882e+125 | 1.62e+125 | 1.6524e+125 | 1.6855e+125 | 1.7192e+125 | 1.7536e+125 | 1.7886e+125 | 1.8244e+125 | 1.8609e+125 | 1.8981e+125 | 1.9361e+125 | 1.9748e+125 | 2.0143e+125 | 2.0546e+125 | 2.0957e+125 | 2.1376e+125 | 2.1803e+125 | 2.2239e+125 | 2.2684e+125 | 2.3138e+125 | 2.36e+125 | 2.4072e+125 | 2.4554e+125 | 2.5045e+125 | 2.5546e+125 | 2.6057e+125 | 2.6578e+125 | 2.711e+125 | 2.7652e+125 | 2.8205e+125 | 2.8769e+125 | 2.9344e+125 | 2.9931e+125 | 3.053e+125 | 3.114e+125 | 3.1763e+125 | 3.2398e+125 | 3.3046e+125 | 3.3707e+125 | 3.4381e+125 | 3.5069e+125 | 3.577e+125 | 3.6486e+125 | 3.7216e+125 | 3.796e+125 | 3.8719e+125 | 3.9493e+125 | 4.0283e+125 | 4.1089e+125 | 4.1911e+125 | 4.2749e+125 | 4.3604e+125 | 4.4476e+125 | 4.5366e+125 | 4.6273e+125 | 4.7198e+125 | 4.8142e+125 | 4.9105e+125 | 5.0087e+125 | 5.1089e+125 | 5.2111e+125 | 5.3153e+125 | 5.4216e+125 | 5.53e+125 | 5.6406e+125 | 5.7535e+125 | 5.8685e+125 | 5.9859e+125 | 6.1056e+125 | 6.2277e+125 | 6.3523e+125 | 6.4793e+125 | 6.6089e+125 | 6.7411e+125 | 6.8759e+125 | 7.0134e+125 | 7.1537e+125 | 7.2968e+125 | 7.4427e+125 | 7.5916e+125 | 7.7434e+125 | 7.8983e+125 | 8.0562e+125 | 8.2173e+125 | 8.3817e+125 | 8.5493e+125 | 8.7203e+125 | 8.8947e+125 | 9.0726e+125 | 9.2541e+125 | 9.4391e+125 | 9.6279e+125 | 9.8205e+125 | 1.0017e+126 | 1.0217e+126 | 1.0422e+126 | 1.063e+126 | 1.0843e+126 | 1.1059e+126 | 1.1281e+126 | 1.1506e+126 | 1.1736e+126 | 1.1971e+126 | 1.2211e+126 | 1.2455e+126 | 1.2704e+126 | 1.2958e+126 | 1.3217e+126 | 1.3481e+126 | 1.3751e+126 | 1.4026e+126 | 1.4307e+126 | 1.4593e+126 | 1.4885e+126 | 1.5182e+126 | 1.5486e+126 | 1.5796e+126 | 1.6112e+126 | 1.6434e+126 | 1.6762e+126 | 1.7098e+126 | 1.744e+126 | 1.7788e+126 | 1.8144e+126 | 1.8507e+126 | 1.8877e+126 | 1.9255e+126 | 1.964e+126 | 2.0033e+126 | 2.0433e+126 | 2.0842e+126 | 2.1259e+126 | 2.1684e+126 | 2.2118e+126 | 2.256e+126 | 2.3011e+126 | 2.3471e+126 | 2.3941e+126 | 2.442e+126 | 2.4908e+126 | 2.5406e+126 | 2.5914e+126 | 2.6433e+126 | 2.6961e+126 | 2.7501e+126 | 2.8051e+126 | 2.8612e+126 | 2.9184e+126 | 2.9768e+126 | 3.0363e+126 | 3.097e+126 | 3.159e+126 | 3.2221e+126 | 3.2866e+126 | 3.3523e+126 | 3.4194e+126 | 3.4877e+126 | 3.5575e+126 | 3.6286e+126 | 3.7012e+126 | 3.7752e+126 | 3.8507e+126 | 3.9278e+126 | 4.0063e+126 | 4.0864e+126 | 4.1682e+126 | 4.2515e+126 | 4.3366e+126 | 4.4233e+126 | 4.5118e+126 | 4.602e+126 | 4.694e+126 | 4.7879e+126 | 4.8837e+126 | 4.9814e+126 | 5.081e+126 | 5.1826e+126 | 5.2862e+126 | 5.392e+126 | 5.4998e+126 | 5.6098e+126 | 5.722e+126 | 5.8364e+126 | 5.9532e+126 | 6.0722e+126 | 6.1937e+126 | 6.3176e+126 | 6.4439e+126 | 6.5728e+126 | 6.7042e+126 | 6.8383e+126 | 6.9751e+126 | 7.1146e+126 | 7.2569e+126 | 7.402e+126 | 7.5501e+126 | 7.7011e+126 | 7.8551e+126 | 8.0122e+126 | 8.1724e+126 | 8.3359e+126 | 8.5026e+126 | 8.6727e+126 | 8.8461e+126 | 9.023e+126 | 9.2035e+126 | 9.3876e+126 | 9.5753e+126 | 9.7668e+126 | 9.9622e+126 | 1.0161e+127 | 1.0365e+127 | 1.0572e+127 | 1.0783e+127 | 1.0999e+127 | 1.1219e+127 | 1.1443e+127 | 1.1672e+127 | 1.1906e+127 | 1.2144e+127 | 1.2387e+127 | 1.2634e+127 | 1.2887e+127 | 1.3145e+127 | 1.3408e+127 | 1.3676e+127 | 1.3949e+127 | 1.4228e+127 | 1.4513e+127 | 1.4803e+127 | 1.5099e+127 | 1.5401e+127 | 1.5709e+127 | 1.6023e+127 | 1.6344e+127 | 1.6671e+127 | 1.7004e+127 | 1.7344e+127 | 1.7691e+127 | 1.8045e+127 | 1.8406e+127 | 1.8774e+127 | 1.915e+127 | 1.9533e+127 | 1.9923e+127 | 2.0322e+127 | 2.0728e+127 | 2.1143e+127 | 2.1566e+127 | 2.1997e+127 | 2.2437e+127 | 2.2886e+127 | 2.3343e+127 | 2.381e+127 | 2.4286e+127 | 2.4772e+127 | 2.5267e+127 | 2.5773e+127 | 2.6288e+127 | 2.6814e+127 | 2.735e+127 | 2.7897e+127 | 2.8455e+127 | 2.9024e+127 | 2.9605e+127 | 3.0197e+127 | 3.0801e+127 | 3.1417e+127 | 3.2045e+127 | 3.2686e+127 | 3.334e+127 | 3.4007e+127 | 3.4687e+127 | 3.5381e+127 | 3.6088e+127 | 3.681e+127 | 3.7546e+127 | 3.8297e+127 | 3.9063e+127 | 3.9844e+127 | 4.0641e+127 | 4.1454e+127 | 4.2283e+127 | 4.3129e+127 | 4.3991e+127 | 4.4871e+127 | 4.5768e+127 | 4.6684e+127 | 4.7618e+127 | 4.857e+127 | 4.9541e+127 | 5.0532e+127 | 5.1543e+127 | 5.2574e+127 | 5.3625e+127 | 5.4698e+127 | 5.5792e+127 | 5.6907e+127 | 5.8045e+127 | 5.9206e+127 | 6.0391e+127 | 6.1598e+127 | 6.283e+127 | 6.4087e+127 | 6.5369e+127 | 6.6676e+127 | 6.801e+127 | 6.937e+127 | 7.0757e+127 | 7.2172e+127 | 7.3616e+127 | 7.5088e+127 | 7.659e+127 | 7.8122e+127 | 7.9684e+127 | 8.1278e+127 | 8.2903e+127 | 8.4561e+127 | 8.6253e+127 | 8.7978e+127 | 8.9737e+127 | 9.1532e+127 | 9.3363e+127 | 9.523e+127 | 9.7134e+127 | 9.9077e+127 | 1.0106e+128 | 1.0308e+128 | 1.0514e+128 | 1.0724e+128 | 1.0939e+128 | 1.1158e+128 | 1.1381e+128 | 1.1608e+128 | 1.1841e+128 | 1.2077e+128 | 1.2319e+128 | 1.2565e+128 | 1.2817e+128 | 1.3073e+128 | 1.3334e+128 | 1.3601e+128 | 1.3873e+128 | 1.4151e+128 | 1.4434e+128 | 1.4722e+128 | 1.5017e+128 | 1.5317e+128 | 1.5623e+128 | 1.5936e+128 | 1.6255e+128 | 1.658e+128 | 1.6911e+128 | 1.725e+128 | 1.7595e+128 | 1.7946e+128 | 1.8305e+128 | 1.8671e+128 | 1.9045e+128 | 1.9426e+128 | 1.9814e+128 | 2.0211e+128 | 2.0615e+128 | 2.1027e+128 | 2.1448e+128 | 2.1877e+128 | 2.2314e+128 | 2.276e+128 | 2.3216e+128 | 2.368e+128 | 2.4154e+128 | 2.4637e+128 | 2.5129e+128 | 2.5632e+128 | 2.6145e+128 | 2.6667e+128 | 2.7201e+128 | 2.7745e+128 | 2.83e+128 | 2.8866e+128 | 2.9443e+128 | 3.0032e+128 | 3.0633e+128 | 3.1245e+128 | 3.187e+128 | 3.2507e+128 | 3.3158e+128 | 3.3821e+128 | 3.4497e+128 | 3.5187e+128 | 3.5891e+128 | 3.6609e+128 | 3.7341e+128 | 3.8088e+128 | 3.8849e+128 | 3.9626e+128 | 4.0419e+128 | 4.1227e+128 | 4.2052e+128 | 4.2893e+128 | 4.3751e+128 | 4.4626e+128 | 4.5518e+128 | 4.6429e+128 | 4.7357e+128 | 4.8304e+128 | 4.9271e+128 | 5.0256e+128 | 5.1261e+128 | 5.2286e+128 | 5.3332e+128 | 5.4399e+128 | 5.5487e+128 | 5.6596e+128 | 5.7728e+128 | 5.8883e+128 | 6.006e+128 | 6.1262e+128 | 6.2487e+128 | 6.3737e+128 | 6.5011e+128 | 6.6312e+128 | 6.7638e+128 | 6.8991e+128 | 7.037e+128 | 7.1778e+128 | 7.3213e+128 | 7.4678e+128 | 7.6171e+128 | 7.7695e+128 | 7.9249e+128 | 8.0833e+128 | 8.245e+128 | 8.4099e+128 | 8.5781e+128 | 8.7497e+128 | 8.9247e+128 | 9.1032e+128 | 9.2852e+128 | 9.4709e+128 | 9.6604e+128 | 9.8536e+128 | 1.0051e+129 | 1.0252e+129 | 1.0457e+129 | 1.0666e+129 | 1.0879e+129 | 1.1097e+129 | 1.1319e+129 | 1.1545e+129 | 1.1776e+129 | 1.2011e+129 | 1.2252e+129 | 1.2497e+129 | 1.2747e+129 | 1.3002e+129 | 1.3262e+129 | 1.3527e+129 | 1.3797e+129 | 1.4073e+129 | 1.4355e+129 | 1.4642e+129 | 1.4935e+129 | 1.5233e+129 | 1.5538e+129 | 1.5849e+129 | 1.6166e+129 | 1.6489e+129 | 1.6819e+129 | 1.7155e+129 | 1.7498e+129 | 1.7848e+129 | 1.8205e+129 | 1.8569e+129 | 1.8941e+129 | 1.932e+129 | 1.9706e+129 | 2.01e+129 | 2.0502e+129 | 2.0912e+129 | 2.133e+129 | 2.1757e+129 | 2.2192e+129 | 2.2636e+129 | 2.3089e+129 | 2.3551e+129 | 2.4022e+129 | 2.4502e+129 | 2.4992e+129 | 2.5492e+129 | 2.6002e+129 | 2.6522e+129 | 2.7052e+129 | 2.7593e+129 | 2.8145e+129 | 2.8708e+129 | 2.9282e+129 | 2.9868e+129 | 3.0465e+129 | 3.1074e+129 | 3.1696e+129 | 3.233e+129 | 3.2976e+129 | 3.3636e+129 | 3.4309e+129 | 3.4995e+129 | 3.5695e+129 | 3.6409e+129 | 3.7137e+129 | 3.788e+129 | 3.8637e+129 | 3.941e+129 | 4.0198e+129 | 4.1002e+129 | 4.1822e+129 | 4.2659e+129 | 4.3512e+129 | 4.4382e+129 | 4.527e+129 | 4.6175e+129 | 4.7098e+129 | 4.804e+129 | 4.9001e+129 | 4.9981e+129 | 5.0981e+129 | 5.2e+129 | 5.3041e+129 | 5.4101e+129 | 5.5183e+129 | 5.6287e+129 | 5.7413e+129 | 5.8561e+129 | 5.9732e+129 | 6.0927e+129 | 6.2145e+129 | 6.3388e+129 | 6.4656e+129 | 6.5949e+129 | 6.7268e+129 | 6.8614e+129 | 6.9986e+129 | 7.1386e+129 | 7.2813e+129 | 7.427e+129 | 7.5755e+129 | 7.727e+129 | 7.8815e+129 | 8.0392e+129 | 8.2e+129 | 8.364e+129 | 8.5312e+129 | 8.7019e+129 | 8.8759e+129 | 9.0534e+129 | 9.2345e+129 | 9.4192e+129 | 9.6076e+129 | 9.7997e+129 | 9.9957e+129 | 1.0196e+130 | 1.04e+130 | 1.0608e+130 | 1.082e+130 | 1.1036e+130 | 1.1257e+130 | 1.1482e+130 | 1.1712e+130 | 1.1946e+130 | 1.2185e+130 | 1.2428e+130 | 1.2677e+130 | 1.2931e+130 | 1.3189e+130 | 1.3453e+130 | 1.3722e+130 | 1.3996e+130 | 1.4276e+130 | 1.4562e+130 | 1.4853e+130 | 1.515e+130 | 1.5453e+130 | 1.5762e+130 | 1.6077e+130 | 1.6399e+130 | 1.6727e+130 | 1.7062e+130 | 1.7403e+130 | 1.7751e+130 | 1.8106e+130 | 1.8468e+130 | 1.8837e+130 | 1.9214e+130 | 1.9598e+130 | 1.999e+130 | 2.039e+130 | 2.0798e+130 | 2.1214e+130 | 2.1638e+130 | 2.2071e+130 | 2.2512e+130 | 2.2963e+130 | 2.3422e+130 | 2.389e+130 | 2.4368e+130 | 2.4855e+130 | 2.5353e+130 | 2.586e+130 | 2.6377e+130 | 2.6904e+130 | 2.7442e+130 | 2.7991e+130 | 2.8551e+130 | 2.9122e+130 | 2.9705e+130 | 3.0299e+130 | 3.0905e+130 | 3.1523e+130 | 3.2153e+130 | 3.2796e+130 | 3.3452e+130 | 3.4121e+130 | 3.4804e+130 | 3.55e+130 | 3.621e+130 | 3.6934e+130 | 3.7673e+130 | 3.8426e+130 | 3.9194e+130 | 3.9978e+130 | 4.0778e+130 | 4.1594e+130 | 4.2425e+130 | 4.3274e+130 | 4.4139e+130 | 4.5022e+130 | 4.5923e+130 | 4.6841e+130 | 4.7778e+130 | 4.8733e+130 | 4.9708e+130 | 5.0702e+130 | 5.1716e+130 | 5.2751e+130 | 5.3806e+130 | 5.4882e+130 | 5.5979e+130 | 5.7099e+130 | 5.8241e+130 | 5.9406e+130 | 6.0594e+130 | 6.1806e+130 | 6.3042e+130 | 6.4303e+130 | 6.5589e+130 | 6.6901e+130 | 6.8239e+130 | 6.9603e+130 | 7.0995e+130 | 7.2415e+130 | 7.3864e+130 | 7.5341e+130 | 7.6848e+130 | 7.8385e+130 | 7.9952e+130 | 8.1551e+130 | 8.3182e+130 | 8.4846e+130 | 8.6543e+130 | 8.8274e+130 | 9.0039e+130 | 9.184e+130 | 9.3677e+130 | 9.555e+130 | 9.7461e+130 | 9.9411e+130 | 1.014e+131 | 1.0343e+131 | 1.055e+131 | 1.0761e+131 | 1.0976e+131 | 1.1195e+131 | 1.1419e+131 | 1.1648e+131 | 1.188e+131 | 1.2118e+131 | 1.236e+131 | 1.2608e+131 | 1.286e+131 | 1.3117e+131 | 1.3379e+131 | 1.3647e+131 | 1.392e+131 | 1.4198e+131 | 1.4482e+131 | 1.4772e+131 | 1.5067e+131 | 1.5369e+131 | 1.5676e+131 | 1.599e+131 | 1.6309e+131 | 1.6636e+131 | 1.6968e+131 | 1.7308e+131 | 1.7654e+131 | 1.8007e+131 | 1.8367e+131 | 1.8734e+131 | 1.9109e+131 | 1.9491e+131 | 1.9881e+131 | 2.0279e+131 | 2.0684e+131 | 2.1098e+131 | 2.152e+131 | 2.195e+131 | 2.2389e+131 | 2.2837e+131 | 2.3294e+131 | 2.376e+131 | 2.4235e+131 | 2.472e+131 | 2.5214e+131 | 2.5718e+131 | 2.6233e+131 | 2.6757e+131 | 2.7292e+131 | 2.7838e+131 | 2.8395e+131 | 2.8963e+131 | 2.9542e+131 | 3.0133e+131 | 3.0736e+131 | 3.135e+131 | 3.1977e+131 | 3.2617e+131 | 3.3269e+131 | 3.3935e+131 | 3.4613e+131 | 3.5306e+131 | 3.6012e+131 | 3.6732e+131 | 3.7467e+131 | 3.8216e+131 | 3.898e+131 | 3.976e+131 | 4.0555e+131 | 4.1366e+131 | 4.2194e+131 | 4.3037e+131 | 4.3898e+131 | 4.4776e+131 | 4.5672e+131 | 4.6585e+131 | 4.7517e+131 | 4.8467e+131 | 4.9436e+131 | 5.0425e+131 | 5.1434e+131 | 5.2462e+131 | 5.3512e+131 | 5.4582e+131 | 5.5673e+131 | 5.6787e+131 | 5.7923e+131 | 5.9081e+131 | 6.0263e+131 | 6.1468e+131 | 6.2697e+131 | 6.3951e+131 | 6.523e+131 | 6.6535e+131 | 6.7866e+131 | 6.9223e+131 | 7.0607e+131 | 7.202e+131 | 7.346e+131 | 7.4929e+131 | 7.6428e+131 | 7.7956e+131 | 7.9515e+131 | 8.1106e+131 | 8.2728e+131 | 8.4382e+131 | 8.607e+131 | 8.7791e+131 | 8.9547e+131 | 9.1338e+131 | 9.3165e+131 | 9.5028e+131 | 9.6929e+131 | 9.8867e+131 | 1.0084e+132 | 1.0286e+132 | 1.0492e+132 | 1.0702e+132 | 1.0916e+132 | 1.1134e+132 | 1.1357e+132 | 1.1584e+132 | 1.1816e+132 | 1.2052e+132 | 1.2293e+132 | 1.2539e+132 | 1.279e+132 | 1.3045e+132 | 1.3306e+132 | 1.3572e+132 | 1.3844e+132 | 1.4121e+132 | 1.4403e+132 | 1.4691e+132 | 1.4985e+132 | 1.5285e+132 | 1.559e+132 | 1.5902e+132 | 1.622e+132 | 1.6545e+132 | 1.6876e+132 | 1.7213e+132 | 1.7557e+132 | 1.7908e+132 | 1.8267e+132 | 1.8632e+132 | 1.9005e+132 | 1.9385e+132 | 1.9772e+132 | 2.0168e+132 | 2.0571e+132 | 2.0983e+132 | 2.1402e+132 | 2.183e+132 | 2.2267e+132 | 2.2712e+132 | 2.3166e+132 | 2.363e+132 | 2.4102e+132 | 2.4584e+132 | 2.5076e+132 | 2.5578e+132 | 2.6089e+132 | 2.6611e+132 | 2.7143e+132 | 2.7686e+132 | 2.824e+132 | 2.8805e+132 | 2.9381e+132 | 2.9968e+132 | 3.0568e+132 | 3.1179e+132 | 3.1803e+132 | 3.2439e+132 | 3.3087e+132 | 3.3749e+132 | 3.4424e+132 | 3.5113e+132 | 3.5815e+132 | 3.6531e+132 | 3.7262e+132 | 3.8007e+132 | 3.8767e+132 | 3.9543e+132 | 4.0333e+132 | 4.114e+132 | 4.1963e+132 | 4.2802e+132 | 4.3658e+132 | 4.4531e+132 | 4.5422e+132 | 4.633e+132 | 4.7257e+132 | 4.8202e+132 | 4.9166e+132 | 5.015e+132 | 5.1153e+132 | 5.2176e+132 | 5.3219e+132 | 5.4283e+132 | 5.5369e+132 | 5.6477e+132 | 5.7606e+132 | 5.8758e+132 | 5.9933e+132 | 6.1132e+132 | 6.2355e+132 | 6.3602e+132 | 6.4874e+132 | 6.6171e+132 | 6.7495e+132 | 6.8845e+132 | 7.0221e+132 | 7.1626e+132 | 7.3058e+132 | 7.452e+132 | 7.601e+132 | 7.753e+132 | 7.9081e+132 | 8.0662e+132 | 8.2276e+132 | 8.3921e+132 | 8.56e+132 | 8.7312e+132 | 8.9058e+132 | 9.0839e+132 | 9.2656e+132 | 9.4509e+132 | 9.6399e+132 | 9.8327e+132 | 1.0029e+133 | 1.023e+133 | 1.0435e+133 | 1.0643e+133 | 1.0856e+133 | 1.1073e+133 | 1.1295e+133 | 1.1521e+133 | 1.1751e+133 | 1.1986e+133 | 1.2226e+133 | 1.247e+133 | 1.272e+133 | 1.2974e+133 | 1.3234e+133 | 1.3498e+133 | 1.3768e+133 | 1.4044e+133 | 1.4324e+133 | 1.4611e+133 | 1.4903e+133 | 1.5201e+133 | 1.5505e+133 | 1.5815e+133 | 1.6132e+133 | 1.6454e+133 | 1.6783e+133 | 1.7119e+133 | 1.7461e+133 | 1.7811e+133 | 1.8167e+133 | 1.853e+133 | 1.8901e+133 | 1.9279e+133 | 1.9664e+133 | 2.0058e+133 | 2.0459e+133 | 2.0868e+133 | 2.1285e+133 | 2.1711e+133 | 2.2145e+133 | 2.2588e+133 | 2.304e+133 | 2.3501e+133 | 2.3971e+133 | 2.445e+133 | 2.4939e+133 | 2.5438e+133 | 2.5947e+133 | 2.6466e+133 | 2.6995e+133 | 2.7535e+133 | 2.8085e+133 | 2.8647e+133 | 2.922e+133 | 2.9805e+133 | 3.0401e+133 | 3.1009e+133 | 3.1629e+133 | 3.2261e+133 | 3.2907e+133 | 3.3565e+133 | 3.4236e+133 | 3.4921e+133 | 3.5619e+133 | 3.6332e+133 | 3.7058e+133 | 3.7799e+133 | 3.8555e+133 | 3.9326e+133 | 4.0113e+133 | 4.0915e+133 | 4.1734e+133 | 4.2568e+133 | 4.342e+133 | 4.4288e+133 | 4.5174e+133 | 4.6077e+133 | 4.6999e+133 | 4.7939e+133 | 4.8898e+133 | 4.9875e+133 | 5.0873e+133 | 5.189e+133 | 5.2928e+133 | 5.3987e+133 | 5.5067e+133 | 5.6168e+133 | 5.7291e+133 | 5.8437e+133 | 5.9606e+133 | 6.0798e+133 | 6.2014e+133 | 6.3254e+133 | 6.4519e+133 | 6.581e+133 | 6.7126e+133 | 6.8468e+133 | 6.9838e+133 | 7.1234e+133 | 7.2659e+133 | 7.4112e+133 | 7.5595e+133 | 7.7106e+133 | 7.8649e+133 | 8.0222e+133 | 8.1826e+133 | 8.3463e+133 | 8.5132e+133 | 8.6834e+133 | 8.8571e+133 | 9.0343e+133 | 9.2149e+133 | 9.3992e+133 | 9.5872e+133 | 9.779e+133 | 9.9745e+133 | 1.0174e+134 | 1.0378e+134 | 1.0585e+134 | 1.0797e+134 | 1.1013e+134 | 1.1233e+134 | 1.1458e+134 | 1.1687e+134 | 1.1921e+134 | 1.2159e+134 | 1.2402e+134 | 1.265e+134 | 1.2903e+134 | 1.3161e+134 | 1.3424e+134 | 1.3693e+134 | 1.3967e+134 | 1.4246e+134 | 1.4531e+134 | 1.4822e+134 | 1.5118e+134 | 1.542e+134 | 1.5729e+134 | 1.6043e+134 | 1.6364e+134 | 1.6692e+134 | 1.7025e+134 | 1.7366e+134 | 1.7713e+134 | 1.8068e+134 | 1.8429e+134 | 1.8797e+134 | 1.9173e+134 | 1.9557e+134 | 1.9948e+134 | 2.0347e+134 | 2.0754e+134 | 2.1169e+134 | 2.1592e+134 | 2.2024e+134 | 2.2465e+134 | 2.2914e+134 | 2.3372e+134 | 2.384e+134 | 2.4316e+134 | 2.4803e+134 | 2.5299e+134 | 2.5805e+134 | 2.6321e+134 | 2.6847e+134 | 2.7384e+134 | 2.7932e+134 | 2.8491e+134 | 2.906e+134 | 2.9642e+134 | 3.0234e+134 | 3.0839e+134 | 3.1456e+134 | 3.2085e+134 | 3.2727e+134 | 3.3381e+134 | 3.4049e+134 | 3.473e+134 | 3.5425e+134 | 3.6133e+134 | 3.6856e+134 | 3.7593e+134 | 3.8345e+134 | 3.9112e+134 | 3.9894e+134 | 4.0692e+134 | 4.1505e+134 | 4.2336e+134 | 4.3182e+134 | 4.4046e+134 | 4.4927e+134 | 4.5825e+134 | 4.6742e+134 | 4.7677e+134 | 4.863e+134 | 4.9603e+134 | 5.0595e+134 | 5.1607e+134 | 5.2639e+134 | 5.3692e+134 | 5.4766e+134 | 5.5861e+134 | 5.6978e+134 | 5.8118e+134 | 5.928e+134 | 6.0466e+134 | 6.1675e+134 | 6.2908e+134 | 6.4167e+134 | 6.545e+134 | 6.6759e+134 | 6.8094e+134 | 6.9456e+134 | 7.0845e+134 | 7.2262e+134 | 7.3707e+134 | 7.5181e+134 | 7.6685e+134 | 7.8219e+134 | 7.9783e+134 | 8.1379e+134 | 8.3006e+134 | 8.4666e+134 | 8.636e+134 | 8.8087e+134 | 8.9849e+134 | 9.1646e+134 | 9.3479e+134 | 9.5348e+134 | 9.7255e+134 | 9.92e+134 | 1.0118e+135 | 1.0321e+135 | 1.0527e+135 | 1.0738e+135 | 1.0953e+135 | 1.1172e+135 | 1.1395e+135 | 1.1623e+135 | 1.1855e+135 | 1.2092e+135 | 1.2334e+135 | 1.2581e+135 | 1.2833e+135 | 1.3089e+135 | 1.3351e+135 | 1.3618e+135 | 1.389e+135 | 1.4168e+135 | 1.4452e+135 | 1.4741e+135 | 1.5035e+135 | 1.5336e+135 | 1.5643e+135 | 1.5956e+135 | 1.6275e+135 | 1.66e+135 | 1.6932e+135 | 1.7271e+135 | 1.7616e+135 | 1.7969e+135 | 1.8328e+135 | 1.8695e+135 | 1.9069e+135 | 1.945e+135 | 1.9839e+135 | 2.0236e+135 | 2.064e+135 | 2.1053e+135 | 2.1474e+135 | 2.1904e+135 | 2.2342e+135 | 2.2789e+135 | 2.3245e+135 | 2.3709e+135 | 2.4184e+135 | 2.4667e+135 | 2.5161e+135 | 2.5664e+135 | 2.6177e+135 | 2.6701e+135 | 2.7235e+135 | 2.7779e+135 | 2.8335e+135 | 2.8902e+135 | 2.948e+135 | 3.0069e+135 | 3.0671e+135 | 3.1284e+135 | 3.191e+135 | 3.2548e+135 | 3.3199e+135 | 3.3863e+135 | 3.454e+135 | 3.5231e+135 | 3.5936e+135 | 3.6654e+135 | 3.7387e+135 | 3.8135e+135 | 3.8898e+135 | 3.9676e+135 | 4.0469e+135 | 4.1279e+135 | 4.2104e+135 | 4.2946e+135 | 4.3805e+135 | 4.4681e+135 | 4.5575e+135 | 4.6486e+135 | 4.7416e+135 | 4.8364e+135 | 4.9332e+135 | 5.0318e+135 | 5.1325e+135 | 5.2351e+135 | 5.3398e+135 | 5.4466e+135 | 5.5556e+135 | 5.6667e+135 | 5.78e+135 | 5.8956e+135 | 6.0135e+135 | 6.1338e+135 | 6.2565e+135 | 6.3816e+135 | 6.5092e+135 | 6.6394e+135 | 6.7722e+135 | 6.9076e+135 | 7.0458e+135 | 7.1867e+135 | 7.3304e+135 | 7.4771e+135 | 7.6266e+135 | 7.7791e+135 | 7.9347e+135 | 8.0934e+135 | 8.2553e+135 | 8.4204e+135 | 8.5888e+135 | 8.7606e+135 | 8.9358e+135 | 9.1145e+135 | 9.2968e+135 | 9.4827e+135 | 9.6724e+135 | 9.8658e+135 | 1.0063e+136 | 1.0264e+136 | 1.047e+136 | 1.0679e+136 | 1.0893e+136 | 1.1111e+136 | 1.1333e+136 | 1.1559e+136 | 1.1791e+136 | 1.2026e+136 | 1.2267e+136 | 1.2512e+136 | 1.2762e+136 | 1.3018e+136 | 1.3278e+136 | 1.3544e+136 | 1.3815e+136 | 1.4091e+136 | 1.4373e+136 | 1.466e+136 | 1.4953e+136 | 1.5252e+136 | 1.5557e+136 | 1.5869e+136 | 1.6186e+136 | 1.651e+136 | 1.684e+136 | 1.7177e+136 | 1.752e+136 | 1.7871e+136 | 1.8228e+136 | 1.8593e+136 | 1.8964e+136 | 1.9344e+136 | 1.9731e+136 | 2.0125e+136 | 2.0528e+136 | 2.0938e+136 | 2.1357e+136 | 2.1784e+136 | 2.222e+136 | 2.2664e+136 | 2.3117e+136 | 2.358e+136 | 2.4051e+136 | 2.4532e+136 | 2.5023e+136 | 2.5524e+136 | 2.6034e+136 | 2.6555e+136 | 2.7086e+136 | 2.7628e+136 | 2.818e+136 | 2.8744e+136 | 2.9319e+136 | 2.9905e+136 | 3.0503e+136 | 3.1113e+136 | 3.1735e+136 | 3.237e+136 | 3.3017e+136 | 3.3678e+136 | 3.4351e+136 | 3.5038e+136 | 3.5739e+136 | 3.6454e+136 | 3.7183e+136 | 3.7927e+136 | 3.8685e+136 | 3.9459e+136 | 4.0248e+136 | 4.1053e+136 | 4.1874e+136 | 4.2712e+136 | 4.3566e+136 | 4.4437e+136 | 4.5326e+136 | 4.6232e+136 | 4.7157e+136 | 4.81e+136 | 4.9062e+136 | 5.0043e+136 | 5.1044e+136 | 5.2065e+136 | 5.3106e+136 | 5.4169e+136 | 5.5252e+136 | 5.6357e+136 | 5.7484e+136 | 5.8634e+136 | 5.9807e+136 | 6.1003e+136 | 6.2223e+136 | 6.3467e+136 | 6.4736e+136 | 6.6031e+136 | 6.7352e+136 | 6.8699e+136 | 7.0073e+136 | 7.1474e+136 | 7.2904e+136 | 7.4362e+136 | 7.5849e+136 | 7.7366e+136 | 7.8913e+136 | 8.0492e+136 | 8.2102e+136 | 8.3744e+136 | 8.5418e+136 | 8.7127e+136 | 8.8869e+136 | 9.0647e+136 | 9.246e+136 | 9.4309e+136 | 9.6195e+136 | 9.8119e+136 | 1.0008e+137 | 1.0208e+137 | 1.0412e+137 | 1.0621e+137 | 1.0833e+137 | 1.105e+137 | 1.1271e+137 | 1.1496e+137 | 1.1726e+137 | 1.1961e+137 | 1.22e+137 | 1.2444e+137 | 1.2693e+137 | 1.2947e+137 | 1.3206e+137 | 1.347e+137 | 1.3739e+137 | 1.4014e+137 | 1.4294e+137 | 1.458e+137 | 1.4872e+137 | 1.5169e+137 | 1.5472e+137 | 1.5782e+137 | 1.6097e+137 | 1.6419e+137 | 1.6748e+137 | 1.7083e+137 | 1.7424e+137 | 1.7773e+137 | 1.8128e+137 | 1.8491e+137 | 1.8861e+137 | 1.9238e+137 | 1.9623e+137 | 2.0015e+137 | 2.0415e+137 | 2.0824e+137 | 2.124e+137 | 2.1665e+137 | 2.2098e+137 | 2.254e+137 | 2.2991e+137 | 2.3451e+137 | 2.392e+137 | 2.4398e+137 | 2.4886e+137 | 2.5384e+137 | 2.5892e+137 | 2.641e+137 | 2.6938e+137 | 2.7477e+137 | 2.8026e+137 | 2.8587e+137 | 2.9158e+137 | 2.9741e+137 | 3.0336e+137 | 3.0943e+137 | 3.1562e+137 | 3.2193e+137 | 3.2837e+137 | 3.3494e+137 | 3.4164e+137 | 3.4847e+137 | 3.5544e+137 | 3.6255e+137 | 3.698e+137 | 3.7719e+137 | 3.8474e+137 | 3.9243e+137 | 4.0028e+137 | 4.0829e+137 | 4.1645e+137 | 4.2478e+137 | 4.3328e+137 | 4.4194e+137 | 4.5078e+137 | 4.598e+137 | 4.6899e+137 | 4.7837e+137 | 4.8794e+137 | 4.977e+137 | 5.0765e+137 | 5.1781e+137 | 5.2816e+137 | 5.3873e+137 | 5.495e+137 | 5.6049e+137 | 5.717e+137 | 5.8313e+137 | 5.948e+137 | 6.0669e+137 | 6.1883e+137 | 6.312e+137 | 6.4383e+137 | 6.567e+137 | 6.6984e+137 | 6.8323e+137 | 6.969e+137 | 7.1084e+137 | 7.2505e+137 | 7.3955e+137 | 7.5435e+137 | 7.6943e+137 | 7.8482e+137 | 8.0052e+137 | 8.1653e+137 | 8.3286e+137 | 8.4952e+137 | 8.6651e+137 | 8.8384e+137 | 9.0151e+137 | 9.1954e+137 | 9.3793e+137 | 9.5669e+137 | 9.7583e+137 | 9.9534e+137 | 1.0153e+138 | 1.0356e+138 | 1.0563e+138 | 1.0774e+138 | 1.0989e+138 | 1.1209e+138 | 1.1433e+138 | 1.1662e+138 | 1.1895e+138 | 1.2133e+138 | 1.2376e+138 | 1.2623e+138 | 1.2876e+138 | 1.3133e+138 | 1.3396e+138 | 1.3664e+138 | 1.3937e+138 | 1.4216e+138 | 1.45e+138 | 1.479e+138 | 1.5086e+138 | 1.5388e+138 | 1.5696e+138 | 1.6009e+138 | 1.633e+138 | 1.6656e+138 | 1.6989e+138 | 1.7329e+138 | 1.7676e+138 | 1.8029e+138 | 1.839e+138 | 1.8758e+138 | 1.9133e+138 | 1.9515e+138 | 1.9906e+138 | 2.0304e+138 | 2.071e+138 | 2.1124e+138 | 2.1547e+138 | 2.1978e+138 | 2.2417e+138 | 2.2865e+138 | 2.3323e+138 | 2.3789e+138 | 2.4265e+138 | 2.475e+138 | 2.5245e+138 | 2.575e+138 | 2.6265e+138 | 2.6791e+138 | 2.7326e+138 | 2.7873e+138 | 2.843e+138 | 2.8999e+138 | 2.9579e+138 | 3.017e+138 | 3.0774e+138 | 3.1389e+138 | 3.2017e+138 | 3.2658e+138 | 3.3311e+138 | 3.3977e+138 | 3.4656e+138 | 3.535e+138 | 3.6057e+138 | 3.6778e+138 | 3.7513e+138 | 3.8263e+138 | 3.9029e+138 | 3.9809e+138 | 4.0606e+138 | 4.1418e+138 | 4.2246e+138 | 4.3091e+138 | 4.3953e+138 | 4.4832e+138 | 4.5728e+138 | 4.6643e+138 | 4.7576e+138 | 4.8527e+138 | 4.9498e+138 | 5.0488e+138 | 5.1498e+138 | 5.2528e+138 | 5.3578e+138 | 5.465e+138 | 5.5743e+138 | 5.6858e+138 | 5.7995e+138 | 5.9155e+138 | 6.0338e+138 | 6.1544e+138 | 6.2775e+138 | 6.4031e+138 | 6.5311e+138 | 6.6618e+138 | 6.795e+138 | 6.9309e+138 | 7.0695e+138 | 7.2109e+138 | 7.3551e+138 | 7.5022e+138 | 7.6523e+138 | 7.8053e+138 | 7.9614e+138 | 8.1207e+138 | 8.2831e+138 | 8.4487e+138 | 8.6177e+138 | 8.7901e+138 | 8.9659e+138 | 9.1452e+138 | 9.3281e+138 | 9.5146e+138 | 9.7049e+138 | 9.899e+138 | 1.0097e+139 | 1.0299e+139 | 1.0505e+139 | 1.0715e+139 | 1.0929e+139 | 1.1148e+139 | 1.1371e+139 | 1.1598e+139 | 1.183e+139 | 1.2067e+139 | 1.2308e+139 | 1.2554e+139 | 1.2805e+139 | 1.3062e+139 | 1.3323e+139 | 1.3589e+139 | 1.3861e+139 | 1.4138e+139 | 1.4421e+139 | 1.4709e+139 | 1.5004e+139 | 1.5304e+139 | 1.561e+139 | 1.5922e+139 | 1.624e+139 | 1.6565e+139 | 1.6897e+139 | 1.7234e+139 | 1.7579e+139 | 1.7931e+139 | 1.8289e+139 | 1.8655e+139 | 1.9028e+139 | 1.9409e+139 | 1.9797e+139 | 2.0193e+139 | 2.0597e+139 | 2.1009e+139 | 2.1429e+139 | 2.1857e+139 | 2.2295e+139 | 2.2741e+139 | 2.3195e+139 | 2.3659e+139 | 2.4132e+139 | 2.4615e+139 | 2.5107e+139 | 2.5609e+139 | 2.6122e+139 | 2.6644e+139 | 2.7177e+139 | 2.7721e+139 | 2.8275e+139 | 2.884e+139 | 2.9417e+139 | 3.0006e+139 | 3.0606e+139 | 3.1218e+139 | 3.1842e+139 | 3.2479e+139 | 3.3129e+139 | 3.3791e+139 | 3.4467e+139 | 3.5156e+139 | 3.5859e+139 | 3.6577e+139 | 3.7308e+139 | 3.8054e+139 | 3.8815e+139 | 3.9592e+139 | 4.0384e+139 | 4.1191e+139 | 4.2015e+139 | 4.2855e+139 | 4.3713e+139 | 4.4587e+139 | 4.5478e+139 | 4.6388e+139 | 4.7316e+139 | 4.8262e+139 | 4.9227e+139 | 5.0212e+139 | 5.1216e+139 | 5.224e+139 | 5.3285e+139 | 5.4351e+139 | 5.5438e+139 | 5.6547e+139 | 5.7678e+139 | 5.8831e+139 | 6.0008e+139 | 6.1208e+139 | 6.2432e+139 | 6.3681e+139 | 6.4954e+139 | 6.6254e+139 | 6.7579e+139 | 6.893e+139 | 7.0309e+139 | 7.1715e+139 | 7.3149e+139 | 7.4612e+139 | 7.6105e+139 | 7.7627e+139 | 7.9179e+139 | 8.0763e+139 | 8.2378e+139 | 8.4026e+139 | 8.5706e+139 | 8.742e+139 | 8.9169e+139 | 9.0952e+139 | 9.2771e+139 | 9.4626e+139 | 9.6519e+139 | 9.8449e+139 | 1.0042e+140 | 1.0243e+140 | 1.0448e+140 | 1.0656e+140 | 1.087e+140 | 1.1087e+140 | 1.1309e+140 | 1.1535e+140 | 1.1766e+140 | 1.2001e+140 | 1.2241e+140 | 1.2486e+140 | 1.2735e+140 | 1.299e+140 | 1.325e+140 | 1.3515e+140 | 1.3785e+140 | 1.4061e+140 | 1.4342e+140 | 1.4629e+140 | 1.4922e+140 | 1.522e+140 | 1.5524e+140 | 1.5835e+140 | 1.6152e+140 | 1.6475e+140 | 1.6804e+140 | 1.714e+140 | 1.7483e+140 | 1.7833e+140 | 1.8189e+140 | 1.8553e+140 | 1.8924e+140 | 1.9303e+140 | 1.9689e+140 | 2.0083e+140 | 2.0484e+140 | 2.0894e+140 | 2.1312e+140 | 2.1738e+140 | 2.2173e+140 | 2.2616e+140 | 2.3069e+140 | 2.353e+140 | 2.4001e+140 | 2.4481e+140 | 2.497e+140 | 2.547e+140 | 2.5979e+140 | 2.6499e+140 | 2.7028e+140 | 2.7569e+140 | 2.812e+140 | 2.8683e+140 | 2.9256e+140 | 2.9842e+140 | 3.0438e+140 | 3.1047e+140 | 3.1668e+140 | 3.2302e+140 | 3.2948e+140 | 3.3607e+140 | 3.4279e+140 | 3.4964e+140 | 3.5663e+140 | 3.6377e+140 | 3.7104e+140 | 3.7846e+140 | 3.8603e+140 | 3.9375e+140 | 4.0163e+140 | 4.0966e+140 | 4.1785e+140 | 4.2621e+140 | 4.3474e+140 | 4.4343e+140 | 4.523e+140 | 4.6135e+140 | 4.7057e+140 | 4.7998e+140 | 4.8958e+140 | 4.9938e+140 | 5.0936e+140 | 5.1955e+140 | 5.2994e+140 | 5.4054e+140 | 5.5135e+140 | 5.6238e+140 | 5.7362e+140 | 5.851e+140 | 5.968e+140 | 6.0874e+140 | 6.2091e+140 | 6.3333e+140 | 6.4599e+140 | 6.5891e+140 | 6.7209e+140 | 6.8553e+140 | 6.9925e+140 | 7.1323e+140 | 7.275e+140 | 7.4205e+140 | 7.5689e+140 | 7.7202e+140 | 7.8746e+140 | 8.0321e+140 | 8.1928e+140 | 8.3566e+140 | 8.5238e+140 | 8.6942e+140 | 8.8681e+140 | 9.0455e+140 | 9.2264e+140 | 9.4109e+140 | 9.5991e+140 | 9.7911e+140 | 9.9869e+140 | 1.0187e+141 | 1.039e+141 | 1.0598e+141 | 1.081e+141 | 1.1026e+141 | 1.1247e+141 | 1.1472e+141 | 1.1701e+141 | 1.1935e+141 | 1.2174e+141 | 1.2418e+141 | 1.2666e+141 | 1.2919e+141 | 1.3178e+141 | 1.3441e+141 | 1.371e+141 | 1.3984e+141 | 1.4264e+141 | 1.4549e+141 | 1.484e+141 | 1.5137e+141 | 1.544e+141 | 1.5748e+141 | 1.6063e+141 | 1.6385e+141 | 1.6712e+141 | 1.7047e+141 | 1.7388e+141 | 1.7735e+141 | 1.809e+141 | 1.8452e+141 | 1.8821e+141 | 1.9197e+141 | 1.9581e+141 | 1.9973e+141 | 2.0372e+141 | 2.078e+141 | 2.1195e+141 | 2.1619e+141 | 2.2052e+141 | 2.2493e+141 | 2.2942e+141 | 2.3401e+141 | 2.3869e+141 | 2.4347e+141 | 2.4834e+141 | 2.533e+141 | 2.5837e+141 | 2.6354e+141 | 2.6881e+141 | 2.7418e+141 | 2.7967e+141 | 2.8526e+141 | 2.9097e+141 | 2.9679e+141 | 3.0272e+141 | 3.0878e+141 | 3.1495e+141 | 3.2125e+141 | 3.2767e+141 | 3.3423e+141 | 3.4091e+141 | 3.4773e+141 | 3.5469e+141 | 3.6178e+141 | 3.6902e+141 | 3.764e+141 | 3.8392e+141 | 3.916e+141 | 3.9943e+141 | 4.0742e+141 | 4.1557e+141 | 4.2388e+141 | 4.3236e+141 | 4.4101e+141 | 4.4983e+141 | 4.5882e+141 | 4.68e+141 | 4.7736e+141 | 4.8691e+141 | 4.9665e+141 | 5.0658e+141 | 5.1671e+141 | 5.2704e+141 | 5.3759e+141 | 5.4834e+141 | 5.593e+141 | 5.7049e+141 | 5.819e+141 | 5.9354e+141 | 6.0541e+141 | 6.1752e+141 | 6.2987e+141 | 6.4246e+141 | 6.5531e+141 | 6.6842e+141 | 6.8179e+141 | 6.9542e+141 | 7.0933e+141 | 7.2352e+141 | 7.3799e+141 | 7.5275e+141 | 7.678e+141 | 7.8316e+141 | 7.9882e+141 | 8.148e+141 | 8.311e+141 | 8.4772e+141 | 8.6467e+141 | 8.8197e+141 | 8.9961e+141 | 9.176e+141 | 9.3595e+141 | 9.5467e+141 | 9.7376e+141 | 9.9324e+141 | 1.0131e+142 | 1.0334e+142 | 1.054e+142 | 1.0751e+142 | 1.0966e+142 | 1.1185e+142 | 1.1409e+142 | 1.1637e+142 | 1.187e+142 | 1.2107e+142 | 1.235e+142 | 1.2597e+142 | 1.2849e+142 | 1.3106e+142 | 1.3368e+142 | 1.3635e+142 | 1.3908e+142 | 1.4186e+142 | 1.447e+142 | 1.4759e+142 | 1.5054e+142 | 1.5355e+142 | 1.5662e+142 | 1.5976e+142 | 1.6295e+142 | 1.6621e+142 | 1.6953e+142 | 1.7292e+142 | 1.7638e+142 | 1.7991e+142 | 1.8351e+142 | 1.8718e+142 | 1.9092e+142 | 1.9474e+142 | 1.9864e+142 | 2.0261e+142 | 2.0666e+142 | 2.1079e+142 | 2.1501e+142 | 2.1931e+142 | 2.237e+142 | 2.2817e+142 | 2.3273e+142 | 2.3739e+142 | 2.4214e+142 | 2.4698e+142 | 2.5192e+142 | 2.5696e+142 | 2.621e+142 | 2.6734e+142 | 2.7269e+142 | 2.7814e+142 | 2.837e+142 | 2.8938e+142 | 2.9516e+142 | 3.0107e+142 | 3.0709e+142 | 3.1323e+142 | 3.1949e+142 | 3.2588e+142 | 3.324e+142 | 3.3905e+142 | 3.4583e+142 | 3.5275e+142 | 3.598e+142 | 3.67e+142
Total |  | 218.7968 | 154.0141 | 157.0944 | 160.2362 | 163.441 | 166.7098 | 170.044 | 173.4449 | 176.9138 | 180.452 | 184.0611 | 187.7423 | 191.4971 | 195.3271 | 199.2336 | 203.2183 | 207.2827 | 211.4283 | 215.6569 | 219.97 | 224.3694 | 228.8568 | 233.434 | 238.1026 | 242.8647 | 247.722 | 252.6764 | 257.7299 | 262.8845 | 268.1422 | 273.5051 | 278.9752 | 284.5547 | 290.2458 | 296.0507 | 301.9717 | 308.0111 | 314.1714 | 320.4548 | 326.8639 | 333.4012 | 340.0692 | 346.8706 | 353.808 | 360.8841 | 368.1018 | 375.4639 | 382.9731 | 390.6326 | 398.4453 | 406.4142 | 414.5424 | 422.8333 | 431.29 | 439.9158 | 448.7141 | 457.6884 | 466.8421 | 476.179 | 485.7025 | 495.4166 | 505.3249 | 515.4314 | 525.7401 | 536.2549 | 546.9799 | 557.9195 | 569.0779 | 580.4595 | 592.0687 | 603.9101 | 615.9883 | 628.308 | 640.8742 | 653.6917 | 666.7655 | 680.1008 | 693.7028 | 707.5769 | 721.7284 | 736.163 | 750.8863 | 765.904 | 781.2221 | 796.8465 | 812.7834 | 829.0391 | 845.6199 | 862.5323 | 879.7829 | 897.3786 | 915.3262 | 933.6327 | 952.3053 | 971.3514 | 990.7785 | 1010.594 | 1030.8059 | 1051.422 | 1072.4505 | 1093.8995 | 1115.7775 | 1138.093 | 1160.8549 | 1184.072 | 1207.7534 | 1231.9085 | 1256.5467 | 1281.6776 | 1307.3111 | 1333.4574 | 1360.1265 | 1387.329 | 1415.0756 | 1443.3771 | 1472.2447 | 1501.6896 | 1531.7234 | 1562.3578 | 1593.605 | 1625.4771 | 1657.9866 | 1691.1464 | 1724.9693 | 1759.4687 | 1794.6581 | 1830.5512 | 1867.1622 | 1904.5055 | 1942.5956 | 1981.4475 | 2021.0765 | 2061.498 | 2102.7279 | 2144.7825 | 2187.6781 | 2231.4317 | 2276.0603 | 2321.5816 | 2368.0132 | 2415.3734 | 2463.6809 | 2512.9545 | 2563.2136 | 2614.4779 | 2666.7675 | 2720.1028 | 2774.5049 | 2829.995 | 2886.5949 | 2944.3268 | 3003.2133 | 3063.2776 | 3124.5431 | 3187.034 | 3250.7746 | 3315.7901 | 3382.1059 | 3449.7481 | 3518.743 | 3589.1179 | 3660.9002 | 3734.1182 | 3808.8006 | 3884.9766 | 3962.6762 | 4041.9297 | 4122.7683 | 4205.2236 | 4289.3281 | 4375.1147 | 4462.617 | 4551.8693 | 4642.9067 | 4735.7648 | 4830.4801 | 4927.0897 | 5025.6315 | 5126.1442 | 5228.667 | 5333.2404 | 5439.9052 | 5548.7033 | 5659.6774 | 5772.8709 | 5888.3283 | 6006.0949 | 6126.2168 | 6248.7411 | 6373.7159 | 6501.1903 | 6631.2141 | 6763.8383 | 6899.1151 | 7037.0974 | 7177.8394 | 7321.3961 | 7467.8241 | 7617.1806 | 7769.5242 | 7924.9146 | 8083.4129 | 8245.0812 | 8409.9828 | 8578.1825 | 8749.7461 | 8924.7411 | 9103.2359 | 9285.3006 | 9471.0066 | 9660.4267 | 9853.6353 | 10050.708 | 10251.7221 | 10456.7566 | 10665.8917 | 10879.2095 | 11096.7937 | 11318.7296 | 11545.1042 | 11776.0063 | 12011.5264 | 12251.7569 | 12496.7921 | 12746.7279 | 13001.6625 | 13261.6957 | 13526.9296 | 13797.4682 | 14073.4176 | 14354.886 | 14641.9837 | 14934.8233 | 15233.5198 | 15538.1902 | 15848.954 | 16165.9331 | 16489.2518 | 16819.0368 | 17155.4175 | 17498.5259 | 17848.4964 | 18205.4663 | 18569.5756 | 18940.9672 | 19319.7865 | 19706.1822 | 20100.3059 | 20502.312 | 20912.3582 | 21330.6054 | 21757.2175 | 22192.3619 | 22636.2091 | 23088.9333 | 23550.7119 | 24021.7262 | 24502.1607 | 24992.2039 | 25492.048 | 26001.889 | 26521.9267 | 27052.3653 | 27593.4126 | 28145.2808 | 28708.1864 | 29282.3502 | 29867.9972 | 30465.3571 | 31074.6643 | 31696.1575 | 32330.0807 | 32976.6823 | 33636.216 | 34308.9403 | 34995.1191 | 35695.0215 | 36408.9219 | 37137.1003 | 37879.8423 | 38637.4392 | 39410.188 | 40198.3917 | 41002.3596 | 41822.4068 | 42658.8549 | 43512.032 | 44382.2726 | 45269.9181 | 46175.3164 | 47098.8228 | 48040.7992 | 49001.6152 | 49981.6475 | 50981.2805 | 52000.9061 | 53040.9242 | 54101.7427 | 55183.7775 | 56287.4531 | 57413.2021 | 58561.4662 | 59732.6955 | 60927.3494 | 62145.8964 | 63388.8143 | 64656.5906 | 65949.7224 | 67268.7169 | 68614.0912 | 69986.3731 | 71386.1005 | 72813.8225 | 74270.099 | 75755.501 | 77270.611 | 78816.0232 | 80392.3437 | 82000.1905 | 83640.1943 | 85312.9982 | 87019.2582 | 88759.6434 | 90534.8362 | 92345.5329 | 94192.4436 | 96076.2925 | 97997.8183 | 99957.7747 | 101956.9302 | 103996.0688 | 106075.9902 | 108197.51 | 110361.4602 | 112568.6894 | 114820.0632 | 117116.4644 | 119458.7937 | 121847.9696 | 124284.929 | 126770.6276 | 129306.0401 | 131892.1609 | 134530.0041 | 137220.6042 | 139965.0163 | 142764.3166 | 145619.603 | 148531.995 | 151502.6349 | 154532.6876 | 157623.3414 | 160775.8082 | 163991.3244 | 167271.1508 | 170616.5739 | 174028.9053 | 177509.4834 | 181059.6731 | 184680.8666 | 188374.4839 | 192141.9736 | 195984.8131 | 199904.5093 | 203902.5995 | 207980.6515 | 212140.2645 | 216383.0698 | 220710.7312 | 225124.9458 | 229627.4447 | 234219.9936 | 238904.3935 | 243682.4814 | 248556.131 | 253527.2536 | 258597.7987 | 263769.7547 | 269045.1498 | 274426.0528 | 279914.5738 | 285512.8653 | 291223.1226 | 297047.5851 | 302988.5368 | 309048.3075 | 315229.2736 | 321533.8591 | 327964.5363 | 334523.827 | 341214.3036 | 348038.5896 | 354999.3614 | 362099.3487 | 369341.3356 | 376728.1623 | 384262.7256 | 391947.9801 | 399786.9397 | 407782.6785 | 415938.3321 | 424257.0987 | 432742.2407 | 441397.0855 | 450225.0272 | 459229.5278 | 468414.1183 | 477782.4007 | 487338.0487 | 497084.8097 | 507026.5059 | 517167.036 | 527510.3767 | 538060.5842 | 548821.7959 | 559798.2318 | 570994.1965 | 582414.0804 | 594062.362 | 605943.6092 | 618062.4814 | 630423.7311 | 643032.2057 | 655892.8498 | 669010.7068 | 682390.9209 | 696038.7393 | 709959.5141 | 724158.7044 | 738641.8785 | 753414.7161 | 768483.0104 | 783852.6706 | 799529.724 | 815520.3185 | 831830.7249 | 848467.3394 | 865436.6862 | 882745.4199 | 900400.3283 | 918408.3348 | 936776.5015 | 955512.0316 | 974622.2722 | 994114.7176 | 1013997.012 | 1034276.9522 | 1054962.4913 | 1076061.7411 | 1097582.9759 | 1119534.6354 | 1141925.3282 | 1164763.8347 | 1188059.1114 | 1211820.2936 | 1236056.6995 | 1260777.8335 | 1285993.3902 | 1311713.258 | 1337947.5231 | 1364706.4736 | 1392000.6031 | 1419840.6151 | 1448237.4274 | 1477202.176 | 1506746.2195 | 1536881.1439 | 1567618.7668 | 1598971.1421 | 1630950.565 | 1663569.5762 | 1696840.9678 | 1730777.7871 | 1765393.3429 | 1800701.2097 | 1836715.2339 | 1873449.5386 | 1910918.5294 | 1949136.9 | 1988119.638 | 2027882.0307 | 2068439.6713 | 2109808.4648 | 2152004.6341 | 2195044.7267 | 2238945.6213 | 2283724.5337 | 2329399.0244 | 2375987.0049 | 2423506.745 | 2471976.8799 | 2521416.4175 | 2571844.7458 | 2623281.6407 | 2675747.2735 | 2729262.219 | 2783847.4634 | 2839524.4127 | 2896314.9009 | 2954241.1989 | 3013326.0229 | 3073592.5434 | 3135064.3942 | 3197765.6821 | 3261720.9958 | 3326955.4157 | 3393494.524 | 3461364.4145 | 3530591.7028 | 3601203.5368 | 3673227.6075 | 3746692.1597 | 3821626.0029 | 3898058.5229 | 3976019.6934 | 4055540.0873 | 4136650.889 | 4219383.9068 | 4303771.5849 | 4389847.0166 | 4477643.957 | 4567196.8361 | 4658540.7728 | 4751711.5883 | 4846745.82 | 4943680.7364 | 5042554.3512 | 5143405.4382 | 5246273.547 | 5351199.0179 | 5458222.9983 | 5567387.4582 | 5678735.2074 | 5792309.9115 | 5908156.1098 | 6026319.232 | 6146845.6166 | 6269782.5289 | 6395178.1795 | 6523081.7431 | 6653543.378 | 6786614.2455 | 6922346.5304 | 7060793.461 | 7202009.3303 | 7346049.5169 | 7492970.5072 | 7642829.9174 | 7795686.5157 | 7951600.246 | 8110632.2509 | 8272844.896 | 8438301.7939 | 8607067.8298 | 8779209.1863 | 8954793.3701 | 9133889.2375 | 9316567.0222 | 9502898.3627 | 9692956.3299 | 9886815.4565 | 10084551.7657 | 10286242.801 | 10491967.657 | 10701807.0101 | 10915843.1503 | 11134160.0133 | 11356843.2136 | 11583980.0779 | 11815659.6794 | 12051972.873 | 12293012.3305 | 12538872.5771 | 12789650.0286 | 13045443.0292 | 13306351.8898 | 13572478.9276 | 13843928.5061 | 14120807.0763 | 14403223.2178 | 14691287.6821 | 14985113.4358 | 15284815.7045 | 15590512.0186 | 15902322.259 | 16220368.7041 | 16544776.0782 | 16875671.5998 | 17213185.0318 | 17557448.7324 | 17908597.7071 | 18266769.6612 | 18632105.0544 | 19004747.1555 | 19384842.0986 | 19772538.9406 | 20167989.7194 | 20571349.5138 | 20982776.5041 | 21402432.0342 | 21830480.6748 | 22267090.2883 | 22712432.0941 | 23166680.736 | 23630014.3507 | 24102614.6377 | 24584666.9305 | 25076360.2691 | 25577887.4745 | 26089445.224 | 26611234.1284 | 27143458.811 | 27686327.9872 | 28240054.547 | 28804855.6379 | 29380952.7507 | 29968571.8057 | 30567943.2418 | 31179302.1066 | 31802888.1488 | 32438945.9117 | 33087724.83 | 33749479.3266 | 34424468.9131 | 35112958.2914 | 35815217.4572 | 36531521.8063 | 37262152.2425 | 38007395.2873 | 38767543.1931 | 39542894.0569 | 40333751.9381 | 41140426.9768 | 41963235.5164 | 42802500.2267 | 43658550.2312 | 44531721.2358 | 45422355.6606 | 46330802.7738 | 47257418.8292 | 48202567.2058 | 49166618.5499 | 50149950.9209 | 51152949.9394 | 52176008.9381 | 53219529.1169 | 54283919.6992 | 55369598.0932 | 56476990.0551 | 57606529.8562 | 58758660.4533 | 59933833.6624 | 61132510.3356 | 62355160.5423 | 63602263.7532 | 64874309.0283 | 66171795.2088 | 67495231.113 | 68845135.7353 | 70222038.45 | 71626479.219 | 73059008.8033 | 74520188.9794 | 76010592.759 | 77530804.6142 | 79081420.7065 | 80663049.1206 | 82276310.103 | 83921836.3051 | 85600273.0312 | 87312278.4918 | 89058524.0616 | 90839694.5429 | 92656488.4337 | 94509618.2024 | 96399810.5664 | 98327806.7778 | 100294362.9133 | 102300250.1716 | 104346255.175 | 106433180.2785 | 108561843.8841 | 110733080.7618 | 112947742.377 | 115206697.2245 | 117510831.169 | 119861047.7924 | 122258268.7483 | 124703434.1232 | 127197502.8057 | 129741452.8618 | 132336281.919 | 134983007.5574 | 137682667.7086 | 140436321.0627 | 143245047.484 | 146109948.4337 | 149032147.4024 | 152012790.3504 | 155053046.1574 | 158154107.0806 | 161317189.2222 | 164543533.0066 | 167834403.6667 | 171191091.7401 | 174614913.5749 | 178107211.8464 | 181669356.0833 | 185302743.205 | 189008798.0691 | 192788974.0305 | 196644753.5111 | 200577648.5813 | 204589201.5529 | 208680985.584 | 212854605.2956 | 217111697.4016 | 221453931.3496 | 225883009.9766 | 230400670.1761 | 235008683.5796 | 239708857.2512 | 244503034.3963 | 249393095.0842 | 254380956.9859 | 259468576.1256 | 264657947.6481 | 269951106.6011 | 275350128.7331 | 280857131.3077 | 286474273.9339 | 292203759.4126 | 298047834.6008 | 304008791.2928 | 310088967.1187 | 316290746.4611 | 322616561.3903 | 329068892.6181 | 335650270.4705 | 342363275.8799 | 349210541.3975 | 356194752.2254 | 363318647.2699 | 370585020.2153 | 377996720.6196 | 385556655.032 | 393267788.1327 | 401133143.8953 | 409155806.7732 | 417338922.9087 | 425685701.3669 | 434199415.3942 | 442883403.7021 | 451741071.7761 | 460775893.2116 | 469991411.0759 | 479391239.2974 | 488979064.0833 | 498758645.365 | 508733818.2723 | 518908494.6378 | 529286664.5305 | 539872397.8211 | 550669845.7775 | 561683242.6931 | 572916907.547 | 584375245.6979 | 596062750.6119 | 607984005.6241 | 620143685.7366 | 632546559.4513 | 645197490.6403 | 658101440.4531 | 671263469.2622 | 684688738.6474 | 698382513.4204 | 712350163.6888 | 726597166.9626 | 741129110.3018 | 755951692.5079 | 771070726.358 | 786492140.8852 | 802221983.7029 | 818266423.3769 | 834631751.8445 | 851324386.8814 | 868350874.619 | 885717892.1114 | 903432249.9536 | 921500894.9527 | 939930912.8517 | 958729531.1088 | 977904121.7309 | 997462204.1656 | 1017411448.2489 | 1037759677.2138 | 1058514870.7581 | 1079685168.1733 | 1101278871.5368 | 1123304448.9675 | 1145770537.9468 | 1168685948.7058 | 1192059667.6799 | 1215900861.0335 | 1240218878.2542 | 1265023255.8192 | 1290323720.9356 | 1316130195.3543 | 1342452799.2614 | 1369301855.2467 | 1396687892.3516 | 1424621650.1986 | 1453114083.2026 | 1482176364.8666 | 1511819892.164 | 1542056290.0073 | 1572897415.8074 | 1604355364.1236 | 1636442471.406 | 1669171320.8341 | 1702554747.2508 | 1736605842.1958 | 1771337959.0398 | 1806764718.2206 | 1842900012.585 | 1879758012.8367 | 1917353173.0934 | 1955700236.5553 | 1994814241.2864 | 2034710526.1121 | 2075404736.6343 | 2116912831.367 | 2159251087.9944 | 2202436109.7543 | 2246484831.9493 | 2291414528.5883 | 2337242819.1601 | 2383987675.5433 | 2431667429.0542 | 2480300777.6352 | 2529906793.188 | 2580504929.0517 | 2632115027.6327 | 2684757328.1854 | 2738452474.7491 | 2793221524.2441 | 2849085954.729 | 2906067673.8236 | 2964189027.3 | 3023472807.846 | 3083942264.0029 | 3145621109.283 | 3208533531.4687 | 3272704202.098 | 3338158286.14 | 3404921451.8628 | 3473019880.9001 | 3542480278.5181 | 3613329884.0884 | 3685596481.7702 | 3759308411.4056 | 3834494579.6337 | 3911184471.2264 | 3989408160.6509 | 4069196323.8639 | 4150580250.3412 | 4233591855.348 | 4318263692.455 | 4404628966.3041 | 4492721545.6302 | 4582575976.5428 | 4674227496.0736 | 4767712045.9951 | 4863066286.915 | 4960327612.6533 | 5059534164.9064 | 5160724848.2045 | 5263939345.1686 | 5369218132.0719 | 5476602494.7134 | 5586134544.6077 | 5697857235.4998 | 5811814380.2098 | 5928050667.814 | 6046611681.1703 | 6167543914.7937 | 6290894793.0896 | 6416712688.9514 | 6545046942.7304 | 6675947881.585 | 6809466839.2167 | 6945656176.001 | 7084569299.521 | 7226260685.5115 | 7370785899.2217 | 7518201617.2061 | 7668565649.5502 | 7821936962.5413 | 7978375701.7921 | 8137943215.8279 | 8300702080.1445 | 8466716121.7474 | 8636050444.1823 | 8808771453.066 | 8984946882.1273 | 9164645819.7698 | 9347938736.1652 | 9534897510.8885 | 9725595461.1063 | 9920107370.3284 | 10118509517.735 | 10320879708.0897 | 10527297302.2515 | 10737843248.2965 | 10952600113.2625 | 11171652115.5277 | 11395085157.8383 | 11622986860.995 | 11855446598.2149 | 12092555530.1792 | 12334406640.7828 | 12581094773.5985 | 12832716669.0704 | 13089371002.4518 | 13351158422.5009 | 13618181590.9509 | 13890545222.7699 | 14168356127.2253 | 14451723249.7698 | 14740757714.7652 | 15035572869.0605 | 15336284326.4417 | 15643010012.9706 | 15955870213.23 | 16274987617.4946 | 16600487369.8445 | 16932497117.2414 | 17271147059.5862 | 17616570000.7779 | 17968901400.7935 | 18328279428.8093 | 18694845017.3855 | 19068741917.7332 | 19450116756.0879 | 19839119091.2096 | 20235901473.0338 | 20640619502.4945 | 21053431892.5444 | 21474500530.3953 | 21903990541.0032 | 22342070351.8233 | 22788911758.8597 | 23244689994.0369 | 23709583793.9177 | 24183775469.796 | 24667450979.1919 | 25160799998.7758 | 25664015998.7513 | 26177296318.7263 | 26700842245.1008 | 27234859090.0029 | 27779556271.8029 | 28335147397.239 | 28901850345.1838 | 29479887352.0874 | 30069485099.1292 | 30670874801.1118 | 31284292297.134 | 31909978143.0767 | 32548177705.9382 | 33199141260.057 | 33863124085.2581 | 34540386566.9633 | 35231194298.3026 | 35935818184.2686 | 36654534547.954 | 37387625238.9131 | 38135377743.6913 | 38898085298.5651 | 39676047004.5364 | 40469567944.6272 | 41278959303.5197 | 42104538489.5901 | 42946629259.3819 | 43805561844.5696 | 44681673081.461 | 45575306543.0902 | 46486812673.952 | 47416548927.431 | 48364879905.9796 | 49332177504.0992 | 50318821054.1812 | 51325197475.2648 | 52351701424.7701 | 53398735453.2655 | 54466710162.3309 | 55556044365.5775 | 56667165252.889 | 57800508557.9468 | 58956518729.1058 | 60135649103.6879 | 61338362085.7616 | 62565129327.4769 | 63816431914.0264 | 65092760552.3069 | 66394615763.3531 | 67722508078.6201 | 69076958240.1925 | 70458497404.9964 | 71867667353.0963 | 73305020700.1582 | 74771121114.1614 | 76266543536.4446 | 77791874407.1735 | 79347711895.317 | 80934666133.2233 | 82553359455.8878 | 84204426645.0056 | 85888515177.9057 | 87606285481.4638 | 89358411191.0931 | 91145579414.9149 | 92968491003.2132 | 94827860823.2775 | 96724418039.7431 | 98658906400.5379 | 100632084528.5487 | 102644726219.1196 | 104697620743.502 | 106791573158.3721 | 108927404621.5395 | 111105952713.9703 | 113328071768.2497 | 115594633203.6147 | 117906525867.687 | 120264656385.0408 | 122669949512.7416 | 125123348502.9964 | 127625815473.0564 | 130178331782.5175 | 132781898418.1678 | 135437536386.5312 | 138146287114.2618 | 140909212856.5471 | 143727397113.678 | 146601945055.9516 | 149533983957.0706 | 152524663636.212 | 155575156908.9363 | 158686660047.115 | 161860393248.0573 | 165097601113.0185 | 168399553135.2788 | 171767544197.9844 | 175202895081.9441 | 178706952983.583 | 182281092043.2546 | 185926713884.1197 | 189645248161.8021 | 193438153125.0382 | 197306916187.5389 | 201253054511.2897 | 205278115601.5155 | 209383677913.5458 | 213571351471.8168 | 217842778501.2531 | 222199634071.2782 | 226643626752.7037 | 231176499287.7578 | 235800029273.513 | 240516029858.9832 | 245326350456.1629 | 250232877465.2862 | 255237535014.5919 | 260342285714.8837 | 265549131429.1814 | 270860114057.765 | 276277316338.9203 | 281802862665.6988 | 287438919919.0128 | 293187698317.393 | 299051452283.7408 | 305032481329.4156 | 311133130956.004 | 317355793575.124 | 323702909446.6265 | 330176967635.5591 | 336780506988.2703 | 343516117128.0356 | 350386439470.5964 | 357394168260.0083 | 364542051625.2085 | 371832892657.7126 | 379269550510.8669 | 386854941521.0842 | 394592040351.5059 | 402483881158.5361 | 410533558781.7068 | 418744229957.3409 | 427119114556.4878 | 435661496847.6176 | 444374726784.5699 | 453262221320.2613 | 462327465746.6665 | 471574015061.5999 | 481005495362.8318 | 490625605270.0885 | 500438117375.4903 | 510446879723.0001 | 520655817317.4601 | 531068933663.8093 | 541690312337.0855 | 552524118583.8273 | 563574600955.5038 | 574846092974.6139 | 586343014834.1062 | 598069875130.7883 | 610031272633.4041 | 622231898086.0721 | 634676536047.7936 | 647370066768.7495 | 660317468104.1245 | 673523817466.207 | 686994293815.5311 | 700734179691.8418 | 714748863285.6786 | 729043840551.3922 | 743624717362.42 | 758497211709.6685 | 773667155943.8618 | 789140499062.739 | 804923309043.9938 | 821021775224.8737 | 837442210729.3711 | 854191054943.9585 | 871274876042.8376 | 888700373563.6945 | 906474381034.9684 | 924603868655.6677 | 943095946028.7811 | 961957864949.3568 | 981197022248.344 | 1.0008e+12 | 1.0208e+12 | 1.0413e+12 | 1.0621e+12 | 1.0833e+12 | 1.105e+12 | 1.1271e+12 | 1.1496e+12 | 1.1726e+12 | 1.1961e+12 | 1.22e+12 | 1.2444e+12 | 1.2693e+12 | 1.2947e+12 | 1.3206e+12 | 1.347e+12 | 1.3739e+12 | 1.4014e+12 | 1.4294e+12 | 1.458e+12 | 1.4872e+12 | 1.5169e+12 | 1.5472e+12 | 1.5782e+12 | 1.6098e+12 | 1.642e+12 | 1.6748e+12 | 1.7083e+12 | 1.7425e+12 | 1.7773e+12 | 1812848644388 | 1.8491e+12 | 1.8861e+12 | 1.9238e+12 | 1.9623e+12 | 2.0015e+12 | 2.0416e+12 | 2.0824e+12 | 2.124e+12 | 2.1665e+12 | 2.2099e+12 | 2.254e+12 | 2.2991e+12 | 2.3451e+12 | 2.392e+12 | 2.4399e+12 | 2.4887e+12 | 2.5384e+12 | 2.5892e+12 | 2.641e+12 | 2.6938e+12 | 2.7477e+12 | 2.8026e+12 | 2.8587e+12 | 2.9159e+12 | 2.9742e+12 | 3.0337e+12 | 3.0943e+12 | 3.1562e+12 | 3.2193e+12 | 3.2837e+12 | 3.3494e+12 | 3.4164e+12 | 3.4847e+12 | 3.5544e+12 | 3.6255e+12 | 3.698e+12 | 3.772e+12 | 3.8474e+12 | 3.9244e+12 | 4.0028e+12 | 4.0829e+12 | 4.1646e+12 | 4.2478e+12 | 4.3328e+12 | 4.4195e+12 | 4.5078e+12 | 4.598e+12 | 4.69e+12 | 4.7838e+12 | 4.8794e+12 | 4.977e+12 | 5.0766e+12 | 5.1781e+12 | 5.2817e+12 | 5.3873e+12 | 5.495e+12 | 5.6049e+12 | 5.717e+12 | 5.8314e+12 | 5.948e+12 | 6.067e+12 | 6.1883e+12 | 6.3121e+12 | 6.4383e+12 | 6.5671e+12 | 6.6984e+12 | 6.8324e+12 | 6.969e+12 | 7.1084e+12 | 7.2506e+12 | 7.3956e+12 | 7.5435e+12 | 7.6944e+12 | 7.8483e+12 | 8.0052e+12 | 8.1653e+12 | 8.3287e+12 | 8.4952e+12 | 8.6651e+12 | 8.8384e+12 | 9.0152e+12 | 9.1955e+12 | 9.3794e+12 | 9.567e+12 | 9.7583e+12 | 9.9535e+12 | 1.0153e+13 | 1.0356e+13 | 1.0563e+13 | 1.0774e+13 | 1.0989e+13 | 1.1209e+13 | 1.1433e+13 | 1.1662e+13 | 1.1895e+13 | 1.2133e+13 | 1.2376e+13 | 1.2623e+13 | 1.2876e+13 | 1.3133e+13 | 1.3396e+13 | 1.3664e+13 | 1.3937e+13 | 1.4216e+13 | 1.45e+13 | 1.479e+13 | 1.5086e+13 | 1.5388e+13 | 1.5696e+13 | 1.601e+13 | 1.633e+13 | 1.6656e+13 | 1.699e+13 | 1.7329e+13 | 1.7676e+13 | 1.8029e+13 | 1.839e+13 | 1.8758e+13 | 1.9133e+13 | 1.9516e+13 | 1.9906e+13 | 2.0304e+13 | 2.071e+13 | 2.1124e+13 | 2.1547e+13 | 2.1978e+13 | 2.2417e+13 | 2.2866e+13 | 2.3323e+13 | 2.3789e+13 | 2.4265e+13 | 2.4751e+13 | 2.5246e+13 | 2.575e+13 | 2.6265e+13 | 2.6791e+13 | 2.7327e+13 | 2.7873e+13 | 2.8431e+13 | 2.8999e+13 | 2.9579e+13 | 3.0171e+13 | 3.0774e+13 | 3.139e+13 | 3.2017e+13 | 3.2658e+13 | 3.3311e+13 | 3.3977e+13 | 3.4657e+13 | 3.535e+13 | 3.6057e+13 | 3.6778e+13 | 3.7514e+13 | 3.8264e+13 | 3.9029e+13 | 3.981e+13 | 4.0606e+13 | 4.1418e+13 | 4.2246e+13 | 4.3091e+13 | 4.3953e+13 | 4.4832e+13 | 4.5729e+13 | 4.6643e+13 | 4.7576e+13 | 4.8528e+13 | 4.9498e+13 | 5.0488e+13 | 5.1498e+13 | 5.2528e+13 | 5.3579e+13 | 5.465e+13 | 5.5743e+13 | 5.6858e+13 | 5.7995e+13 | 5.9155e+13 | 6.0338e+13 | 6.1545e+13 | 6.2776e+13 | 6.4031e+13 | 6.5312e+13 | 6.6618e+13 | 6.7951e+13 | 6.931e+13 | 7.0696e+13 | 7.211e+13 | 7.3552e+13 | 7.5023e+13 | 7.6523e+13 | 7.8054e+13 | 7.9615e+13 | 8.1207e+13 | 8.2831e+13 | 8.4488e+13 | 8.6178e+13 | 8.7901e+13 | 8.9659e+13 | 9.1452e+13 | 9.3282e+13 | 9.5147e+13 | 9.705e+13 | 9.8991e+13 | 1.0097e+14 | 1.0299e+14 | 1.0505e+14 | 1.0715e+14 | 1.0929e+14 | 1.1148e+14 | 1.1371e+14 | 1.1598e+14 | 1.183e+14 | 1.2067e+14 | 1.2308e+14 | 1.2554e+14 | 1.2806e+14 | 1.3062e+14 | 1.3323e+14 | 1.3589e+14 | 1.3861e+14 | 1.4138e+14 | 1.4421e+14 | 1.471e+14 | 1.5004e+14 | 1.5304e+14 | 1.561e+14 | 1.5922e+14 | 1.6241e+14 | 1.6565e+14 | 1.6897e+14 | 1.7235e+14 | 1.7579e+14 | 1.7931e+14 | 1.8289e+14 | 1.8655e+14 | 1.9028e+14 | 1.9409e+14 | 1.9797e+14 | 2.0193e+14 | 2.0597e+14 | 2.1009e+14 | 2.1429e+14 | 2.1858e+14 | 2.2295e+14 | 2.2741e+14 | 231954940851915 | 2.3659e+14 | 2.4133e+14 | 2.4615e+14 | 2.5108e+14 | 2.561e+14 | 2.6122e+14 | 2.6644e+14 | 2.7177e+14 | 2.7721e+14 | 2.8275e+14 | 2.8841e+14 | 2.9417e+14 | 3.0006e+14 | 3.0606e+14 | 3.1218e+14 | 3.1842e+14 | 3.2479e+14 | 331288773878524 | 3.3791e+14 | 3.4467e+14 | 3.5157e+14 | 3.586e+14 | 3.6577e+14 | 3.7308e+14 | 3.8055e+14 | 3.8816e+14 | 3.9592e+14 | 4.0384e+14 | 4.1192e+14 | 4.2015e+14 | 4.2856e+14 | 4.3713e+14 | 4.4587e+14 | 454788493037434 | 4.6388e+14 | 4.7316e+14 | 4.8263e+14 | 4.9228e+14 | 5.0212e+14 | 5.1217e+14 | 5.2241e+14 | 5.3286e+14 | 5.4351e+14 | 5.5438e+14 | 5.6547e+14 | 5.7678e+14 | 588317410047315 | 6.0008e+14 | 6.1209e+14 | 624327142081491 | 6.3681e+14 | 6.4955e+14 | 6.6254e+14 | 6.7579e+14 | 689307612488893 | 7.0309e+14 | 7.1716e+14 | 7.315e+14 | 7.4613e+14 | 7.6105e+14 | 7.7627e+14 | 7.918e+14 | 8.0763e+14 | 8.2379e+14 | 8.4026e+14 | 8.5707e+14 | 8.7421e+14 | 891692897937908 | 9.0953e+14 | 9.2772e+14 | 9.4627e+14 | 9.652e+14 | 9.845e+14 | 1.0042e+15 | 1.0243e+15 | 1.0448e+15 | 1.0657e+15 | 1.087e+15 | 1.1087e+15 | 1.1309e+15 | 1.1535e+15 | 1176569842003059 | 1.2001e+15 | 1.2241e+15 | 1.2486e+15 | 1.2736e+15 | 1299028176179635 | 1.325e+15 | 1.3515e+15 | 1378539092787238 | 1.4061e+15 | 1.4342e+15 | 1.4629e+15 | 1.4922e+15 | 1.522e+15 | 1.5525e+15 | 1.5835e+15 | 1.6152e+15 | 1647481825345371 | 1.6804e+15 | 1714040091089324 | 1.7483e+15 | 1.7833e+15 | 1.819e+15 | 1855332118124414 | 1.8924e+15 | 1.9303e+15 | 1968893286410573 | 2.0083e+15 | 2.0484e+15 | 2.0894e+15 | 2.1312e+15 | 2.1738e+15 | 2.2173e+15 | 2.2616e+15 | 2306872289215329 | 2.353e+15 | 2.4001e+15 | 2448071328293621 | 2.497e+15 | 2.547e+15 | 2597912878155817 | 2.6499e+15 | 2702868558433312 | 2.7569e+15 | 2812064448194018 | 2.8683e+15 | 2.9257e+15 | 2.9842e+15 | 3043868994717859 | 3104746374612216 | 3.1668e+15 | 3230178128146550 | 3294781690709481 | 3.3607e+15 | 3427890871014144 | 3496448688434427 | 3.5664e+15 | 3637705215447178 | 3.7105e+15 | 3784668506151244 | 3860361876274269 | 3.9376e+15 | 4.0163e+15 | 4.0966e+15 | 4178579844117210 | 4.2622e+15 | 4.3474e+15 | 4.4343e+15 | 4523029206400255 | 4613489790528260 | 4705759586338825 | 4799874778065602 | 4895872273626914 | 4993789719099452 | 5093665513481441 | 5195538823751070 | 5299449600226091 | 5405438592230613 | 5513547364075225 | 5623818311356730 | 5736294677583865 | 5851020571135542 | 5968040982558253 | 6087401802209418 | 6209149838253606 | 6333332835018678 | 6459999491719052 | 6589199481553433 | 6720983471184502 | 6855403140608192 | 6992511203420356 | 7132361427488763 | 7275008656038538 | 7420508829159309 | 7568919005742495 | 7720297385857345 | 7874703333574492 | 8032197400245982 | 8192841348250902 | 8356698175215920 | 8523832138720239 | 8694308781494644 | 8868194957124537 | 9045558856267028 | 9226470033392368 | 9410999434060216 | 9599219422741420 | 9791203811196248 | 9987027887420174 | 10186768445168578 | 10390503814071950 | 10598313890353390 | 10810280168160458 | 11026485771523668 | 11247015486954142 | 11471955796693226 | 11701394912627090 | 11935422810879632 | 12174131267097224 | 12417613892439168 | 12665966170287952 | 12919285493693712 | 13177671203567586 | 13441224627638938 | 13710049120191716 | 13984250102595550 | 14263935104647462 | 14549213806740412 | 14840198082875220 | 15137002044532724 | 15439742085423378 | 15748536927131846 | 16063507665674484 | 16384777818987974 | 16712473375367734 | 17046722842875088 | 17387657299732590 | 17735410445727242 | 18090118654641788 | 18451921027734624 | 18820959448289316 | 19197378637255104 | 19581326210000208 | 19972952734200212 | 20372411788884216 | 20779860024661900 | 21195457225155140 | 21619366369658244 | 22051753697051408 | 22492788770992436 | 22942644546412284 | 23401497437340532 | 23869527386087344 | 24346917933809092 | 24833856292485276 | 25330533418334980 | 25837144086701680 | 26353886968435716 | 26880964707804432 | 27418584001960520 | 27966955681999732 | 28526294795639728 | 29096820691552524 | 29678757105383576 | 30272332247491248 | 30877778892441072 | 31495334470289892 | 32125241159695692 | 32767745982889608 | 33423100902547400 | 34091562920598348 | 34773394179010316 | 35468862062590524 | 36178239303842336 | 36901804089919184 | 37639840171717568 | 38392636975151920 | 39160489714654960 | 39943699508948056 | 40742573499127016 | 41557424969109560 | 42388573468491752 | 43236344937861584 | 44101071836618816 | 44983093273351192 | 45882755138818216 | 46800410241594584 | 47736418446426480 | 48691146815355008 | 49664969751662112 | 50658269146695352 | 51671434529629256 | 52704863220221840 | 53758960484626280 | 54834139694318808 | 55930822488205184 | 57049438937969288 | 58190427716728672 | 59354236271063248 | 60541320996484512 | 61752147416414200 | 62987190364742488 | 64246934172037336 | 65531872855478080 | 66842510312587640 | 68179360518839392 | 69542947729216184 | 70933806683800512 | 72352482817476528 | 73799532473826064 | 75275523123302592 | 76781033585768640 | 78316654257484016 | 79882987342633696 | 81480647089486368 | 83110260031276096 | 84772465231901616 | 86467914536539648 | 88197272827270448 | 89961218283815856 | 91760442649492176 | 93595651502482016 | 95467564532531664 | 97376915823182304 | 99324454139645952 | 1.0131e+17 | 1.0334e+17 | 1.054e+17 | 1.0751e+17 | 1.0966e+17 | 1.1186e+17 | 1.1409e+17 | 1.1637e+17 | 1.187e+17 | 1.2108e+17 | 1.235e+17 | 1.2597e+17 | 1.2849e+17 | 1.3106e+17 | 1.3368e+17 | 1.3635e+17 | 1.3908e+17 | 1.4186e+17 | 1.447e+17 | 1.4759e+17 | 1.5054e+17 | 1.5355e+17 | 1.5662e+17 | 1.5976e+17 | 1.6295e+17 | 1.6621e+17 | 1.6954e+17 | 1.7293e+17 | 1.7638e+17 | 1.7991e+17 | 1.8351e+17 | 1.8718e+17 | 1.9092e+17 | 1.9474e+17 | 1.9864e+17 | 2.0261e+17 | 2.0666e+17 | 2.108e+17 | 2.1501e+17 | 2.1931e+17 | 2.237e+17 | 2.2817e+17 | 2.3274e+17 | 2.3739e+17 | 2.4214e+17 | 2.4698e+17 | 2.5192e+17 | 2.5696e+17 | 2.621e+17 | 2.6734e+17 | 2.7269e+17 | 2.7814e+17 | 2.837e+17 | 2.8938e+17 | 2.9517e+17 | 3.0107e+17 | 3.0709e+17 | 3.1323e+17 | 3.195e+17 | 3.2589e+17 | 3.324e+17 | 3.3905e+17 | 3.4583e+17 | 3.5275e+17 | 3.5981e+17 | 3.67e+17 | 3.7434e+17 | 3.8183e+17 | 3.8946e+17 | 3.9725e+17 | 4.052e+17 | 4.133e+17 | 4.2157e+17 | 4.3e+17 | 4.386e+17 | 4.4737e+17 | 4.5632e+17 | 4.6545e+17 | 4.7476e+17 | 4.8425e+17 | 4.9394e+17 | 5.0381e+17 | 5.1389e+17 | 5.2417e+17 | 5.3465e+17 | 5.4534e+17 | 5.5625e+17 | 5.6738e+17 | 5.7872e+17 | 5.903e+17 | 6.021e+17 | 6.1415e+17 | 6.2643e+17 | 6.3896e+17 | 6.5174e+17 | 6.6477e+17 | 6.7807e+17 | 6.9163e+17 | 7.0546e+17 | 7.1957e+17 | 7.3396e+17 | 7.4864e+17 | 7.6361e+17 | 7.7889e+17 | 7.9446e+17 | 8.1035e+17 | 8.2656e+17 | 8.4309e+17 | 8.5995e+17 | 8.7715e+17 | 8.947e+17 | 9.1259e+17 | 9.3084e+17 | 9.4946e+17 | 9.6845e+17 | 9.8782e+17 | 1.0076e+18 | 1.0277e+18 | 1.0483e+18 | 1.0692e+18 | 1.0906e+18 | 1.1124e+18 | 1.1347e+18 | 1.1574e+18 | 1.1805e+18 | 1.2041e+18 | 1.2282e+18 | 1.2528e+18 | 1.2778e+18 | 1.3034e+18 | 1.3295e+18 | 1.3561e+18 | 1.3832e+18 | 1.4108e+18 | 1.4391e+18 | 1.4678e+18 | 1.4972e+18 | 1.5271e+18 | 1.5577e+18 | 1.5888e+18 | 1.6206e+18 | 1.653e+18 | 1.6861e+18 | 1.7198e+18 | 1.7542e+18 | 1.7893e+18 | 1.8251e+18 | 1.8616e+18 | 1.8988e+18 | 1.9368e+18 | 1.9755e+18 | 2.015e+18 | 2.0553e+18 | 2.0964e+18 | 2.1384e+18 | 2.1811e+18 | 2.2248e+18 | 2.2693e+18 | 2.3146e+18 | 2.3609e+18 | 2.4082e+18 | 2.4563e+18 | 2.5054e+18 | 2.5555e+18 | 2.6067e+18 | 2.6588e+18 | 2.712e+18 | 2.7662e+18 | 2.8215e+18 | 2.878e+18 | 2.9355e+18 | 2.9942e+18 | 3.0541e+18 | 3.1152e+18 | 3.1775e+18 | 3.2411e+18 | 3.3059e+18 | 3.372e+18 | 3.4394e+18 | 3.5082e+18 | 3.5784e+18 | 3.65e+18 | 3.723e+18 | 3.7974e+18 | 3.8734e+18 | 3.9508e+18 | 4.0298e+18 | 4.1104e+18 | 4.1927e+18 | 4.2765e+18 | 4.362e+18 | 4.4493e+18 | 4.5383e+18 | 4.629e+18 | 4.7216e+18 | 4.816e+18 | 4.9124e+18 | 5.0106e+18 | 5.1108e+18 | 5.213e+18 | 5.3173e+18 | 5.4236e+18 | 5.5321e+18 | 5.6428e+18 | 5.7556e+18 | 5.8707e+18 | 5.9881e+18 | 6.1079e+18 | 6.2301e+18 | 6.3547e+18 | 6.4818e+18 | 6.6114e+18 | 6.7436e+18 | 6.8785e+18 | 7.0161e+18 | 7.1564e+18 | 7.2995e+18 | 7.4455e+18 | 7.5944e+18 | 7.7463e+18 | 7.9012e+18 | 8.0592e+18 | 8.2204e+18 | 8.3848e+18 | 8.5525e+18 | 8.7236e+18 | 8.8981e+18 | 9.076e+18 | 9.2575e+18 | 9.4427e+18 | 9.6315e+18 | 9.8242e+18 | 1.0021e+19 | 1.0221e+19 | 1.0425e+19 | 1.0634e+19 | 1.0847e+19 | 1.1064e+19 | 1.1285e+19 | 1.1511e+19 | 1.1741e+19 | 1.1976e+19 | 1.2215e+19 | 1.2459e+19 | 1.2709e+19 | 1.2963e+19 | 1.3222e+19 | 1.3486e+19 | 1.3756e+19 | 1.4031e+19 | 1.4312e+19 | 1.4598e+19 | 1.489e+19 | 1.5188e+19 | 1.5492e+19 | 1.5802e+19 | 1.6118e+19 | 1.644e+19 | 1.6769e+19 | 1.7104e+19 | 1.7446e+19 | 1.7795e+19 | 1.8151e+19 | 1.8514e+19 | 1.8884e+19 | 1.9262e+19 | 1.9647e+19 | 2.004e+19 | 2.0441e+19 | 2.085e+19 | 2.1267e+19 | 2.1692e+19 | 2.2126e+19 | 2.2569e+19 | 2.302e+19 | 2.348e+19 | 2.395e+19 | 2.4429e+19 | 2.4917e+19 | 2.5416e+19 | 2.5924e+19 | 2.6443e+19 | 2.6971e+19 | 2.7511e+19 | 2.8061e+19 | 2.8622e+19 | 2.9195e+19 | 2.9779e+19 | 3.0374e+19 | 3.0982e+19 | 3.1601e+19 | 3.2233e+19 | 3.2878e+19 | 3.3536e+19 | 3.4206e+19 | 3.489e+19 | 3.5588e+19 | 3.63e+19 | 3.7026e+19 | 3.7767e+19 | 3.8522e+19 | 3.9292e+19 | 4.0078e+19 | 4.088e+19 | 4.1697e+19 | 4.2531e+19 | 4.3382e+19 | 4.425e+19 | 4.5135e+19 | 4.6037e+19 | 4.6958e+19 | 4.7897e+19 | 4.8855e+19 | 4.9832e+19 | 5.0829e+19 | 5.1845e+19 | 5.2882e+19 | 5.394e+19 | 5.5019e+19 | 5.6119e+19 | 5.7242e+19 | 5.8386e+19 | 5.9554e+19 | 6.0745e+19 | 6.196e+19 | 6.3199e+19 | 6.4463e+19 | 6.5753e+19 | 6.7068e+19 | 6.8409e+19 | 6.9777e+19 | 7.1173e+19 | 7.2596e+19 | 7.4048e+19 | 7.5529e+19 | 7.704e+19 | 7.858e+19 | 8.0152e+19 | 8.1755e+19 | 8.339e+19 | 8.5058e+19 | 8.6759e+19 | 8.8494e+19 | 9.0264e+19 | 9.2069e+19 | 9.3911e+19 | 9.5789e+19 | 9.7705e+19 | 9.9659e+19 | 1.0165e+20 | 1.0369e+20 | 1.0576e+20 | 1.0787e+20 | 1.1003e+20 | 1.1223e+20 | 1.1448e+20 | 1.1677e+20 | 1.191e+20 | 1.2148e+20 | 1.2391e+20 | 1.2639e+20 | 1.2892e+20 | 1.315e+20 | 1.3413e+20 | 1.3681e+20 | 1.3955e+20 | 1.4234e+20 | 1.4518e+20 | 1.4809e+20 | 1.5105e+20 | 1.5407e+20 | 1.5715e+20 | 1.603e+20 | 1.635e+20 | 1.6677e+20 | 1.7011e+20 | 1.7351e+20 | 1.7698e+20 | 1.8052e+20 | 1.8413e+20 | 1.8781e+20 | 1.9157e+20 | 1.954e+20 | 1.9931e+20 | 2.0329e+20 | 2.0736e+20 | 2.1151e+20 | 2.1574e+20 | 2.2005e+20 | 2.2445e+20 | 2.2894e+20 | 2.3352e+20 | 2.3819e+20 | 2.4295e+20 | 2.4781e+20 | 2.5277e+20 | 2.5782e+20 | 2.6298e+20 | 2.6824e+20 | 2.7361e+20 | 2.7908e+20 | 2.8466e+20 | 2.9035e+20 | 2.9616e+20 | 3.0208e+20 | 3.0812e+20 | 3.1429e+20 | 3.2057e+20 | 3.2698e+20 | 3.3352e+20 | 3.4019e+20 | 3.47e+20 | 3.5394e+20 | 3.6102e+20 | 3.6824e+20 | 3.756e+20 | 3.8311e+20 | 3.9078e+20 | 3.9859e+20 | 4.0656e+20 | 4.1469e+20 | 4.2299e+20 | 4.3145e+20 | 4.4008e+20 | 4.4888e+20 | 4.5786e+20 | 4.6701e+20 | 4.7635e+20 | 4.8588e+20 | 4.956e+20 | 5.0551e+20 | 5.1562e+20 | 5.2593e+20 | 5.3645e+20 | 5.4718e+20 | 5.5812e+20 | 5.6929e+20 | 5.8067e+20 | 5.9229e+20 | 6.0413e+20 | 6.1621e+20 | 6.2854e+20 | 6.4111e+20 | 6.5393e+20 | 6.6701e+20 | 6.8035e+20 | 6.9396e+20 | 7.0784e+20 | 7.2199e+20 | 7.3643e+20 | 7.5116e+20 | 7.6619e+20 | 7.8151e+20 | 7.9714e+20 | 8.1308e+20 | 8.2934e+20 | 8.4593e+20 | 8.6285e+20 | 8.8011e+20 | 8.9771e+20 | 9.1566e+20 | 9.3398e+20 | 9.5266e+20 | 9.7171e+20 | 9.9114e+20 | 1.011e+21 | 1.0312e+21 | 1.0518e+21 | 1.0728e+21 | 1.0943e+21 | 1.1162e+21 | 1.1385e+21 | 1.1613e+21 | 1.1845e+21 | 1.2082e+21 | 1.2324e+21 | 1.257e+21 | 1.2821e+21 | 1.3078e+21 | 1.3339e+21 | 1.3606e+21 | 1.3878e+21 | 1.4156e+21 | 1.4439e+21 | 1.4728e+21 | 1.5022e+21 | 1.5323e+21 | 1.5629e+21 | 1.5942e+21 | 1.6261e+21 | 1.6586e+21 | 1.6918e+21 | 1.7256e+21 | 1.7601e+21 | 1.7953e+21 | 1.8312e+21 | 1.8678e+21 | 1.9052e+21 | 1.9433e+21 | 1.9822e+21 | 2.0218e+21 | 2.0623e+21 | 2.1035e+21 | 2.1456e+21 | 2.1885e+21 | 2.2323e+21 | 2.2769e+21 | 2.3224e+21 | 2.3689e+21 | 2.4163e+21 | 2.4646e+21 | 2.5139e+21 | 2.5642e+21 | 2.6154e+21 | 2.6677e+21 | 2.7211e+21 | 2.7755e+21 | 2.831e+21 | 2.8877e+21 | 2.9454e+21 | 3.0043e+21 | 3.0644e+21 | 3.1257e+21 | 3.1882e+21 | 3.252e+21 | 3.317e+21 | 3.3833e+21 | 3.451e+21 | 3.52e+21 | 3.5904e+21 | 3.6622e+21 | 3.7355e+21 | 3.8102e+21 | 3.8864e+21 | 3.9641e+21 | 4.0434e+21 | 4.1243e+21 | 4.2068e+21 | 4.2909e+21 | 4.3767e+21 | 4.4643e+21 | 4.5535e+21 | 4.6446e+21 | 4.7375e+21 | 4.8323e+21 | 4.9289e+21 | 5.0275e+21 | 5.128e+21 | 5.2306e+21 | 5.3352e+21 | 5.4419e+21 | 5.5507e+21 | 5.6618e+21 | 5.775e+21 | 5.8905e+21 | 6.0083e+21 | 6.1285e+21 | 6.251e+21 | 6.3761e+21 | 6.5036e+21 | 6.6336e+21 | 6.7663e+21 | 6.9016e+21 | 7.0397e+21 | 7.1805e+21 | 7.3241e+21 | 7.4706e+21 | 7.62e+21 | 7.7724e+21 | 7.9278e+21 | 8.0864e+21 | 8.2481e+21 | 8.4131e+21 | 8.5813e+21 | 8.753e+21 | 8.928e+21 | 9.1066e+21 | 9.2887e+21 | 9.4745e+21 | 9.664e+21 | 9.8573e+21 | 1.0054e+22 | 1.0255e+22 | 1.0461e+22 | 1.067e+22 | 1.0883e+22 | 1.1101e+22 | 1.1323e+22 | 1.1549e+22 | 1.178e+22 | 1.2016e+22 | 1.2256e+22 | 1.2501e+22 | 1.2751e+22 | 1.3006e+22 | 1.3267e+22 | 1.3532e+22 | 1.3803e+22 | 1.4079e+22 | 1.436e+22 | 1.4647e+22 | 1.494e+22 | 1.5239e+22 | 1.5544e+22 | 1.5855e+22 | 1.6172e+22 | 1.6495e+22 | 1.6825e+22 | 1.7162e+22 | 1.7505e+22 | 1.7855e+22 | 1.8212e+22 | 1.8576e+22 | 1.8948e+22 | 1.9327e+22 | 1.9713e+22 | 2.0108e+22 | 2.051e+22 | 2.092e+22 | 2.1338e+22 | 2.1765e+22 | 2.2201e+22 | 2.2645e+22 | 2.3097e+22 | 2.3559e+22 | 2.4031e+22 | 2.4511e+22 | 2.5001e+22 | 2.5501e+22 | 2.6011e+22 | 2.6532e+22 | 2.7062e+22 | 2.7604e+22 | 2.8156e+22 | 2.8719e+22 | 2.9293e+22 | 2.9879e+22 | 3.0477e+22 | 3.1086e+22 | 3.1708e+22 | 3.2342e+22 | 3.2989e+22 | 3.3649e+22 | 3.4322e+22 | 3.5008e+22 | 3.5708e+22 | 3.6422e+22 | 3.7151e+22 | 3.7894e+22 | 3.8652e+22 | 3.9425e+22 | 4.0213e+22 | 4.1017e+22 | 4.1838e+22 | 4.2675e+22 | 4.3528e+22 | 4.4399e+22 | 4.5287e+22 | 4.6192e+22 | 4.7116e+22 | 4.8058e+22 | 4.902e+22 | 5e+22 | 5.1e+22 | 5.202e+22 | 5.306e+22 | 5.4122e+22 | 5.5204e+22 | 5.6308e+22 | 5.7434e+22 | 5.8583e+22 | 5.9755e+22 | 6.095e+22 | 6.2169e+22 | 6.3412e+22 | 6.468e+22 | 6.5974e+22 | 6.7293e+22 | 6.8639e+22 | 7.0012e+22 | 7.1412e+22 | 7.2841e+22 | 7.4297e+22 | 7.5783e+22 | 7.7299e+22 | 7.8845e+22 | 8.0422e+22 | 8.203e+22 | 8.3671e+22 | 8.5344e+22 | 8.7051e+22 | 8.8792e+22 | 9.0568e+22 | 9.2379e+22 | 9.4227e+22 | 9.6112e+22 | 9.8034e+22 | 9.9994e+22 | 1.0199e+23 | 1.0403e+23 | 1.0611e+23 | 1.0824e+23 | 1.104e+23 | 1.1261e+23 | 1.1486e+23 | 1.1716e+23 | 1.195e+23 | 1.2189e+23 | 1.2433e+23 | 1.2682e+23 | 1.2935e+23 | 1.3194e+23 | 1.3458e+23 | 1.3727e+23 | 1.4002e+23 | 1.4282e+23 | 1.4567e+23 | 1.4859e+23 | 1.5156e+23 | 1.5459e+23 | 1.5768e+23 | 1.6083e+23 | 1.6405e+23 | 1.6733e+23 | 1.7068e+23 | 1.7409e+23 | 1.7757e+23 | 1.8113e+23 | 1.8475e+23 | 1.8844e+23 | 1.9221e+23 | 1.9606e+23 | 1.9998e+23 | 2.0398e+23 | 2.0806e+23 | 2.1222e+23 | 2.1646e+23 | 2.2079e+23 | 2.2521e+23 | 2.2971e+23 | 2.3431e+23 | 2.3899e+23 | 2.4377e+23 | 2.4865e+23 | 2.5362e+23 | 2.5869e+23 | 2.6387e+23 | 2.6914e+23 | 2.7453e+23 | 2.8002e+23 | 2.8562e+23 | 2.9133e+23 | 2.9716e+23 | 3.031e+23 | 3.0916e+23 | 3.1535e+23 | 3.2165e+23 | 3.2809e+23 | 3.3465e+23 | 3.4134e+23 | 3.4817e+23 | 3.5513e+23 | 3.6223e+23 | 3.6948e+23 | 3.7687e+23 | 3.844e+23 | 3.9209e+23 | 3.9993e+23 | 4.0793e+23 | 4.1609e+23 | 4.2441e+23 | 4.329e+23 | 4.4156e+23 | 4.5039e+23 | 4.594e+23 | 4.6859e+23 | 4.7796e+23 | 4.8752e+23 | 4.9727e+23 | 5.0721e+23 | 5.1736e+23 | 5.277e+23 | 5.3826e+23 | 5.4902e+23 | 5.6e+23 | 5.712e+23 | 5.8263e+23 | 5.9428e+23 | 6.0617e+23 | 6.1829e+23 | 6.3066e+23 | 6.4327e+23 | 6.5613e+23 | 6.6926e+23 | 6.8264e+23 | 6.9629e+23 | 7.1022e+23 | 7.2442e+23 | 7.3891e+23 | 7.5369e+23 | 7.6877e+23 | 7.8414e+23 | 7.9982e+23 | 8.1582e+23 | 8.3214e+23 | 8.4878e+23 | 8.6575e+23 | 8.8307e+23 | 9.0073e+23 | 9.1875e+23 | 9.3712e+23 | 9.5586e+23 | 9.7498e+23 | 9.9448e+23 | 1.0144e+24 | 1.0347e+24 | 1.0554e+24 | 1.0765e+24 | 1.098e+24 | 1.1199e+24 | 1.1423e+24 | 1.1652e+24 | 1.1885e+24 | 1.2123e+24 | 1.2365e+24 | 1.2612e+24 | 1.2865e+24 | 1.3122e+24 | 1.3384e+24 | 1.3652e+24 | 1.3925e+24 | 1.4204e+24 | 1.4488e+24 | 1.4777e+24 | 1.5073e+24 | 1.5374e+24 | 1.5682e+24 | 1.5996e+24 | 1.6315e+24 | 1.6642e+24 | 1.6975e+24 | 1.7314e+24 | 1.766e+24 | 1.8014e+24 | 1.8374e+24 | 1.8741e+24 | 1.9116e+24 | 1.9499e+24 | 1.9888e+24 | 2.0286e+24 | 2.0692e+24 | 2.1106e+24 | 2.1528e+24 | 2.1959e+24 | 2.2398e+24 | 2.2846e+24 | 2.3303e+24 | 2.3769e+24 | 2.4244e+24 | 2.4729e+24 | 2.5223e+24 | 2.5728e+24 | 2.6242e+24 | 2.6767e+24 | 2.7303e+24 | 2.7849e+24 | 2.8406e+24 | 2.8974e+24 | 2.9553e+24 | 3.0144e+24 | 3.0747e+24 | 3.1362e+24 | 3.1989e+24 | 3.2629e+24 | 3.3282e+24 | 3.3947e+24 | 3.4626e+24 | 3.5319e+24 | 3.6025e+24 | 3.6746e+24 | 3.7481e+24 | 3.823e+24 | 3.8995e+24 | 3.9775e+24 | 4.057e+24 | 4.1382e+24 | 4.2209e+24 | 4.3054e+24 | 4.3915e+24 | 4.4793e+24 | 4.5689e+24 | 4.6603e+24 | 4.7535e+24 | 4.8485e+24 | 4.9455e+24 | 5.0444e+24 | 5.1453e+24 | 5.2482e+24 | 5.3532e+24 | 5.4602e+24 | 5.5694e+24 | 5.6808e+24 | 5.7944e+24 | 5.9103e+24 | 6.0285e+24 | 6.1491e+24 | 6.2721e+24 | 6.3975e+24 | 6.5255e+24 | 6.656e+24 | 6.7891e+24 | 6.9249e+24 | 7.0634e+24 | 7.2047e+24 | 7.3487e+24 | 7.4957e+24 | 7.6456e+24 | 7.7986e+24 | 7.9545e+24 | 8.1136e+24 | 8.2759e+24 | 8.4414e+24 | 8.6102e+24 | 8.7824e+24 | 8.9581e+24 | 9.1372e+24 | 9.32e+24 | 9.5064e+24 | 9.6965e+24 | 9.8904e+24 | 1.0088e+25 | 1.029e+25 | 1.0496e+25 | 1.0706e+25 | 1.092e+25 | 1.1138e+25 | 1.1361e+25 | 1.1588e+25 | 1.182e+25 | 1.2056e+25 | 1.2298e+25 | 1.2543e+25 | 1.2794e+25 | 1.305e+25 | 1.3311e+25 | 1.3577e+25 | 1.3849e+25 | 1.4126e+25 | 1.4409e+25 | 1.4697e+25 | 1.4991e+25 | 1.529e+25 | 1.5596e+25 | 1.5908e+25 | 1.6226e+25 | 1.6551e+25 | 1.6882e+25 | 1.722e+25 | 1.7564e+25 | 1.7915e+25 | 1.8273e+25 | 1.8639e+25 | 1.9012e+25 | 1.9392e+25 | 1.978e+25 | 2.0175e+25 | 2.0579e+25 | 2.099e+25 | 2.141e+25 | 2.1838e+25 | 2.2275e+25 | 2.2721e+25 | 2.3175e+25 | 2.3639e+25 | 2.4111e+25 | 2.4594e+25 | 2.5086e+25 | 2.5587e+25 | 2.6099e+25 | 2.6621e+25 | 2.7153e+25 | 2.7696e+25 | 2.825e+25 | 2.8815e+25 | 2.9392e+25 | 2.998e+25 | 3.0579e+25 | 3.1191e+25 | 3.1815e+25 | 3.2451e+25 | 3.31e+25 | 3.3762e+25 | 3.4437e+25 | 3.5126e+25 | 3.5828e+25 | 3.6545e+25 | 3.7276e+25 | 3.8021e+25 | 3.8782e+25 | 3.9557e+25 | 4.0349e+25 | 4.1156e+25 | 4.1979e+25 | 4.2818e+25 | 4.3675e+25 | 4.4548e+25 | 4.5439e+25 | 4.6348e+25 | 4.7275e+25 | 4.822e+25 | 4.9185e+25 | 5.0168e+25 | 5.1172e+25 | 5.2195e+25 | 5.3239e+25 | 5.4304e+25 | 5.539e+25 | 5.6498e+25 | 5.7628e+25 | 5.878e+25 | 5.9956e+25 | 6.1155e+25 | 6.2378e+25 | 6.3626e+25 | 6.4898e+25 | 6.6196e+25 | 6.752e+25 | 6.887e+25 | 7.0248e+25 | 7.1653e+25 | 7.3086e+25 | 7.4548e+25 | 7.6039e+25 | 7.7559e+25 | 7.911e+25 | 8.0693e+25 | 8.2307e+25 | 8.3953e+25 | 8.5632e+25 | 8.7344e+25 | 8.9091e+25 | 9.0873e+25 | 9.2691e+25 | 9.4544e+25 | 9.6435e+25 | 9.8364e+25 | 1.0033e+26 | 1.0234e+26 | 1.0438e+26 | 1.0647e+26 | 1.086e+26 | 1.1077e+26 | 1.1299e+26 | 1.1525e+26 | 1.1755e+26 | 1.1991e+26 | 1.223e+26 | 1.2475e+26 | 1.2724e+26 | 1.2979e+26 | 1.3238e+26 | 1.3503e+26 | 1.3773e+26 | 1.4049e+26 | 1.433e+26 | 1.4616e+26 | 1.4909e+26 | 1.5207e+26 | 1.5511e+26 | 1.5821e+26 | 1.6138e+26 | 1.646e+26 | 1.679e+26 | 1.7125e+26 | 1.7468e+26 | 1.7817e+26 | 1.8174e+26 | 1.8537e+26 | 1.8908e+26 | 1.9286e+26 | 1.9672e+26 | 2.0065e+26 | 2.0466e+26 | 2.0876e+26 | 2.1293e+26 | 2.1719e+26 | 2.2154e+26 | 2.2597e+26 | 2.3049e+26 | 2.351e+26 | 2.398e+26 | 2.4459e+26 | 2.4948e+26 | 2.5447e+26 | 2.5956e+26 | 2.6476e+26 | 2.7005e+26 | 2.7545e+26 | 2.8096e+26 | 2.8658e+26 | 2.9231e+26 | 2.9816e+26 | 3.0412e+26 | 3.102e+26 | 3.1641e+26 | 3.2274e+26 | 3.2919e+26 | 3.3577e+26 | 3.4249e+26 | 3.4934e+26 | 3.5633e+26 | 3.6345e+26 | 3.7072e+26 | 3.7814e+26 | 3.857e+26 | 3.9341e+26 | 4.0128e+26 | 4.0931e+26 | 4.1749e+26 | 4.2584e+26 | 4.3436e+26 | 4.4305e+26 | 4.5191e+26 | 4.6095e+26 | 4.7016e+26 | 4.7957e+26 | 4.8916e+26 | 4.9894e+26 | 5.0892e+26 | 5.191e+26 | 5.2948e+26 | 5.4007e+26 | 5.5087e+26 | 5.6189e+26 | 5.7313e+26 | 5.8459e+26 | 5.9628e+26 | 6.0821e+26 | 6.2037e+26 | 6.3278e+26 | 6.4543e+26 | 6.5834e+26 | 6.7151e+26 | 6.8494e+26 | 6.9864e+26 | 7.1261e+26 | 7.2686e+26 | 7.414e+26 | 7.5623e+26 | 7.7135e+26 | 7.8678e+26 | 8.0252e+26 | 8.1857e+26 | 8.3494e+26 | 8.5164e+26 | 8.6867e+26 | 8.8604e+26 | 9.0376e+26 | 9.2184e+26 | 9.4028e+26 | 9.5908e+26 | 9.7826e+26 | 9.9783e+26 | 1.0178e+27 | 1.0381e+27 | 1.0589e+27 | 1.0801e+27 | 1.1017e+27 | 1.1237e+27 | 1.1462e+27 | 1.1691e+27 | 1.1925e+27 | 1.2163e+27 | 1.2407e+27 | 1.2655e+27 | 1.2908e+27 | 1.3166e+27 | 1.3429e+27 | 1.3698e+27 | 1.3972e+27 | 1.4251e+27 | 1.4536e+27 | 1.4827e+27 | 1.5124e+27 | 1.5426e+27 | 1.5735e+27 | 1.6049e+27 | 1.637e+27 | 1.6698e+27 | 1.7032e+27 | 1.7372e+27 | 1.772e+27 | 1.8074e+27 | 1.8436e+27 | 1.8804e+27 | 1.9181e+27 | 1.9564e+27 | 1.9955e+27 | 2.0355e+27 | 2.0762e+27 | 2.1177e+27 | 2.16e+27 | 2.2032e+27 | 2.2473e+27 | 2.2923e+27 | 2.3381e+27 | 2.3849e+27 | 2.4326e+27 | 2.4812e+27 | 2.5308e+27 | 2.5815e+27 | 2.6331e+27 | 2.6857e+27 | 2.7395e+27 | 2.7942e+27 | 2.8501e+27 | 2.9071e+27 | 2.9653e+27 | 3.0246e+27 | 3.0851e+27 | 3.1468e+27 | 3.2097e+27 | 3.2739e+27 | 3.3394e+27 | 3.4062e+27 | 3.4743e+27 | 3.5438e+27 | 3.6147e+27 | 3.687e+27 | 3.7607e+27 | 3.8359e+27 | 3.9126e+27 | 3.9909e+27 | 4.0707e+27 | 4.1521e+27 | 4.2351e+27 | 4.3198e+27 | 4.4062e+27 | 4.4944e+27 | 4.5843e+27 | 4.6759e+27 | 4.7695e+27 | 4.8649e+27 | 4.9621e+27 | 5.0614e+27 | 5.1626e+27 | 5.2659e+27 | 5.3712e+27 | 5.4786e+27 | 5.5882e+27 | 5.7e+27 | 5.8139e+27 | 5.9302e+27 | 6.0488e+27 | 6.1698e+27 | 6.2932e+27 | 6.4191e+27 | 6.5475e+27 | 6.6784e+27 | 6.812e+27 | 6.9482e+27 | 7.0872e+27 | 7.2289e+27 | 7.3735e+27 | 7.521e+27 | 7.6714e+27 | 7.8248e+27 | 7.9813e+27 | 8.1409e+27 | 8.3038e+27 | 8.4698e+27 | 8.6392e+27 | 8.812e+27 | 8.9882e+27 | 9.168e+27 | 9.3514e+27 | 9.5384e+27 | 9.7292e+27 | 9.9238e+27 | 1.0122e+28 | 1.0325e+28 | 1.0531e+28 | 1.0742e+28 | 1.0957e+28 | 1.1176e+28 | 1.1399e+28 | 1.1627e+28 | 1.186e+28 | 1.2097e+28 | 1.2339e+28 | 1.2586e+28 | 1.2837e+28 | 1.3094e+28 | 1.3356e+28 | 1.3623e+28 | 1.3896e+28 | 1.4174e+28 | 1.4457e+28 | 1.4746e+28 | 1.5041e+28 | 1.5342e+28 | 1.5649e+28 | 1.5962e+28 | 1.6281e+28 | 1.6607e+28 | 1.6939e+28 | 1.7277e+28 | 1.7623e+28 | 1.7976e+28 | 1.8335e+28 | 1.8702e+28 | 1.9076e+28 | 1.9457e+28 | 1.9846e+28 | 2.0243e+28 | 2.0648e+28 | 2.1061e+28 | 2.1482e+28 | 2.1912e+28 | 2.235e+28 | 2.2797e+28 | 2.3253e+28 | 2.3718e+28 | 2.4193e+28 | 2.4677e+28 | 2.517e+28 | 2.5673e+28 | 2.6187e+28 | 2.6711e+28 | 2.7245e+28 | 2.779e+28 | 2.8346e+28 | 2.8912e+28 | 2.9491e+28 | 3.0081e+28 | 3.0682e+28 | 3.1296e+28 | 3.1922e+28 | 3.256e+28 | 3.3211e+28 | 3.3876e+28 | 3.4553e+28 | 3.5244e+28 | 3.5949e+28 | 3.6668e+28 | 3.7401e+28 | 3.8149e+28 | 3.8912e+28 | 3.9691e+28 | 4.0484e+28 | 4.1294e+28 | 4.212e+28 | 4.2962e+28 | 4.3822e+28 | 4.4698e+28 | 4.5592e+28 | 4.6504e+28 | 4.7434e+28 | 4.8383e+28 | 4.935e+28 | 5.0337e+28 | 5.1344e+28 | 5.2371e+28 | 5.3418e+28 | 5.4487e+28 | 5.5576e+28 | 5.6688e+28 | 5.7822e+28 | 5.8978e+28 | 6.0158e+28 | 6.1361e+28 | 6.2588e+28 | 6.384e+28 | 6.5117e+28 | 6.6419e+28 | 6.7747e+28 | 6.9102e+28 | 7.0484e+28 | 7.1894e+28 | 7.3332e+28 | 7.4799e+28 | 7.6295e+28 | 7.782e+28 | 7.9377e+28 | 8.0964e+28 | 8.2584e+28 | 8.4235e+28 | 8.592e+28 | 8.7638e+28 | 8.9391e+28 | 9.1179e+28 | 9.3003e+28 | 9.4863e+28 | 9.676e+28 | 9.8695e+28 | 1.0067e+29 | 1.0268e+29 | 1.0474e+29 | 1.0683e+29 | 1.0897e+29 | 1.1115e+29 | 1.1337e+29 | 1.1564e+29 | 1.1795e+29 | 1.2031e+29 | 1.2272e+29 | 1.2517e+29 | 1.2767e+29 | 1.3023e+29 | 1.3283e+29 | 1.3549e+29 | 1.382e+29 | 1.4096e+29 | 1.4378e+29 | 1.4666e+29 | 1.4959e+29 | 1.5258e+29 | 1.5563e+29 | 1.5874e+29 | 1.6192e+29 | 1.6516e+29 | 1.6846e+29 | 1.7183e+29 | 1.7527e+29 | 1.7877e+29 | 1.8235e+29 | 1.86e+29 | 1.8971e+29 | 1.9351e+29 | 1.9738e+29 | 2.0133e+29 | 2.0535e+29 | 2.0946e+29 | 2.1365e+29 | 2.1792e+29 | 2.2228e+29 | 2.2673e+29 | 2.3126e+29 | 2.3589e+29 | 2.406e+29 | 2.4542e+29 | 2.5032e+29 | 2.5533e+29 | 2.6044e+29 | 2.6565e+29 | 2.7096e+29 | 2.7638e+29 | 2.8191e+29 | 2.8754e+29 | 2.933e+29 | 2.9916e+29 | 3.0514e+29 | 3.1125e+29 | 3.1747e+29 | 3.2382e+29 | 3.303e+29 | 3.369e+29 | 3.4364e+29 | 3.5052e+29 | 3.5753e+29 | 3.6468e+29 | 3.7197e+29 | 3.7941e+29 | 3.87e+29 | 3.9474e+29 | 4.0263e+29 | 4.1068e+29 | 4.189e+29 | 4.2728e+29 | 4.3582e+29 | 4.4454e+29 | 4.5343e+29 | 4.625e+29 | 4.7175e+29 | 4.8118e+29 | 4.9081e+29 | 5.0062e+29 | 5.1063e+29 | 5.2085e+29 | 5.3126e+29 | 5.4189e+29 | 5.5273e+29 | 5.6378e+29 | 5.7506e+29 | 5.8656e+29 | 5.9829e+29 | 6.1026e+29 | 6.2246e+29 | 6.3491e+29 | 6.4761e+29 | 6.6056e+29 | 6.7377e+29 | 6.8725e+29 | 7.0099e+29 | 7.1501e+29 | 7.2931e+29 | 7.439e+29 | 7.5878e+29 | 7.7395e+29 | 7.8943e+29 | 8.0522e+29 | 8.2132e+29 | 8.3775e+29 | 8.545e+29 | 8.7159e+29 | 8.8903e+29 | 9.0681e+29 | 9.2494e+29 | 9.4344e+29 | 9.6231e+29 | 9.8156e+29 | 1.0012e+30 | 1.0212e+30 | 1.0416e+30 | 1.0625e+30 | 1.0837e+30 | 1.1054e+30 | 1.1275e+30 | 1.1501e+30 | 1.1731e+30 | 1.1965e+30 | 1.2204e+30 | 1.2449e+30 | 1.2697e+30 | 1.2951e+30 | 1.321e+30 | 1.3475e+30 | 1.3744e+30 | 1.4019e+30 | 1.4299e+30 | 1.4585e+30 | 1.4877e+30 | 1.5175e+30 | 1.5478e+30 | 1.5788e+30 | 1.6103e+30 | 1.6426e+30 | 1.6754e+30 | 1.7089e+30 | 1.7431e+30 | 1.778e+30 | 1.8135e+30 | 1.8498e+30 | 1.8868e+30 | 1.9245e+30 | 1.963e+30 | 2.0023e+30 | 2.0423e+30 | 2.0832e+30 | 2.1248e+30 | 2.1673e+30 | 2.2107e+30 | 2.2549e+30 | 2.3e+30 | 2.346e+30 | 2.3929e+30 | 2.4408e+30 | 2.4896e+30 | 2.5394e+30 | 2.5901e+30 | 2.6419e+30 | 2.6948e+30 | 2.7487e+30 | 2.8037e+30 | 2.8597e+30 | 2.9169e+30 | 2.9753e+30 | 3.0348e+30 | 3.0955e+30 | 3.1574e+30 | 3.2205e+30 | 3.2849e+30 | 3.3506e+30 | 3.4176e+30 | 3.486e+30 | 3.5557e+30 | 3.6268e+30 | 3.6994e+30 | 3.7734e+30 | 3.8488e+30 | 3.9258e+30 | 4.0043e+30 | 4.0844e+30 | 4.1661e+30 | 4.2494e+30 | 4.3344e+30 | 4.4211e+30 | 4.5095e+30 | 4.5997e+30 | 4.6917e+30 | 4.7855e+30 | 4.8812e+30 | 4.9789e+30 | 5.0784e+30 | 5.18e+30 | 5.2836e+30 | 5.3893e+30 | 5.4971e+30 | 5.607e+30 | 5.7191e+30 | 5.8335e+30 | 5.9502e+30 | 6.0692e+30 | 6.1906e+30 | 6.3144e+30 | 6.4407e+30 | 6.5695e+30 | 6.7009e+30 | 6.8349e+30 | 6.9716e+30 | 7.111e+30 | 7.2533e+30 | 7.3983e+30 | 7.5463e+30 | 7.6972e+30 | 7.8512e+30 | 8.0082e+30 | 8.1683e+30 | 8.3317e+30 | 8.4983e+30 | 8.6683e+30 | 8.8417e+30 | 9.0185e+30 | 9.1989e+30 | 9.3829e+30 | 9.5705e+30 | 9.7619e+30 | 9.9572e+30 | 1.0156e+31 | 1.0359e+31 | 1.0567e+31 | 1.0778e+31 | 1.0994e+31 | 1.1213e+31 | 1.1438e+31 | 1.1666e+31 | 1.19e+31 | 1.2138e+31 | 1.238e+31 | 1.2628e+31 | 1.2881e+31 | 1.3138e+31 | 1.3401e+31 | 1.3669e+31 | 1.3942e+31 | 1.4221e+31 | 1.4506e+31 | 1.4796e+31 | 1.5092e+31 | 1.5394e+31 | 1.5701e+31 | 1.6015e+31 | 1.6336e+31 | 1.6663e+31 | 1.6996e+31 | 1.7336e+31 | 1.7682e+31 | 1.8036e+31 | 1.8397e+31 | 1.8765e+31 | 1.914e+31 | 1.9523e+31 | 1.9913e+31 | 2.0312e+31 | 2.0718e+31 | 2.1132e+31 | 2.1555e+31 | 2.1986e+31 | 2.2426e+31 | 2.2874e+31 | 2.3332e+31 | 2.3798e+31 | 2.4274e+31 | 2.476e+31 | 2.5255e+31 | 2.576e+31 | 2.6275e+31 | 2.6801e+31 | 2.7337e+31 | 2.7883e+31 | 2.8441e+31 | 2.901e+31 | 2.959e+31 | 3.0182e+31 | 3.0785e+31 | 3.1401e+31 | 3.2029e+31 | 3.267e+31 | 3.3323e+31 | 3.399e+31 | 3.4669e+31 | 3.5363e+31 | 3.607e+31 | 3.6791e+31 | 3.7527e+31 | 3.8278e+31 | 3.9043e+31 | 3.9824e+31 | 4.0621e+31 | 4.1433e+31 | 4.2262e+31 | 4.3107e+31 | 4.3969e+31 | 4.4849e+31 | 4.5746e+31 | 4.666e+31 | 4.7594e+31 | 4.8546e+31 | 4.9516e+31 | 5.0507e+31 | 5.1517e+31 | 5.2547e+31 | 5.3598e+31 | 5.467e+31 | 5.5764e+31 | 5.6879e+31 | 5.8016e+31 | 5.9177e+31 | 6.036e+31 | 6.1568e+31 | 6.2799e+31 | 6.4055e+31 | 6.5336e+31 | 6.6643e+31 | 6.7976e+31 | 6.9335e+31 | 7.0722e+31 | 7.2136e+31 | 7.3579e+31 | 7.505e+31 | 7.6551e+31 | 7.8082e+31 | 7.9644e+31 | 8.1237e+31 | 8.2862e+31 | 8.4519e+31 | 8.6209e+31 | 8.7934e+31 | 8.9692e+31 | 9.1486e+31 | 9.3316e+31 | 9.5182e+31 | 9.7086e+31 | 9.9027e+31 | 1.0101e+32 | 1.0303e+32 | 1.0509e+32 | 1.0719e+32 | 1.0933e+32 | 1.1152e+32 | 1.1375e+32 | 1.1603e+32 | 1.1835e+32 | 1.2071e+32 | 1.2313e+32 | 1.2559e+32 | 1.281e+32 | 1.3066e+32 | 1.3328e+32 | 1.3594e+32 | 1.3866e+32 | 1.4144e+32 | 1.4426e+32 | 1.4715e+32 | 1.5009e+32 | 1.5309e+32 | 1.5616e+32 | 1.5928e+32 | 1.6247e+32 | 1.6571e+32 | 1.6903e+32 | 1.7241e+32 | 1.7586e+32 | 1.7937e+32 | 1.8296e+32 | 1.8662e+32 | 1.9035e+32 | 1.9416e+32 | 1.9804e+32 | 2.02e+32 | 2.0605e+32 | 2.1017e+32 | 2.1437e+32 | 2.1866e+32 | 2.2303e+32 | 2.2749e+32 | 2.3204e+32 | 2.3668e+32 | 2.4141e+32 | 2.4624e+32 | 2.5117e+32 | 2.5619e+32 | 2.6131e+32 | 2.6654e+32 | 2.7187e+32 | 2.7731e+32 | 2.8286e+32 | 2.8851e+32 | 2.9428e+32 | 3.0017e+32 | 3.0617e+32 | 3.123e+32 | 3.1854e+32 | 3.2491e+32 | 3.3141e+32 | 3.3804e+32 | 3.448e+32 | 3.517e+32 | 3.5873e+32 | 3.659e+32 | 3.7322e+32 | 3.8069e+32 | 3.883e+32 | 3.9607e+32 | 4.0399e+32 | 4.1207e+32 | 4.2031e+32 | 4.2871e+32 | 4.3729e+32 | 4.4603e+32 | 4.5496e+32 | 4.6405e+32 | 4.7334e+32 | 4.828e+32 | 4.9246e+32 | 5.0231e+32 | 5.1235e+32 | 5.226e+32 | 5.3305e+32 | 5.4371e+32 | 5.5459e+32 | 5.6568e+32 | 5.7699e+32 | 5.8853e+32 | 6.003e+32 | 6.1231e+32 | 6.2456e+32 | 6.3705e+32 | 6.4979e+32 | 6.6278e+32 | 6.7604e+32 | 6.8956e+32 | 7.0335e+32 | 7.1742e+32 | 7.3177e+32 | 7.464e+32 | 7.6133e+32 | 7.7656e+32 | 7.9209e+32 | 8.0793e+32 | 8.2409e+32 | 8.4057e+32 | 8.5738e+32 | 8.7453e+32 | 8.9202e+32 | 9.0986e+32 | 9.2806e+32 | 9.4662e+32 | 9.6555e+32 | 9.8486e+32 | 1.0046e+33 | 1.0247e+33 | 1.0451e+33 | 1.066e+33 | 1.0874e+33 | 1.1091e+33 | 1.1313e+33 | 1.1539e+33 | 1.177e+33 | 1.2005e+33 | 1.2246e+33 | 1.249e+33 | 1.274e+33 | 1.2995e+33 | 1.3255e+33 | 1.352e+33 | 1.379e+33 | 1.4066e+33 | 1.4348e+33 | 1.4635e+33 | 1.4927e+33 | 1.5226e+33 | 1.553e+33 | 1.5841e+33 | 1.6158e+33 | 1.6481e+33 | 1.681e+33 | 1.7147e+33 | 1.749e+33 | 1.7839e+33 | 1.8196e+33 | 1.856e+33 | 1.8931e+33 | 1.931e+33 | 1.9696e+33 | 2.009e+33 | 2.0492e+33 | 2.0902e+33 | 2.132e+33 | 2.1746e+33 | 2.2181e+33 | 2.2625e+33 | 2.3077e+33 | 2.3539e+33 | 2.401e+33 | 2.449e+33 | 2.4979e+33 | 2.5479e+33 | 2.5989e+33 | 2.6508e+33 | 2.7039e+33 | 2.7579e+33 | 2.8131e+33 | 2.8694e+33 | 2.9267e+33 | 2.9853e+33 | 3.045e+33 | 3.1059e+33 | 3.168e+33 | 3.2314e+33 | 3.296e+33 | 3.3619e+33 | 3.4292e+33 | 3.4977e+33 | 3.5677e+33 | 3.639e+33 | 3.7118e+33 | 3.7861e+33 | 3.8618e+33 | 3.939e+33 | 4.0178e+33 | 4.0982e+33 | 4.1801e+33 | 4.2637e+33 | 4.349e+33 | 4.436e+33 | 4.5247e+33 | 4.6152e+33 | 4.7075e+33 | 4.8016e+33 | 4.8977e+33 | 4.9956e+33 | 5.0955e+33 | 5.1974e+33 | 5.3014e+33 | 5.4074e+33 | 5.5156e+33 | 5.6259e+33 | 5.7384e+33 | 5.8532e+33 | 5.9702e+33 | 6.0896e+33 | 6.2114e+33 | 6.3357e+33 | 6.4624e+33 | 6.5916e+33 | 6.7235e+33 | 6.8579e+33 | 6.9951e+33 | 7.135e+33 | 7.2777e+33 | 7.4232e+33 | 7.5717e+33 | 7.7231e+33 | 7.8776e+33 | 8.0351e+33 | 8.1959e+33 | 8.3598e+33 | 8.527e+33 | 8.6975e+33 | 8.8715e+33 | 9.0489e+33 | 9.2299e+33 | 9.4145e+33 | 9.6027e+33 | 9.7948e+33 | 9.9907e+33 | 1.0191e+34 | 1.0394e+34 | 1.0602e+34 | 1.0814e+34 | 1.1031e+34 | 1.1251e+34 | 1.1476e+34 | 1.1706e+34 | 1.194e+34 | 1.2179e+34 | 1.2422e+34 | 1.2671e+34 | 1.2924e+34 | 1.3183e+34 | 1.3446e+34 | 1.3715e+34 | 1.3989e+34 | 1.4269e+34 | 1.4555e+34 | 1.4846e+34 | 1.5143e+34 | 1.5445e+34 | 1.5754e+34 | 1.6069e+34 | 1.6391e+34 | 1.6719e+34 | 1.7053e+34 | 1.7394e+34 | 1.7742e+34 | 1.8097e+34 | 1.8459e+34 | 1.8828e+34 | 1.9204e+34 | 1.9589e+34 | 1.998e+34 | 2.038e+34 | 2.0787e+34 | 2.1203e+34 | 2.1627e+34 | 2.206e+34 | 2.2501e+34 | 2.2951e+34 | 2.341e+34 | 2.3878e+34 | 2.4356e+34 | 2.4843e+34 | 2.534e+34 | 2.5847e+34 | 2.6364e+34 | 2.6891e+34 | 2.7429e+34 | 2.7977e+34 | 2.8537e+34 | 2.9108e+34 | 2.969e+34 | 3.0283e+34 | 3.0889e+34 | 3.1507e+34 | 3.2137e+34 | 3.278e+34 | 3.3435e+34 | 3.4104e+34 | 3.4786e+34 | 3.5482e+34 | 3.6192e+34 | 3.6915e+34 | 3.7654e+34 | 3.8407e+34 | 3.9175e+34 | 3.9958e+34 | 4.0758e+34 | 4.1573e+34 | 4.2404e+34 | 4.3252e+34 | 4.4117e+34 | 4.5e+34 | 4.59e+34 | 4.6818e+34 | 4.7754e+34 | 4.8709e+34 | 4.9683e+34 | 5.0677e+34 | 5.169e+34 | 5.2724e+34 | 5.3779e+34 | 5.4854e+34 | 5.5951e+34 | 5.707e+34 | 5.8212e+34 | 5.9376e+34 | 6.0564e+34 | 6.1775e+34 | 6.301e+34 | 6.4271e+34 | 6.5556e+34 | 6.6867e+34 | 6.8204e+34 | 6.9568e+34 | 7.096e+34 | 7.2379e+34 | 7.3827e+34 | 7.5303e+34 | 7.6809e+34 | 7.8345e+34 | 7.9912e+34 | 8.1511e+34 | 8.3141e+34 | 8.4804e+34 | 8.65e+34 | 8.823e+34 | 8.9994e+34 | 9.1794e+34 | 9.363e+34 | 9.5503e+34 | 9.7413e+34 | 9.9361e+34 | 1.0135e+35 | 1.0338e+35 | 1.0544e+35 | 1.0755e+35 | 1.097e+35 | 1.119e+35 | 1.1413e+35 | 1.1642e+35 | 1.1875e+35 | 1.2112e+35 | 1.2354e+35 | 1.2601e+35 | 1.2853e+35 | 1.311e+35 | 1.3373e+35 | 1.364e+35 | 1.3913e+35 | 1.4191e+35 | 1.4475e+35 | 1.4765e+35 | 1.506e+35 | 1.5361e+35 | 1.5668e+35 | 1.5982e+35 | 1.6301e+35 | 1.6627e+35 | 1.696e+35 | 1.7299e+35 | 1.7645e+35 | 1.7998e+35 | 1.8358e+35 | 1.8725e+35 | 1.9099e+35 | 1.9481e+35 | 1.9871e+35 | 2.0269e+35 | 2.0674e+35 | 2.1087e+35 | 2.1509e+35 | 2.1939e+35 | 2.2378e+35 | 2.2826e+35 | 2.3282e+35 | 2.3748e+35 | 2.4223e+35 | 2.4707e+35 | 2.5201e+35 | 2.5705e+35 | 2.6219e+35 | 2.6744e+35 | 2.7279e+35 | 2.7824e+35 | 2.8381e+35 | 2.8948e+35 | 2.9527e+35 | 3.0118e+35 | 3.072e+35 | 3.1335e+35 | 3.1961e+35 | 3.2601e+35 | 3.3253e+35 | 3.3918e+35 | 3.4596e+35 | 3.5288e+35 | 3.5994e+35 | 3.6714e+35 | 3.7448e+35 | 3.8197e+35 | 3.8961e+35 | 3.974e+35 | 4.0535e+35 | 4.1345e+35 | 4.2172e+35 | 4.3016e+35 | 4.3876e+35 | 4.4754e+35 | 4.5649e+35 | 4.6562e+35 | 4.7493e+35 | 4.8443e+35 | 4.9412e+35 | 5.04e+35 | 5.1408e+35 | 5.2436e+35 | 5.3485e+35 | 5.4554e+35 | 5.5646e+35 | 5.6758e+35 | 5.7894e+35 | 5.9052e+35 | 6.0233e+35 | 6.1437e+35 | 6.2666e+35 | 6.3919e+35 | 6.5198e+35 | 6.6502e+35 | 6.7832e+35 | 6.9188e+35 | 7.0572e+35 | 7.1983e+35 | 7.3423e+35 | 7.4892e+35 | 7.6389e+35 | 7.7917e+35 | 7.9476e+35 | 8.1065e+35 | 8.2686e+35 | 8.434e+35 | 8.6027e+35 | 8.7747e+35 | 8.9502e+35 | 9.1292e+35 | 9.3118e+35 | 9.4981e+35 | 9.688e+35 | 9.8818e+35 | 1.0079e+36 | 1.0281e+36 | 1.0487e+36 | 1.0696e+36 | 1.091e+36 | 1.1129e+36 | 1.1351e+36 | 1.1578e+36 | 1.181e+36 | 1.2046e+36 | 1.2287e+36 | 1.2532e+36 | 1.2783e+36 | 1.3039e+36 | 1.33e+36 | 1.3566e+36 | 1.3837e+36 | 1.4114e+36 | 1.4396e+36 | 1.4684e+36 | 1.4977e+36 | 1.5277e+36 | 1.5583e+36 | 1.5894e+36 | 1.6212e+36 | 1.6536e+36 | 1.6867e+36 | 1.7204e+36 | 1.7549e+36 | 1.7899e+36 | 1.8257e+36 | 1.8623e+36 | 1.8995e+36 | 1.9375e+36 | 1.9762e+36 | 2.0158e+36 | 2.0561e+36 | 2.0972e+36 | 2.1392e+36 | 2.1819e+36 | 2.2256e+36 | 2.2701e+36 | 2.3155e+36 | 2.3618e+36 | 2.409e+36 | 2.4572e+36 | 2.5064e+36 | 2.5565e+36 | 2.6076e+36 | 2.6598e+36 | 2.713e+36 | 2.7672e+36 | 2.8226e+36 | 2.879e+36 | 2.9366e+36 | 2.9953e+36 | 3.0552e+36 | 3.1163e+36 | 3.1787e+36 | 3.2422e+36 | 3.3071e+36 | 3.3732e+36 | 3.4407e+36 | 3.5095e+36 | 3.5797e+36 | 3.6513e+36 | 3.7243e+36 | 3.7988e+36 | 3.8748e+36 | 3.9523e+36 | 4.0313e+36 | 4.112e+36 | 4.1942e+36 | 4.2781e+36 | 4.3636e+36 | 4.4509e+36 | 4.5399e+36 | 4.6307e+36 | 4.7233e+36 | 4.8178e+36 | 4.9142e+36 | 5.0124e+36 | 5.1127e+36 | 5.2149e+36 | 5.3192e+36 | 5.4256e+36 | 5.5341e+36 | 5.6448e+36 | 5.7577e+36 | 5.8729e+36 | 5.9903e+36 | 6.1101e+36 | 6.2323e+36 | 6.357e+36 | 6.4841e+36 | 6.6138e+36 | 6.7461e+36 | 6.881e+36 | 7.0186e+36 | 7.159e+36 | 7.3022e+36 | 7.4482e+36 | 7.5972e+36 | 7.7491e+36 | 7.9041e+36 | 8.0622e+36 | 8.2234e+36 | 8.3879e+36 | 8.5557e+36 | 8.7268e+36 | 8.9013e+36 | 9.0794e+36 | 9.2609e+36 | 9.4462e+36 | 9.6351e+36 | 9.8278e+36 | 1.0024e+37 | 1.0225e+37 | 1.0429e+37 | 1.0638e+37 | 1.0851e+37 | 1.1068e+37 | 1.1289e+37 | 1.1515e+37 | 1.1745e+37 | 1.198e+37 | 1.222e+37 | 1.2464e+37 | 1.2713e+37 | 1.2968e+37 | 1.3227e+37 | 1.3491e+37 | 1.3761e+37 | 1.4036e+37 | 1.4317e+37 | 1.4604e+37 | 1.4896e+37 | 1.5194e+37 | 1.5497e+37 | 1.5807e+37 | 1.6124e+37 | 1.6446e+37 | 1.6775e+37 | 1.711e+37 | 1.7453e+37 | 1.7802e+37 | 1.8158e+37 | 1.8521e+37 | 1.8891e+37 | 1.9269e+37 | 1.9654e+37 | 2.0048e+37 | 2.0449e+37 | 2.0857e+37 | 2.1275e+37 | 2.17e+37 | 2.2134e+37 | 2.2577e+37 | 2.3028e+37 | 2.3489e+37 | 2.3959e+37 | 2.4438e+37 | 2.4927e+37 | 2.5425e+37 | 2.5934e+37 | 2.6452e+37 | 2.6981e+37 | 2.7521e+37 | 2.8071e+37 | 2.8633e+37 | 2.9206e+37 | 2.979e+37 | 3.0385e+37 | 3.0993e+37 | 3.1613e+37 | 3.2245e+37 | 3.289e+37 | 3.3548e+37 | 3.4219e+37 | 3.4903e+37 | 3.5601e+37 | 3.6313e+37 | 3.704e+37 | 3.778e+37 | 3.8536e+37 | 3.9307e+37 | 4.0093e+37 | 4.0895e+37 | 4.1713e+37 | 4.2547e+37 | 4.3398e+37 | 4.4266e+37 | 4.5151e+37 | 4.6054e+37 | 4.6975e+37 | 4.7915e+37 | 4.8873e+37 | 4.9851e+37 | 5.0848e+37 | 5.1864e+37 | 5.2902e+37 | 5.396e+37 | 5.5039e+37 | 5.614e+37 | 5.7263e+37 | 5.8408e+37 | 5.9576e+37 | 6.0767e+37 | 6.1983e+37 | 6.3223e+37 | 6.4487e+37 | 6.5777e+37 | 6.7092e+37 | 6.8434e+37 | 6.9803e+37 | 7.1199e+37 | 7.2623e+37 | 7.4075e+37 | 7.5557e+37 | 7.7068e+37 | 7.8609e+37 | 8.0181e+37 | 8.1785e+37 | 8.3421e+37 | 8.5089e+37 | 8.6791e+37 | 8.8527e+37 | 9.0297e+37 | 9.2103e+37 | 9.3945e+37 | 9.5824e+37 | 9.7741e+37 | 9.9696e+37 | 1.0169e+38 | 1.0372e+38 | 1.058e+38 | 1.0791e+38 | 1.1007e+38 | 1.1227e+38 | 1.1452e+38 | 1.1681e+38 | 1.1915e+38 | 1.2153e+38 | 1.2396e+38 | 1.2644e+38 | 1.2897e+38 | 1.3155e+38 | 1.3418e+38 | 1.3686e+38 | 1.396e+38 | 1.4239e+38 | 1.4524e+38 | 1.4814e+38 | 1.5111e+38 | 1.5413e+38 | 1.5721e+38 | 1.6035e+38 | 1.6356e+38 | 1.6683e+38 | 1.7017e+38 | 1.7357e+38 | 1.7704e+38 | 1.8058e+38 | 1.842e+38 | 1.8788e+38 | 1.9164e+38 | 1.9547e+38 | 1.9938e+38 | 2.0337e+38 | 2.0743e+38 | 2.1158e+38 | 2.1582e+38 | 2.2013e+38 | 2.2453e+38 | 2.2902e+38 | 2.3361e+38 | 2.3828e+38 | 2.4304e+38 | 2.479e+38 | 2.5286e+38 | 2.5792e+38 | 2.6308e+38 | 2.6834e+38 | 2.7371e+38 | 2.7918e+38 | 2.8476e+38 | 2.9046e+38 | 2.9627e+38 | 3.0219e+38 | 3.0824e+38 | 3.144e+38 | 3.2069e+38 | 3.271e+38 | 3.3365e+38 | 3.4032e+38 | 3.4713e+38 | 3.5407e+38 | 3.6115e+38 | 3.6837e+38 | 3.7574e+38 | 3.8325e+38 | 3.9092e+38 | 3.9874e+38 | 4.0671e+38 | 4.1485e+38 | 4.2314e+38 | 4.3161e+38 | 4.4024e+38 | 4.4904e+38 | 4.5802e+38 | 4.6719e+38 | 4.7653e+38 | 4.8606e+38 | 4.9578e+38 | 5.057e+38 | 5.1581e+38 | 5.2613e+38 | 5.3665e+38 | 5.4738e+38 | 5.5833e+38 | 5.695e+38 | 5.8089e+38 | 5.925e+38 | 6.0435e+38 | 6.1644e+38 | 6.2877e+38 | 6.4135e+38 | 6.5417e+38 | 6.6726e+38 | 6.806e+38 | 6.9421e+38 | 7.081e+38 | 7.2226e+38 | 7.367e+38 | 7.5144e+38 | 7.6647e+38 | 7.818e+38 | 7.9743e+38 | 8.1338e+38 | 8.2965e+38 | 8.4624e+38 | 8.6317e+38 | 8.8043e+38 | 8.9804e+38 | 9.16e+38 | 9.3432e+38 | 9.5301e+38 | 9.7207e+38 | 9.9151e+38 | 1.0113e+39 | 1.0316e+39 | 1.0522e+39 | 1.0732e+39 | 1.0947e+39 | 1.1166e+39 | 1.1389e+39 | 1.1617e+39 | 1.1849e+39 | 1.2086e+39 | 1.2328e+39 | 1.2575e+39 | 1.2826e+39 | 1.3083e+39 | 1.3344e+39 | 1.3611e+39 | 1.3883e+39 | 1.4161e+39 | 1.4444e+39 | 1.4733e+39 | 1.5028e+39 | 1.5328e+39 | 1.5635e+39 | 1.5948e+39 | 1.6267e+39 | 1.6592e+39 | 1.6924e+39 | 1.7262e+39 | 1.7608e+39 | 1.796e+39 | 1.8319e+39 | 1.8685e+39 | 1.9059e+39 | 1.944e+39 | 1.9829e+39 | 2.0226e+39 | 2.063e+39 | 2.1043e+39 | 2.1464e+39 | 2.1893e+39 | 2.2331e+39 | 2.2777e+39 | 2.3233e+39 | 2.3698e+39 | 2.4171e+39 | 2.4655e+39 | 2.5148e+39 | 2.5651e+39 | 2.6164e+39 | 2.6687e+39 | 2.7221e+39 | 2.7765e+39 | 2.8321e+39 | 2.8887e+39 | 2.9465e+39 | 3.0054e+39 | 3.0655e+39 | 3.1268e+39 | 3.1894e+39 | 3.2532e+39 | 3.3182e+39 | 3.3846e+39 | 3.4523e+39 | 3.5213e+39 | 3.5918e+39 | 3.6636e+39 | 3.7369e+39 | 3.8116e+39 | 3.8878e+39 | 3.9656e+39 | 4.0449e+39 | 4.1258e+39 | 4.2083e+39 | 4.2925e+39 | 4.3783e+39 | 4.4659e+39 | 4.5552e+39 | 4.6463e+39 | 4.7392e+39 | 4.834e+39 | 4.9307e+39 | 5.0293e+39 | 5.1299e+39 | 5.2325e+39 | 5.3372e+39 | 5.4439e+39 | 5.5528e+39 | 5.6638e+39 | 5.7771e+39 | 5.8927e+39 | 6.0105e+39 | 6.1307e+39 | 6.2533e+39 | 6.3784e+39 | 6.506e+39 | 6.6361e+39 | 6.7688e+39 | 6.9042e+39 | 7.0423e+39 | 7.1831e+39 | 7.3268e+39 | 7.4733e+39 | 7.6228e+39 | 7.7752e+39 | 7.9307e+39 | 8.0894e+39 | 8.2511e+39 | 8.4162e+39 | 8.5845e+39 | 8.7562e+39 | 8.9313e+39 | 9.1099e+39 | 9.2921e+39 | 9.478e+39 | 9.6675e+39 | 9.8609e+39 | 1.0058e+40 | 1.0259e+40 | 1.0464e+40 | 1.0674e+40 | 1.0887e+40 | 1.1105e+40 | 1.1327e+40 | 1.1554e+40 | 1.1785e+40 | 1.202e+40 | 1.2261e+40 | 1.2506e+40 | 1.2756e+40 | 1.3011e+40 | 1.3271e+40 | 1.3537e+40 | 1.3808e+40 | 1.4084e+40 | 1.4365e+40 | 1.4653e+40 | 1.4946e+40 | 1.5245e+40 | 1.555e+40 | 1.5861e+40 | 1.6178e+40 | 1.6501e+40 | 1.6831e+40 | 1.7168e+40 | 1.7511e+40 | 1.7862e+40 | 1.8219e+40 | 1.8583e+40 | 1.8955e+40 | 1.9334e+40 | 1.9721e+40 | 2.0115e+40 | 2.0517e+40 | 2.0928e+40 | 2.1346e+40 | 2.1773e+40 | 2.2209e+40 | 2.2653e+40 | 2.3106e+40 | 2.3568e+40 | 2.4039e+40 | 2.452e+40 | 2.5011e+40 | 2.5511e+40 | 2.6021e+40 | 2.6541e+40 | 2.7072e+40 | 2.7614e+40 | 2.8166e+40 | 2.8729e+40 | 2.9304e+40 | 2.989e+40 | 3.0488e+40 | 3.1097e+40 | 3.1719e+40 | 3.2354e+40 | 3.3001e+40 | 3.3661e+40 | 3.4334e+40 | 3.5021e+40 | 3.5721e+40 | 3.6436e+40 | 3.7164e+40 | 3.7908e+40 | 3.8666e+40 | 3.9439e+40 | 4.0228e+40 | 4.1032e+40 | 4.1853e+40 | 4.269e+40 | 4.3544e+40 | 4.4415e+40 | 4.5303e+40 | 4.6209e+40 | 4.7133e+40 | 4.8076e+40 | 4.9038e+40 | 5.0018e+40 | 5.1019e+40 | 5.2039e+40 | 5.308e+40 | 5.4141e+40 | 5.5224e+40 | 5.6329e+40 | 5.7455e+40 | 5.8604e+40 | 5.9777e+40 | 6.0972e+40 | 6.2192e+40 | 6.3435e+40 | 6.4704e+40 | 6.5998e+40 | 6.7318e+40 | 6.8665e+40 | 7.0038e+40 | 7.1439e+40 | 7.2867e+40 | 7.4325e+40 | 7.5811e+40 | 7.7327e+40 | 7.8874e+40 | 8.0451e+40 | 8.206e+40 | 8.3702e+40 | 8.5376e+40 | 8.7083e+40 | 8.8825e+40 | 9.0601e+40 | 9.2413e+40 | 9.4262e+40 | 9.6147e+40 | 9.807e+40 | 1.0003e+41 | 1.0203e+41 | 1.0407e+41 | 1.0615e+41 | 1.0828e+41 | 1.1044e+41 | 1.1265e+41 | 1.149e+41 | 1.172e+41 | 1.1955e+41 | 1.2194e+41 | 1.2438e+41 | 1.2686e+41 | 1.294e+41 | 1.3199e+41 | 1.3463e+41 | 1.3732e+41 | 1.4007e+41 | 1.4287e+41 | 1.4573e+41 | 1.4864e+41 | 1.5161e+41 | 1.5465e+41 | 1.5774e+41 | 1.6089e+41 | 1.6411e+41 | 1.6739e+41 | 1.7074e+41 | 1.7416e+41 | 1.7764e+41 | 1.8119e+41 | 1.8482e+41 | 1.8851e+41 | 1.9228e+41 | 1.9613e+41 | 2.0005e+41 | 2.0405e+41 | 2.0813e+41 | 2.123e+41 | 2.1654e+41 | 2.2087e+41 | 2.2529e+41 | 2.298e+41 | 2.3439e+41 | 2.3908e+41 | 2.4386e+41 | 2.4874e+41 | 2.5371e+41 | 2.5879e+41 | 2.6396e+41 | 2.6924e+41 | 2.7463e+41 | 2.8012e+41 | 2.8572e+41 | 2.9144e+41 | 2.9727e+41 | 3.0321e+41 | 3.0928e+41 | 3.1546e+41 | 3.2177e+41 | 3.2821e+41 | 3.3477e+41 | 3.4147e+41 | 3.4829e+41 | 3.5526e+41 | 3.6237e+41 | 3.6961e+41 | 3.77e+41 | 3.8455e+41 | 3.9224e+41 | 4.0008e+41 | 4.0808e+41 | 4.1624e+41 | 4.2457e+41 | 4.3306e+41 | 4.4172e+41 | 4.5056e+41 | 4.5957e+41 | 4.6876e+41 | 4.7813e+41 | 4.877e+41 | 4.9745e+41 | 5.074e+41 | 5.1755e+41 | 5.279e+41 | 5.3846e+41 | 5.4923e+41 | 5.6021e+41 | 5.7141e+41 | 5.8284e+41 | 5.945e+41 | 6.0639e+41 | 6.1852e+41 | 6.3089e+41 | 6.435e+41 | 6.5637e+41 | 6.695e+41 | 6.8289e+41 | 6.9655e+41 | 7.1048e+41 | 7.2469e+41 | 7.3918e+41 | 7.5397e+41 | 7.6905e+41 | 7.8443e+41 | 8.0012e+41 | 8.1612e+41 | 8.3244e+41 | 8.4909e+41 | 8.6607e+41 | 8.8339e+41 | 9.0106e+41 | 9.1908e+41 | 9.3746e+41 | 9.5621e+41 | 9.7534e+41 | 9.9485e+41 | 1.0147e+42 | 1.035e+42 | 1.0557e+42 | 1.0769e+42 | 1.0984e+42 | 1.1204e+42 | 1.1428e+42 | 1.1656e+42 | 1.1889e+42 | 1.2127e+42 | 1.237e+42 | 1.2617e+42 | 1.2869e+42 | 1.3127e+42 | 1.3389e+42 | 1.3657e+42 | 1.393e+42 | 1.4209e+42 | 1.4493e+42 | 1.4783e+42 | 1.5079e+42 | 1.538e+42 | 1.5688e+42 | 1.6001e+42 | 1.6321e+42 | 1.6648e+42 | 1.6981e+42 | 1.732e+42 | 1.7667e+42 | 1.802e+42 | 1.8381e+42 | 1.8748e+42 | 1.9123e+42 | 1.9506e+42 | 1.9896e+42 | 2.0294e+42 | 2.07e+42 | 2.1114e+42 | 2.1536e+42 | 2.1967e+42 | 2.2406e+42 | 2.2854e+42 | 2.3311e+42 | 2.3777e+42 | 2.4253e+42 | 2.4738e+42 | 2.5233e+42 | 2.5737e+42 | 2.6252e+42 | 2.6777e+42 | 2.7313e+42 | 2.7859e+42 | 2.8416e+42 | 2.8984e+42 | 2.9564e+42 | 3.0155e+42 | 3.0759e+42 | 3.1374e+42 | 3.2001e+42 | 3.2641e+42 | 3.3294e+42 | 3.396e+42 | 3.4639e+42 | 3.5332e+42 | 3.6038e+42 | 3.6759e+42 | 3.7494e+42 | 3.8244e+42 | 3.9009e+42 | 3.9789e+42 | 4.0585e+42 | 4.1397e+42 | 4.2225e+42 | 4.3069e+42 | 4.3931e+42 | 4.4809e+42 | 4.5706e+42 | 4.662e+42 | 4.7552e+42 | 4.8503e+42 | 4.9473e+42 | 5.0463e+42 | 5.1472e+42 | 5.2501e+42 | 5.3551e+42 | 5.4622e+42 | 5.5715e+42 | 5.6829e+42 | 5.7966e+42 | 5.9125e+42 | 6.0307e+42 | 6.1514e+42 | 6.2744e+42 | 6.3999e+42 | 6.5279e+42 | 6.6584e+42 | 6.7916e+42 | 6.9274e+42 | 7.066e+42 | 7.2073e+42 | 7.3514e+42 | 7.4985e+42 | 7.6484e+42 | 7.8014e+42 | 7.9574e+42 | 8.1166e+42 | 8.2789e+42 | 8.4445e+42 | 8.6134e+42 | 8.7857e+42 | 8.9614e+42 | 9.1406e+42 | 9.3234e+42 | 9.5099e+42 | 9.7001e+42 | 9.8941e+42 | 1.0092e+43 | 1.0294e+43 | 1.05e+43 | 1.071e+43 | 1.0924e+43 | 1.1142e+43 | 1.1365e+43 | 1.1592e+43 | 1.1824e+43 | 1.2061e+43 | 1.2302e+43 | 1.2548e+43 | 1.2799e+43 | 1.3055e+43 | 1.3316e+43 | 1.3582e+43 | 1.3854e+43 | 1.4131e+43 | 1.4414e+43 | 1.4702e+43 | 1.4996e+43 | 1.5296e+43 | 1.5602e+43 | 1.5914e+43 | 1.6232e+43 | 1.6557e+43 | 1.6888e+43 | 1.7226e+43 | 1.757e+43 | 1.7922e+43 | 1.828e+43 | 1.8646e+43 | 1.9019e+43 | 1.9399e+43 | 1.9787e+43 | 2.0183e+43 | 2.0586e+43 | 2.0998e+43 | 2.1418e+43 | 2.1847e+43 | 2.2283e+43 | 2.2729e+43 | 2.3184e+43 | 2.3647e+43 | 2.412e+43 | 2.4603e+43 | 2.5095e+43 | 2.5597e+43 | 2.6109e+43 | 2.6631e+43 | 2.7163e+43 | 2.7707e+43 | 2.8261e+43 | 2.8826e+43 | 2.9403e+43 | 2.9991e+43 | 3.059e+43 | 3.1202e+43 | 3.1826e+43 | 3.2463e+43 | 3.3112e+43 | 3.3774e+43 | 3.445e+43 | 3.5139e+43 | 3.5842e+43 | 3.6558e+43 | 3.729e+43 | 3.8035e+43 | 3.8796e+43 | 3.9572e+43 | 4.0363e+43 | 4.1171e+43 | 4.1994e+43 | 4.2834e+43 | 4.3691e+43 | 4.4564e+43 | 4.5456e+43 | 4.6365e+43 | 4.7292e+43 | 4.8238e+43 | 4.9203e+43 | 5.0187e+43 | 5.1191e+43 | 5.2214e+43 | 5.3259e+43 | 5.4324e+43 | 5.541e+43 | 5.6518e+43 | 5.7649e+43 | 5.8802e+43 | 5.9978e+43 | 6.1177e+43 | 6.2401e+43 | 6.3649e+43 | 6.4922e+43 | 6.622e+43 | 6.7545e+43 | 6.8896e+43 | 7.0274e+43 | 7.1679e+43 | 7.3113e+43 | 7.4575e+43 | 7.6066e+43 | 7.7588e+43 | 7.914e+43 | 8.0722e+43 | 8.2337e+43 | 8.3984e+43 | 8.5663e+43 | 8.7376e+43 | 8.9124e+43 | 9.0906e+43 | 9.2725e+43 | 9.4579e+43 | 9.6471e+43 | 9.84e+43 | 1.0037e+44 | 1.0238e+44 | 1.0442e+44 | 1.0651e+44 | 1.0864e+44 | 1.1081e+44 | 1.1303e+44 | 1.1529e+44 | 1.176e+44 | 1.1995e+44 | 1.2235e+44 | 1.248e+44 | 1.2729e+44 | 1.2984e+44 | 1.3243e+44 | 1.3508e+44 | 1.3778e+44 | 1.4054e+44 | 1.4335e+44 | 1.4622e+44 | 1.4914e+44 | 1.5212e+44 | 1.5517e+44 | 1.5827e+44 | 1.6144e+44 | 1.6466e+44 | 1.6796e+44 | 1.7132e+44 | 1.7474e+44 | 1.7824e+44 | 1.818e+44 | 1.8544e+44 | 1.8915e+44 | 1.9293e+44 | 1.9679e+44 | 2.0073e+44 | 2.0474e+44 | 2.0883e+44 | 2.1301e+44 | 2.1727e+44 | 2.2162e+44 | 2.2605e+44 | 2.3057e+44 | 2.3518e+44 | 2.3988e+44 | 2.4468e+44 | 2.4958e+44 | 2.5457e+44 | 2.5966e+44 | 2.6485e+44 | 2.7015e+44 | 2.7555e+44 | 2.8106e+44 | 2.8668e+44 | 2.9242e+44 | 2.9827e+44 | 3.0423e+44 | 3.1032e+44 | 3.1652e+44 | 3.2285e+44 | 3.2931e+44 | 3.359e+44 | 3.4261e+44 | 3.4947e+44 | 3.5646e+44 | 3.6359e+44 | 3.7086e+44 | 3.7827e+44 | 3.8584e+44 | 3.9356e+44 | 4.0143e+44 | 4.0946e+44 | 4.1765e+44 | 4.26e+44 | 4.3452e+44 | 4.4321e+44 | 4.5207e+44 | 4.6111e+44 | 4.7034e+44 | 4.7974e+44 | 4.8934e+44 | 4.9913e+44 | 5.0911e+44 | 5.1929e+44 | 5.2968e+44 | 5.4027e+44 | 5.5107e+44 | 5.621e+44 | 5.7334e+44 | 5.848e+44 | 5.965e+44 | 6.0843e+44 | 6.206e+44 | 6.3301e+44 | 6.4567e+44 | 6.5859e+44 | 6.7176e+44 | 6.8519e+44 | 6.989e+44 | 7.1287e+44 | 7.2713e+44 | 7.4167e+44 | 7.5651e+44 | 7.7164e+44 | 7.8707e+44 | 8.0281e+44 | 8.1887e+44 | 8.3525e+44 | 8.5195e+44 | 8.6899e+44 | 8.8637e+44 | 9.041e+44 | 9.2218e+44 | 9.4062e+44 | 9.5943e+44 | 9.7862e+44 | 9.982e+44 | 1.0182e+45 | 1.0385e+45 | 1.0593e+45 | 1.0805e+45 | 1.1021e+45 | 1.1241e+45 | 1.1466e+45 | 1.1695e+45 | 1.1929e+45 | 1.2168e+45 | 1.2411e+45 | 1.266e+45 | 1.2913e+45 | 1.3171e+45 | 1.3434e+45 | 1.3703e+45 | 1.3977e+45 | 1.4257e+45 | 1.4542e+45 | 1.4833e+45 | 1.5129e+45 | 1.5432e+45 | 1.5741e+45 | 1.6055e+45 | 1.6376e+45 | 1.6704e+45 | 1.7038e+45 | 1.7379e+45 | 1.7726e+45 | 1.8081e+45 | 1.8443e+45 | 1.8811e+45 | 1.9188e+45 | 1.9571e+45 | 1.9963e+45 | 2.0362e+45 | 2.0769e+45 | 2.1185e+45 | 2.1608e+45 | 2.2041e+45 | 2.2481e+45 | 2.2931e+45 | 2.339e+45 | 2.3857e+45 | 2.4335e+45 | 2.4821e+45 | 2.5318e+45 | 2.5824e+45 | 2.634e+45 | 2.6867e+45 | 2.7405e+45 | 2.7953e+45 | 2.8512e+45 | 2.9082e+45 | 2.9664e+45 | 3.0257e+45 | 3.0862e+45 | 3.1479e+45 | 3.2109e+45 | 3.2751e+45 | 3.3406e+45 | 3.4074e+45 | 3.4756e+45 | 3.5451e+45 | 3.616e+45 | 3.6883e+45 | 3.7621e+45 | 3.8373e+45 | 3.9141e+45 | 3.9923e+45 | 4.0722e+45 | 4.1536e+45 | 4.2367e+45 | 4.3214e+45 | 4.4079e+45 | 4.496e+45 | 4.5859e+45 | 4.6777e+45 | 4.7712e+45 | 4.8666e+45 | 4.964e+45 | 5.0633e+45 | 5.1645e+45 | 5.2678e+45 | 5.3732e+45 | 5.4806e+45 | 5.5902e+45 | 5.702e+45 | 5.8161e+45 | 5.9324e+45 | 6.0511e+45 | 6.1721e+45 | 6.2955e+45 | 6.4214e+45 | 6.5499e+45 | 6.6809e+45 | 6.8145e+45 | 6.9508e+45 | 7.0898e+45 | 7.2316e+45 | 7.3762e+45 | 7.5237e+45 | 7.6742e+45 | 7.8277e+45 | 7.9842e+45 | 8.1439e+45 | 8.3068e+45 | 8.4729e+45 | 8.6424e+45 | 8.8152e+45 | 8.9915e+45 | 9.1714e+45 | 9.3548e+45 | 9.5419e+45 | 9.7327e+45 | 9.9274e+45 | 1.0126e+46 | 1.0328e+46 | 1.0535e+46 | 1.0746e+46 | 1.0961e+46 | 1.118e+46 | 1.1403e+46 | 1.1632e+46 | 1.1864e+46 | 1.2101e+46 | 1.2343e+46 | 1.259e+46 | 1.2842e+46 | 1.3099e+46 | 1.3361e+46 | 1.3628e+46 | 1.3901e+46 | 1.4179e+46 | 1.4462e+46 | 1.4752e+46 | 1.5047e+46 | 1.5348e+46 | 1.5655e+46 | 1.5968e+46 | 1.6287e+46 | 1.6613e+46 | 1.6945e+46 | 1.7284e+46 | 1.763e+46 | 1.7982e+46 | 1.8342e+46 | 1.8709e+46 | 1.9083e+46 | 1.9464e+46 | 1.9854e+46 | 2.0251e+46 | 2.0656e+46 | 2.1069e+46 | 2.149e+46 | 2.192e+46 | 2.2358e+46 | 2.2806e+46 | 2.3262e+46 | 2.3727e+46 | 2.4202e+46 | 2.4686e+46 | 2.5179e+46 | 2.5683e+46 | 2.6197e+46 | 2.672e+46 | 2.7255e+46 | 2.78e+46 | 2.8356e+46 | 2.8923e+46 | 2.9502e+46 | 3.0092e+46 | 3.0693e+46 | 3.1307e+46 | 3.1933e+46 | 3.2572e+46 | 3.3224e+46 | 3.3888e+46 | 3.4566e+46 | 3.5257e+46 | 3.5962e+46 | 3.6681e+46 | 3.7415e+46 | 3.8163e+46 | 3.8927e+46 | 3.9705e+46 | 4.0499e+46 | 4.1309e+46 | 4.2135e+46 | 4.2978e+46 | 4.3838e+46 | 4.4715e+46 | 4.5609e+46 | 4.6521e+46 | 4.7451e+46 | 4.84e+46 | 4.9368e+46 | 5.0356e+46 | 5.1363e+46 | 5.239e+46 | 5.3438e+46 | 5.4507e+46 | 5.5597e+46 | 5.6709e+46 | 5.7843e+46 | 5.9e+46 | 6.018e+46 | 6.1383e+46 | 6.2611e+46 | 6.3863e+46 | 6.5141e+46 | 6.6443e+46 | 6.7772e+46 | 6.9128e+46 | 7.051e+46 | 7.192e+46 | 7.3359e+46 | 7.4826e+46 | 7.6323e+46 | 7.7849e+46 | 7.9406e+46 | 8.0994e+46 | 8.2614e+46 | 8.4266e+46 | 8.5952e+46 | 8.7671e+46 | 8.9424e+46 | 9.1213e+46 | 9.3037e+46 | 9.4898e+46 | 9.6795e+46 | 9.8731e+46 | 1.0071e+47 | 1.0272e+47 | 1.0477e+47 | 1.0687e+47 | 1.0901e+47 | 1.1119e+47 | 1.1341e+47 | 1.1568e+47 | 1.1799e+47 | 1.2035e+47 | 1.2276e+47 | 1.2522e+47 | 1.2772e+47 | 1.3027e+47 | 1.3288e+47 | 1.3554e+47 | 1.3825e+47 | 1.4101e+47 | 1.4383e+47 | 1.4671e+47 | 1.4964e+47 | 1.5264e+47 | 1.5569e+47 | 1.588e+47 | 1.6198e+47 | 1.6522e+47 | 1.6852e+47 | 1.7189e+47 | 1.7533e+47 | 1.7884e+47 | 1.8242e+47 | 1.8606e+47 | 1.8978e+47 | 1.9358e+47 | 1.9745e+47 | 2.014e+47 | 2.0543e+47 | 2.0954e+47 | 2.1373e+47 | 2.18e+47 | 2.2236e+47 | 2.2681e+47 | 2.3135e+47 | 2.3597e+47 | 2.4069e+47 | 2.4551e+47 | 2.5042e+47 | 2.5543e+47 | 2.6053e+47 | 2.6574e+47 | 2.7106e+47 | 2.7648e+47 | 2.8201e+47 | 2.8765e+47 | 2.934e+47 | 2.9927e+47 | 3.0526e+47 | 3.1136e+47 | 3.1759e+47 | 3.2394e+47 | 3.3042e+47 | 3.3703e+47 | 3.4377e+47 | 3.5064e+47 | 3.5766e+47 | 3.6481e+47 | 3.7211e+47 | 3.7955e+47 | 3.8714e+47 | 3.9488e+47 | 4.0278e+47 | 4.1084e+47 | 4.1905e+47 | 4.2743e+47 | 4.3598e+47 | 4.447e+47 | 4.536e+47 | 4.6267e+47 | 4.7192e+47 | 4.8136e+47 | 4.9099e+47 | 5.0081e+47 | 5.1082e+47 | 5.2104e+47 | 5.3146e+47 | 5.4209e+47 | 5.5293e+47 | 5.6399e+47 | 5.7527e+47 | 5.8677e+47 | 5.9851e+47 | 6.1048e+47 | 6.2269e+47 | 6.3514e+47 | 6.4785e+47 | 6.608e+47 | 6.7402e+47 | 6.875e+47 | 7.0125e+47 | 7.1527e+47 | 7.2958e+47 | 7.4417e+47 | 7.5905e+47 | 7.7424e+47 | 7.8972e+47 | 8.0551e+47 | 8.2163e+47 | 8.3806e+47 | 8.5482e+47 | 8.7192e+47 | 8.8935e+47 | 9.0714e+47 | 9.2528e+47 | 9.4379e+47 | 9.6266e+47 | 9.8192e+47 | 1.0016e+48 | 1.0216e+48 | 1.042e+48 | 1.0629e+48 | 1.0841e+48 | 1.1058e+48 | 1.1279e+48 | 1.1505e+48 | 1.1735e+48 | 1.197e+48 | 1.2209e+48 | 1.2453e+48 | 1.2702e+48 | 1.2956e+48 | 1.3215e+48 | 1.348e+48 | 1.3749e+48 | 1.4024e+48 | 1.4305e+48 | 1.4591e+48 | 1.4883e+48 | 1.518e+48 | 1.5484e+48 | 1.5794e+48 | 1.6109e+48 | 1.6432e+48 | 1.676e+48 | 1.7095e+48 | 1.7437e+48 | 1.7786e+48 | 1.8142e+48 | 1.8505e+48 | 1.8875e+48 | 1.9252e+48 | 1.9637e+48 | 2.003e+48 | 2.0431e+48 | 2.0839e+48 | 2.1256e+48 | 2.1681e+48 | 2.2115e+48 | 2.2557e+48 | 2.3008e+48 | 2.3468e+48 | 2.3938e+48 | 2.4416e+48 | 2.4905e+48 | 2.5403e+48 | 2.5911e+48 | 2.6429e+48 | 2.6958e+48 | 2.7497e+48 | 2.8047e+48 | 2.8608e+48 | 2.918e+48 | 2.9764e+48 | 3.0359e+48 | 3.0966e+48 | 3.1585e+48 | 3.2217e+48 | 3.2861e+48 | 3.3519e+48 | 3.4189e+48 | 3.4873e+48 | 3.557e+48 | 3.6282e+48 | 3.7007e+48 | 3.7747e+48 | 3.8502e+48 | 3.9272e+48 | 4.0058e+48 | 4.0859e+48 | 4.1676e+48 | 4.251e+48 | 4.336e+48 | 4.4227e+48 | 4.5112e+48 | 4.6014e+48 | 4.6934e+48 | 4.7873e+48 | 4.883e+48 | 4.9807e+48 | 5.0803e+48 | 5.1819e+48 | 5.2855e+48 | 5.3913e+48 | 5.4991e+48 | 5.6091e+48 | 5.7212e+48 | 5.8357e+48 | 5.9524e+48 | 6.0714e+48 | 6.1929e+48 | 6.3167e+48 | 6.4431e+48 | 6.5719e+48 | 6.7033e+48 | 6.8374e+48 | 6.9742e+48 | 7.1136e+48 | 7.2559e+48 | 7.401e+48 | 7.5491e+48 | 7.7e+48 | 7.854e+48 | 8.0111e+48 | 8.1713e+48 | 8.3348e+48 | 8.5015e+48 | 8.6715e+48 | 8.8449e+48 | 9.0218e+48 | 9.2023e+48 | 9.3863e+48 | 9.574e+48 | 9.7655e+48 | 9.9608e+48 | 1.016e+49 | 1.0363e+49 | 1.0571e+49 | 1.0782e+49 | 1.0998e+49 | 1.1218e+49 | 1.1442e+49 | 1.1671e+49 | 1.1904e+49 | 1.2142e+49 | 1.2385e+49 | 1.2633e+49 | 1.2885e+49 | 1.3143e+49 | 1.3406e+49 | 1.3674e+49 | 1.3948e+49 | 1.4227e+49 | 1.4511e+49 | 1.4801e+49 | 1.5097e+49 | 1.5399e+49 | 1.5707e+49 | 1.6021e+49 | 1.6342e+49 | 1.6669e+49 | 1.7002e+49 | 1.7342e+49 | 1.7689e+49 | 1.8043e+49 | 1.8404e+49 | 1.8772e+49 | 1.9147e+49 | 1.953e+49 | 1.9921e+49 | 2.0319e+49 | 2.0725e+49 | 2.114e+49 | 2.1563e+49 | 2.1994e+49 | 2.2434e+49 | 2.2882e+49 | 2.334e+49 | 2.3807e+49 | 2.4283e+49 | 2.4769e+49 | 2.5264e+49 | 2.5769e+49 | 2.6285e+49 | 2.681e+49 | 2.7347e+49 | 2.7894e+49 | 2.8451e+49 | 2.902e+49 | 2.9601e+49 | 3.0193e+49 | 3.0797e+49 | 3.1413e+49 | 3.2041e+49 | 3.2682e+49 | 3.3335e+49 | 3.4002e+49 | 3.4682e+49 | 3.5376e+49 | 3.6083e+49 | 3.6805e+49 | 3.7541e+49 | 3.8292e+49 | 3.9058e+49 | 3.9839e+49 | 4.0636e+49 | 4.1448e+49 | 4.2277e+49 | 4.3123e+49 | 4.3985e+49 | 4.4865e+49 | 4.5762e+49 | 4.6678e+49 | 4.7611e+49 | 4.8563e+49 | 4.9535e+49 | 5.0525e+49 | 5.1536e+49 | 5.2567e+49 | 5.3618e+49 | 5.469e+49 | 5.5784e+49 | 5.69e+49 | 5.8038e+49 | 5.9199e+49 | 6.0382e+49 | 6.159e+49 | 6.2822e+49 | 6.4078e+49 | 6.536e+49 | 6.6667e+49 | 6.8e+49 | 6.936e+49 | 7.0748e+49 | 7.2163e+49 | 7.3606e+49 | 7.5078e+49 | 7.658e+49 | 7.8111e+49 | 7.9673e+49 | 8.1267e+49 | 8.2892e+49 | 8.455e+49 | 8.6241e+49 | 8.7966e+49 | 8.9725e+49 | 9.152e+49 | 9.335e+49 | 9.5217e+49 | 9.7121e+49 | 9.9064e+49 | 1.0105e+50 | 1.0307e+50 | 1.0513e+50 | 1.0723e+50 | 1.0937e+50 | 1.1156e+50 | 1.1379e+50 | 1.1607e+50 | 1.1839e+50 | 1.2076e+50 | 1.2317e+50 | 1.2564e+50 | 1.2815e+50 | 1.3071e+50 | 1.3333e+50 | 1.3599e+50 | 1.3871e+50 | 1.4149e+50 | 1.4432e+50 | 1.472e+50 | 1.5015e+50 | 1.5315e+50 | 1.5621e+50 | 1.5934e+50 | 1.6252e+50 | 1.6578e+50 | 1.6909e+50 | 1.7247e+50 | 1.7592e+50 | 1.7944e+50 | 1.8303e+50 | 1.8669e+50 | 1.9042e+50 | 1.9423e+50 | 1.9812e+50 | 2.0208e+50 | 2.0612e+50 | 2.1024e+50 | 2.1445e+50 | 2.1874e+50 | 2.2311e+50 | 2.2757e+50 | 2.3213e+50 | 2.3677e+50 | 2.415e+50 | 2.4633e+50 | 2.5126e+50 | 2.5629e+50 | 2.6141e+50 | 2.6664e+50 | 2.7197e+50 | 2.7741e+50 | 2.8296e+50 | 2.8862e+50 | 2.9439e+50 | 3.0028e+50 | 3.0628e+50 | 3.1241e+50 | 3.1866e+50 | 3.2503e+50 | 3.3153e+50 | 3.3816e+50 | 3.4493e+50 | 3.5182e+50 | 3.5886e+50 | 3.6604e+50 | 3.7336e+50 | 3.8083e+50 | 3.8844e+50 | 3.9621e+50 | 4.0414e+50 | 4.1222e+50 | 4.2046e+50 | 4.2887e+50 | 4.3745e+50 | 4.462e+50 | 4.5512e+50 | 4.6423e+50 | 4.7351e+50 | 4.8298e+50 | 4.9264e+50 | 5.0249e+50 | 5.1254e+50 | 5.2279e+50 | 5.3325e+50 | 5.4391e+50 | 5.5479e+50 | 5.6589e+50 | 5.7721e+50 | 5.8875e+50 | 6.0052e+50 | 6.1254e+50 | 6.2479e+50 | 6.3728e+50 | 6.5003e+50 | 6.6303e+50 | 6.7629e+50 | 6.8981e+50 | 7.0361e+50 | 7.1768e+50 | 7.3204e+50 | 7.4668e+50 | 7.6161e+50 | 7.7684e+50 | 7.9238e+50 | 8.0823e+50 | 8.2439e+50 | 8.4088e+50 | 8.577e+50 | 8.7485e+50 | 8.9235e+50 | 9.102e+50 | 9.284e+50 | 9.4697e+50 | 9.6591e+50 | 9.8522e+50 | 1.0049e+51 | 1.025e+51 | 1.0455e+51 | 1.0664e+51 | 1.0878e+51 | 1.1095e+51 | 1.1317e+51 | 1.1543e+51 | 1.1774e+51 | 1.201e+51 | 1.225e+51 | 1.2495e+51 | 1.2745e+51 | 1.3e+51 | 1.326e+51 | 1.3525e+51 | 1.3796e+51 | 1.4071e+51 | 1.4353e+51 | 1.464e+51 | 1.4933e+51 | 1.5231e+51 | 1.5536e+51 | 1.5847e+51 | 1.6164e+51 | 1.6487e+51 | 1.6817e+51 | 1.7153e+51 | 1.7496e+51 | 1.7846e+51 | 1.8203e+51 | 1.8567e+51 | 1.8938e+51 | 1.9317e+51 | 1.9703e+51 | 2.0097e+51 | 2.0499e+51 | 2.0909e+51 | 2.1328e+51 | 2.1754e+51 | 2.2189e+51 | 2.2633e+51 | 2.3086e+51 | 2.3547e+51 | 2.4018e+51 | 2.4499e+51 | 2.4989e+51 | 2.5488e+51 | 2.5998e+51 | 2.6518e+51 | 2.7049e+51 | 2.759e+51 | 2.8141e+51 | 2.8704e+51 | 2.9278e+51 | 2.9864e+51 | 3.0461e+51 | 3.107e+51 | 3.1692e+51 | 3.2326e+51 | 3.2972e+51 | 3.3631e+51 | 3.4304e+51 | 3.499e+51 | 3.569e+51 | 3.6404e+51 | 3.7132e+51 | 3.7874e+51 | 3.8632e+51 | 3.9405e+51 | 4.0193e+51 | 4.0997e+51 | 4.1817e+51 | 4.2653e+51 | 4.3506e+51 | 4.4376e+51 | 4.5264e+51 | 4.6169e+51 | 4.7092e+51 | 4.8034e+51 | 4.8995e+51 | 4.9975e+51 | 5.0974e+51 | 5.1994e+51 | 5.3033e+51 | 5.4094e+51 | 5.5176e+51 | 5.628e+51 | 5.7405e+51 | 5.8553e+51 | 5.9724e+51 | 6.0919e+51 | 6.2137e+51 | 6.338e+51 | 6.4647e+51 | 6.594e+51 | 6.7259e+51 | 6.8604e+51 | 6.9976e+51 | 7.1376e+51 | 7.2804e+51 | 7.426e+51 | 7.5745e+51 | 7.726e+51 | 7.8805e+51 | 8.0381e+51 | 8.1989e+51 | 8.3628e+51 | 8.5301e+51 | 8.7007e+51 | 8.8747e+51 | 9.0522e+51 | 9.2332e+51 | 9.4179e+51 | 9.6063e+51 | 9.7984e+51 | 9.9944e+51 | 1.0194e+52 | 1.0398e+52 | 1.0606e+52 | 1.0818e+52 | 1.1035e+52 | 1.1255e+52 | 1.148e+52 | 1.171e+52 | 1.1944e+52 | 1.2183e+52 | 1.2427e+52 | 1.2675e+52 | 1.2929e+52 | 1.3187e+52 | 1.3451e+52 | 1.372e+52 | 1.3995e+52 | 1.4274e+52 | 1.456e+52 | 1.4851e+52 | 1.5148e+52 | 1.5451e+52 | 1.576e+52 | 1.6075e+52 | 1.6397e+52 | 1.6725e+52 | 1.7059e+52 | 1.74e+52 | 1.7748e+52 | 1.8103e+52 | 1.8465e+52 | 1.8835e+52 | 1.9211e+52 | 1.9596e+52 | 1.9988e+52 | 2.0387e+52 | 2.0795e+52 | 2.1211e+52 | 2.1635e+52 | 2.2068e+52 | 2.2509e+52 | 2.296e+52 | 2.3419e+52 | 2.3887e+52 | 2.4365e+52 | 2.4852e+52 | 2.5349e+52 | 2.5856e+52 | 2.6373e+52 | 2.6901e+52 | 2.7439e+52 | 2.7988e+52 | 2.8547e+52 | 2.9118e+52 | 2.9701e+52 | 3.0295e+52 | 3.09e+52 | 3.1518e+52 | 3.2149e+52 | 3.2792e+52 | 3.3448e+52 | 3.4117e+52 | 3.4799e+52 | 3.5495e+52 | 3.6205e+52 | 3.6929e+52 | 3.7667e+52 | 3.8421e+52 | 3.9189e+52 | 3.9973e+52 | 4.0773e+52 | 4.1588e+52 | 4.242e+52 | 4.3268e+52 | 4.4133e+52 | 4.5016e+52 | 4.5916e+52 | 4.6835e+52 | 4.7771e+52 | 4.8727e+52 | 4.9701e+52 | 5.0695e+52 | 5.1709e+52 | 5.2744e+52 | 5.3798e+52 | 5.4874e+52 | 5.5972e+52 | 5.7091e+52 | 5.8233e+52 | 5.9398e+52 | 6.0586e+52 | 6.1798e+52 | 6.3033e+52 | 6.4294e+52 | 6.558e+52 | 6.6892e+52 | 6.8229e+52 | 6.9594e+52 | 7.0986e+52 | 7.2406e+52 | 7.3854e+52 | 7.5331e+52 | 7.6837e+52 | 7.8374e+52 | 7.9942e+52 | 8.1541e+52 | 8.3171e+52 | 8.4835e+52 | 8.6531e+52 | 8.8262e+52 | 9.0027e+52 | 9.1828e+52 | 9.3664e+52 | 9.5538e+52 | 9.7448e+52 | 9.9397e+52 | 1.0139e+53 | 1.0341e+53 | 1.0548e+53 | 1.0759e+53 | 1.0974e+53 | 1.1194e+53 | 1.1418e+53 | 1.1646e+53 | 1.1879e+53 | 1.2116e+53 | 1.2359e+53 | 1.2606e+53 | 1.2858e+53 | 1.3115e+53 | 1.3378e+53 | 1.3645e+53 | 1.3918e+53 | 1.4196e+53 | 1.448e+53 | 1.477e+53 | 1.5065e+53 | 1.5367e+53 | 1.5674e+53 | 1.5987e+53 | 1.6307e+53 | 1.6633e+53 | 1.6966e+53 | 1.7305e+53 | 1.7651e+53 | 1.8004e+53 | 1.8365e+53 | 1.8732e+53 | 1.9106e+53 | 1.9489e+53 | 1.9878e+53 | 2.0276e+53 | 2.0681e+53 | 2.1095e+53 | 2.1517e+53 | 2.1947e+53 | 2.2386e+53 | 2.2834e+53 | 2.3291e+53 | 2.3757e+53 | 2.4232e+53 | 2.4716e+53 | 2.5211e+53 | 2.5715e+53 | 2.6229e+53 | 2.6754e+53 | 2.7289e+53 | 2.7835e+53 | 2.8391e+53 | 2.8959e+53 | 2.9538e+53 | 3.0129e+53 | 3.0732e+53 | 3.1346e+53 | 3.1973e+53 | 3.2613e+53 | 3.3265e+53 | 3.393e+53 | 3.4609e+53 | 3.5301e+53 | 3.6007e+53 | 3.6727e+53 | 3.7462e+53 | 3.8211e+53 | 3.8975e+53 | 3.9755e+53 | 4.055e+53 | 4.1361e+53 | 4.2188e+53 | 4.3032e+53 | 4.3892e+53 | 4.477e+53 | 4.5666e+53 | 4.6579e+53 | 4.751e+53 | 4.8461e+53 | 4.943e+53 | 5.0418e+53 | 5.1427e+53 | 5.2455e+53 | 5.3504e+53 | 5.4575e+53 | 5.5666e+53 | 5.6779e+53 | 5.7915e+53 | 5.9073e+53 | 6.0255e+53 | 6.146e+53 | 6.2689e+53 | 6.3943e+53 | 6.5222e+53 | 6.6526e+53 | 6.7857e+53 | 6.9214e+53 | 7.0598e+53 | 7.201e+53 | 7.345e+53 | 7.4919e+53 | 7.6418e+53 | 7.7946e+53 | 7.9505e+53 | 8.1095e+53 | 8.2717e+53 | 8.4371e+53 | 8.6059e+53 | 8.778e+53 | 8.9535e+53 | 9.1326e+53 | 9.3153e+53 | 9.5016e+53 | 9.6916e+53 | 9.8854e+53 | 1.0083e+54 | 1.0285e+54 | 1.049e+54 | 1.07e+54 | 1.0914e+54 | 1.1133e+54 | 1.1355e+54 | 1.1582e+54 | 1.1814e+54 | 1.205e+54 | 1.2291e+54 | 1.2537e+54 | 1.2788e+54 | 1.3044e+54 | 1.3304e+54 | 1.3571e+54 | 1.3842e+54 | 1.4119e+54 | 1.4401e+54 | 1.4689e+54 | 1.4983e+54 | 1.5283e+54 | 1.5588e+54 | 1.59e+54 | 1.6218e+54 | 1.6542e+54 | 1.6873e+54 | 1.7211e+54 | 1.7555e+54 | 1.7906e+54 | 1.8264e+54 | 1.8629e+54 | 1.9002e+54 | 1.9382e+54 | 1.977e+54 | 2.0165e+54 | 2.0568e+54 | 2.098e+54 | 2.1399e+54 | 2.1827e+54 | 2.2264e+54 | 2.2709e+54 | 2.3163e+54 | 2.3627e+54 | 2.4099e+54 | 2.4581e+54 | 2.5073e+54 | 2.5574e+54 | 2.6086e+54 | 2.6607e+54 | 2.714e+54 | 2.7682e+54 | 2.8236e+54 | 2.8801e+54 | 2.9377e+54 | 2.9964e+54 | 3.0564e+54 | 3.1175e+54 | 3.1798e+54 | 3.2434e+54 | 3.3083e+54 | 3.3745e+54 | 3.442e+54 | 3.5108e+54 | 3.581e+54 | 3.6526e+54 | 3.7257e+54 | 3.8002e+54 | 3.8762e+54 | 3.9537e+54 | 4.0328e+54 | 4.1135e+54 | 4.1957e+54 | 4.2796e+54 | 4.3652e+54 | 4.4525e+54 | 4.5416e+54 | 4.6324e+54 | 4.7251e+54 | 4.8196e+54 | 4.916e+54 | 5.0143e+54 | 5.1146e+54 | 5.2169e+54 | 5.3212e+54 | 5.4276e+54 | 5.5362e+54 | 5.6469e+54 | 5.7598e+54 | 5.875e+54 | 5.9925e+54 | 6.1124e+54 | 6.2346e+54 | 6.3593e+54 | 6.4865e+54 | 6.6162e+54 | 6.7486e+54 | 6.8835e+54 | 7.0212e+54 | 7.1616e+54 | 7.3049e+54 | 7.451e+54 | 7.6e+54 | 7.752e+54 | 7.907e+54 | 8.0652e+54 | 8.2265e+54 | 8.391e+54 | 8.5588e+54 | 8.73e+54 | 8.9046e+54 | 9.0827e+54 | 9.2643e+54 | 9.4496e+54 | 9.6386e+54 | 9.8314e+54 | 1.0028e+55 | 1.0229e+55 | 1.0433e+55 | 1.0642e+55 | 1.0855e+55 | 1.1072e+55 | 1.1293e+55 | 1.1519e+55 | 1.1749e+55 | 1.1984e+55 | 1.2224e+55 | 1.2469e+55 | 1.2718e+55 | 1.2972e+55 | 1.3232e+55 | 1.3496e+55 | 1.3766e+55 | 1.4042e+55 | 1.4322e+55 | 1.4609e+55 | 1.4901e+55 | 1.5199e+55 | 1.5503e+55 | 1.5813e+55 | 1.6129e+55 | 1.6452e+55 | 1.6781e+55 | 1.7117e+55 | 1.7459e+55 | 1.7808e+55 | 1.8164e+55 | 1.8528e+55 | 1.8898e+55 | 1.9276e+55 | 1.9662e+55 | 2.0055e+55 | 2.0456e+55 | 2.0865e+55 | 2.1282e+55 | 2.1708e+55 | 2.2142e+55 | 2.2585e+55 | 2.3037e+55 | 2.3498e+55 | 2.3968e+55 | 2.4447e+55 | 2.4936e+55 | 2.5435e+55 | 2.5943e+55 | 2.6462e+55 | 2.6991e+55 | 2.7531e+55 | 2.8082e+55 | 2.8643e+55 | 2.9216e+55 | 2.9801e+55 | 3.0397e+55 | 3.1005e+55 | 3.1625e+55 | 3.2257e+55 | 3.2902e+55 | 3.356e+55 | 3.4231e+55 | 3.4916e+55 | 3.5614e+55 | 3.6327e+55 | 3.7053e+55 | 3.7794e+55 | 3.855e+55 | 3.9321e+55 | 4.0108e+55 | 4.091e+55 | 4.1728e+55 | 4.2563e+55 | 4.3414e+55 | 4.4282e+55 | 4.5168e+55 | 4.6071e+55 | 4.6993e+55 | 4.7932e+55 | 4.8891e+55 | 4.9869e+55 | 5.0866e+55 | 5.1884e+55 | 5.2921e+55 | 5.398e+55 | 5.5059e+55 | 5.616e+55 | 5.7284e+55 | 5.8429e+55 | 5.9598e+55 | 6.079e+55 | 6.2006e+55 | 6.3246e+55 | 6.4511e+55 | 6.5801e+55 | 6.7117e+55 | 6.8459e+55 | 6.9828e+55 | 7.1225e+55 | 7.2649e+55 | 7.4102e+55 | 7.5584e+55 | 7.7096e+55 | 7.8638e+55 | 8.0211e+55 | 8.1815e+55 | 8.3451e+55 | 8.512e+55 | 8.6823e+55 | 8.8559e+55 | 9.033e+55 | 9.2137e+55 | 9.398e+55 | 9.5859e+55 | 9.7777e+55 | 9.9732e+55 | 1.0173e+56 | 1.0376e+56 | 1.0584e+56 | 1.0795e+56 | 1.1011e+56 | 1.1231e+56 | 1.1456e+56 | 1.1685e+56 | 1.1919e+56 | 1.2157e+56 | 1.24e+56 | 1.2648e+56 | 1.2901e+56 | 1.3159e+56 | 1.3423e+56 | 1.3691e+56 | 1.3965e+56 | 1.4244e+56 | 1.4529e+56 | 1.482e+56 | 1.5116e+56 | 1.5418e+56 | 1.5727e+56 | 1.6041e+56 | 1.6362e+56 | 1.6689e+56 | 1.7023e+56 | 1.7364e+56 | 1.7711e+56 | 1.8065e+56 | 1.8426e+56 | 1.8795e+56 | 1.9171e+56 | 1.9554e+56 | 1.9945e+56 | 2.0344e+56 | 2.0751e+56 | 2.1166e+56 | 2.1589e+56 | 2.2021e+56 | 2.2462e+56 | 2.2911e+56 | 2.3369e+56 | 2.3837e+56 | 2.4313e+56 | 2.48e+56 | 2.5295e+56 | 2.5801e+56 | 2.6317e+56 | 2.6844e+56 | 2.7381e+56 | 2.7928e+56 | 2.8487e+56 | 2.9057e+56 | 2.9638e+56 | 3.023e+56 | 3.0835e+56 | 3.1452e+56 | 3.2081e+56 | 3.2722e+56 | 3.3377e+56 | 3.4044e+56 | 3.4725e+56 | 3.542e+56 | 3.6128e+56 | 3.6851e+56 | 3.7588e+56 | 3.834e+56 | 3.9106e+56 | 3.9888e+56 | 4.0686e+56 | 4.15e+56 | 4.233e+56 | 4.3177e+56 | 4.404e+56 | 4.4921e+56 | 4.5819e+56 | 4.6736e+56 | 4.767e+56 | 4.8624e+56 | 4.9596e+56 | 5.0588e+56 | 5.16e+56 | 5.2632e+56 | 5.3685e+56 | 5.4758e+56 | 5.5853e+56 | 5.6971e+56 | 5.811e+56 | 5.9272e+56 | 6.0458e+56 | 6.1667e+56 | 6.29e+56 | 6.4158e+56 | 6.5441e+56 | 6.675e+56 | 6.8085e+56 | 6.9447e+56 | 7.0836e+56 | 7.2252e+56 | 7.3697e+56 | 7.5171e+56 | 7.6675e+56 | 7.8208e+56 | 7.9772e+56 | 8.1368e+56 | 8.2995e+56 | 8.4655e+56 | 8.6348e+56 | 8.8075e+56 | 8.9837e+56 | 9.1634e+56 | 9.3466e+56 | 9.5336e+56 | 9.7242e+56 | 9.9187e+56 | 1.0117e+57 | 1.0319e+57 | 1.0526e+57 | 1.0736e+57 | 1.0951e+57 | 1.117e+57 | 1.1393e+57 | 1.1621e+57 | 1.1854e+57 | 1.2091e+57 | 1.2333e+57 | 1.2579e+57 | 1.2831e+57 | 1.3088e+57 | 1.3349e+57 | 1.3616e+57 | 1.3889e+57 | 1.4166e+57 | 1.445e+57 | 1.4739e+57 | 1.5033e+57 | 1.5334e+57 | 1.5641e+57 | 1.5954e+57 | 1.6273e+57 | 1.6598e+57 | 1.693e+57 | 1.7269e+57 | 1.7614e+57 | 1.7966e+57 | 1.8326e+57 | 1.8692e+57 | 1.9066e+57 | 1.9447e+57 | 1.9836e+57 | 2.0233e+57 | 2.0638e+57 | 2.105e+57 | 2.1471e+57 | 2.1901e+57 | 2.2339e+57 | 2.2786e+57 | 2.3241e+57 | 2.3706e+57 | 2.418e+57 | 2.4664e+57 | 2.5157e+57 | 2.566e+57 | 2.6174e+57 | 2.6697e+57 | 2.7231e+57 | 2.7776e+57 | 2.8331e+57 | 2.8898e+57 | 2.9476e+57 | 3.0065e+57 | 3.0667e+57 | 3.128e+57 | 3.1905e+57 | 3.2544e+57 | 3.3194e+57 | 3.3858e+57 | 3.4536e+57 | 3.5226e+57 | 3.5931e+57 | 3.6649e+57 | 3.7382e+57 | 3.813e+57 | 3.8893e+57 | 3.967e+57 | 4.0464e+57 | 4.1273e+57 | 4.2099e+57 | 4.2941e+57 | 4.3799e+57 | 4.4675e+57 | 4.5569e+57 | 4.648e+57 | 4.741e+57 | 4.8358e+57 | 4.9325e+57 | 5.0312e+57 | 5.1318e+57 | 5.2344e+57 | 5.3391e+57 | 5.4459e+57 | 5.5548e+57 | 5.6659e+57 | 5.7792e+57 | 5.8948e+57 | 6.0127e+57 | 6.133e+57 | 6.2556e+57 | 6.3807e+57 | 6.5084e+57 | 6.6385e+57 | 6.7713e+57 | 6.9067e+57 | 7.0449e+57 | 7.1858e+57 | 7.3295e+57 | 7.4761e+57 | 7.6256e+57 | 7.7781e+57 | 7.9337e+57 | 8.0923e+57 | 8.2542e+57 | 8.4193e+57 | 8.5876e+57 | 8.7594e+57 | 8.9346e+57 | 9.1133e+57 | 9.2955e+57 | 9.4814e+57 | 9.6711e+57 | 9.8645e+57 | 1.0062e+58 | 1.0263e+58 | 1.0468e+58 | 1.0678e+58 | 1.0891e+58 | 1.1109e+58 | 1.1331e+58 | 1.1558e+58 | 1.1789e+58 | 1.2025e+58 | 1.2265e+58 | 1.2511e+58 | 1.2761e+58 | 1.3016e+58 | 1.3276e+58 | 1.3542e+58 | 1.3813e+58 | 1.4089e+58 | 1.4371e+58 | 1.4658e+58 | 1.4951e+58 | 1.525e+58 | 1.5555e+58 | 1.5866e+58 | 1.6184e+58 | 1.6507e+58 | 1.6838e+58 | 1.7174e+58 | 1.7518e+58 | 1.7868e+58 | 1.8226e+58 | 1.859e+58 | 1.8962e+58 | 1.9341e+58 | 1.9728e+58 | 2.0122e+58 | 2.0525e+58 | 2.0935e+58 | 2.1354e+58 | 2.1781e+58 | 2.2217e+58 | 2.2661e+58 | 2.3114e+58 | 2.3577e+58 | 2.4048e+58 | 2.4529e+58 | 2.502e+58 | 2.552e+58 | 2.6031e+58 | 2.6551e+58 | 2.7082e+58 | 2.7624e+58 | 2.8176e+58 | 2.874e+58 | 2.9315e+58 | 2.9901e+58 | 3.0499e+58 | 3.1109e+58 | 3.1731e+58 | 3.2366e+58 | 3.3013e+58 | 3.3673e+58 | 3.4347e+58 | 3.5034e+58 | 3.5734e+58 | 3.6449e+58 | 3.7178e+58 | 3.7922e+58 | 3.868e+58 | 3.9454e+58 | 4.0243e+58 | 4.1048e+58 | 4.1869e+58 | 4.2706e+58 | 4.356e+58 | 4.4431e+58 | 4.532e+58 | 4.6226e+58 | 4.7151e+58 | 4.8094e+58 | 4.9056e+58 | 5.0037e+58 | 5.1037e+58 | 5.2058e+58 | 5.3099e+58 | 5.4161e+58 | 5.5245e+58 | 5.635e+58 | 5.7476e+58 | 5.8626e+58 | 5.9799e+58 | 6.0995e+58 | 6.2214e+58 | 6.3459e+58 | 6.4728e+58 | 6.6022e+58 | 6.7343e+58 | 6.869e+58 | 7.0064e+58 | 7.1465e+58 | 7.2894e+58 | 7.4352e+58 | 7.5839e+58 | 7.7356e+58 | 7.8903e+58 | 8.0481e+58 | 8.2091e+58 | 8.3732e+58 | 8.5407e+58 | 8.7115e+58 | 8.8857e+58 | 9.0635e+58 | 9.2447e+58 | 9.4296e+58 | 9.6182e+58 | 9.8106e+58 | 1.0007e+59 | 1.0207e+59 | 1.0411e+59 | 1.0619e+59 | 1.0832e+59 | 1.1048e+59 | 1.1269e+59 | 1.1495e+59 | 1.1725e+59 | 1.1959e+59 | 1.2198e+59 | 1.2442e+59 | 1.2691e+59 | 1.2945e+59 | 1.3204e+59 | 1.3468e+59 | 1.3737e+59 | 1.4012e+59 | 1.4292e+59 | 1.4578e+59 | 1.487e+59 | 1.5167e+59 | 1.547e+59 | 1.578e+59 | 1.6095e+59 | 1.6417e+59 | 1.6746e+59 | 1.708e+59 | 1.7422e+59 | 1.7771e+59 | 1.8126e+59 | 1.8488e+59 | 1.8858e+59 | 1.9235e+59 | 1.962e+59 | 2.0012e+59 | 2.0413e+59 | 2.0821e+59 | 2.1237e+59 | 2.1662e+59 | 2.2095e+59 | 2.2537e+59 | 2.2988e+59 | 2.3448e+59 | 2.3917e+59 | 2.4395e+59 | 2.4883e+59 | 2.5381e+59 | 2.5888e+59 | 2.6406e+59 | 2.6934e+59 | 2.7473e+59 | 2.8022e+59 | 2.8583e+59 | 2.9154e+59 | 2.9738e+59 | 3.0332e+59 | 3.0939e+59 | 3.1558e+59 | 3.2189e+59 | 3.2833e+59 | 3.3489e+59 | 3.4159e+59 | 3.4842e+59 | 3.5539e+59 | 3.625e+59 | 3.6975e+59 | 3.7714e+59 | 3.8469e+59 | 3.9238e+59 | 4.0023e+59 | 4.0823e+59 | 4.164e+59 | 4.2472e+59 | 4.3322e+59 | 4.4188e+59 | 4.5072e+59 | 4.5974e+59 | 4.6893e+59 | 4.7831e+59 | 4.8788e+59 | 4.9763e+59 | 5.0759e+59 | 5.1774e+59 | 5.2809e+59 | 5.3865e+59 | 5.4943e+59 | 5.6042e+59 | 5.7162e+59 | 5.8306e+59 | 5.9472e+59 | 6.0661e+59 | 6.1874e+59 | 6.3112e+59 | 6.4374e+59 | 6.5662e+59 | 6.6975e+59 | 6.8314e+59 | 6.9681e+59 | 7.1074e+59 | 7.2496e+59 | 7.3946e+59 | 7.5425e+59 | 7.6933e+59 | 7.8472e+59 | 8.0041e+59 | 8.1642e+59 | 8.3275e+59 | 8.494e+59 | 8.6639e+59 | 8.8372e+59 | 9.0139e+59 | 9.1942e+59 | 9.3781e+59 | 9.5657e+59 | 9.757e+59 | 9.9521e+59 | 1.0151e+60 | 1.0354e+60 | 1.0561e+60 | 1.0772e+60 | 1.0988e+60 | 1.1208e+60 | 1.1432e+60 | 1.166e+60 | 1.1894e+60 | 1.2132e+60 | 1.2374e+60 | 1.2622e+60 | 1.2874e+60 | 1.3132e+60 | 1.3394e+60 | 1.3662e+60 | 1.3935e+60 | 1.4214e+60 | 1.4498e+60 | 1.4788e+60 | 1.5084e+60 | 1.5386e+60 | 1.5693e+60 | 1.6007e+60 | 1.6327e+60 | 1.6654e+60 | 1.6987e+60 | 1.7327e+60 | 1.7673e+60 | 1.8027e+60 | 1.8387e+60 | 1.8755e+60 | 1.913e+60 | 1.9513e+60 | 1.9903e+60 | 2.0301e+60 | 2.0707e+60 | 2.1121e+60 | 2.1544e+60 | 2.1975e+60 | 2.2414e+60 | 2.2862e+60 | 2.332e+60 | 2.3786e+60 | 2.4262e+60 | 2.4747e+60 | 2.5242e+60 | 2.5747e+60 | 2.6262e+60 | 2.6787e+60 | 2.7323e+60 | 2.7869e+60 | 2.8427e+60 | 2.8995e+60 | 2.9575e+60 | 3.0166e+60 | 3.077e+60 | 3.1385e+60 | 3.2013e+60 | 3.2653e+60 | 3.3306e+60 | 3.3972e+60 | 3.4652e+60 | 3.5345e+60 | 3.6052e+60 | 3.6773e+60 | 3.7508e+60 | 3.8258e+60 | 3.9024e+60 | 3.9804e+60 | 4.06e+60 | 4.1412e+60 | 4.224e+60 | 4.3085e+60 | 4.3947e+60 | 4.4826e+60 | 4.5722e+60 | 4.6637e+60 | 4.7569e+60 | 4.8521e+60 | 4.9491e+60 | 5.0481e+60 | 5.1491e+60 | 5.2521e+60 | 5.3571e+60 | 5.4642e+60 | 5.5735e+60 | 5.685e+60 | 5.7987e+60 | 5.9147e+60 | 6.033e+60 | 6.1536e+60 | 6.2767e+60 | 6.4022e+60 | 6.5303e+60 | 6.6609e+60 | 6.7941e+60 | 6.93e+60 | 7.0686e+60 | 7.2099e+60 | 7.3541e+60 | 7.5012e+60 | 7.6513e+60 | 7.8043e+60 | 7.9604e+60 | 8.1196e+60 | 8.282e+60 | 8.4476e+60 | 8.6166e+60 | 8.7889e+60 | 8.9647e+60 | 9.144e+60 | 9.3268e+60 | 9.5134e+60 | 9.7036e+60 | 9.8977e+60 | 1.0096e+61 | 1.0298e+61 | 1.0504e+61 | 1.0714e+61 | 1.0928e+61 | 1.1146e+61 | 1.1369e+61 | 1.1597e+61 | 1.1829e+61 | 1.2065e+61 | 1.2307e+61 | 1.2553e+61 | 1.2804e+61 | 1.306e+61 | 1.3321e+61 | 1.3587e+61 | 1.3859e+61 | 1.4136e+61 | 1.4419e+61 | 1.4707e+61 | 1.5002e+61 | 1.5302e+61 | 1.5608e+61 | 1.592e+61 | 1.6238e+61 | 1.6563e+61 | 1.6894e+61 | 1.7232e+61 | 1.7577e+61 | 1.7928e+61 | 1.8287e+61 | 1.8653e+61 | 1.9026e+61 | 1.9406e+61 | 1.9794e+61 | 2.019e+61 | 2.0594e+61 | 2.1006e+61 | 2.1426e+61 | 2.1855e+61 | 2.2292e+61 | 2.2737e+61 | 2.3192e+61 | 2.3656e+61 | 2.4129e+61 | 2.4612e+61 | 2.5104e+61 | 2.5606e+61 | 2.6118e+61 | 2.6641e+61 | 2.7173e+61 | 2.7717e+61 | 2.8271e+61 | 2.8837e+61 | 2.9413e+61 | 3.0002e+61 | 3.0602e+61 | 3.1214e+61 | 3.1838e+61 | 3.2475e+61 | 3.3124e+61 | 3.3787e+61 | 3.4462e+61 | 3.5152e+61 | 3.5855e+61 | 3.6572e+61 | 3.7303e+61 | 3.8049e+61 | 3.881e+61 | 3.9586e+61 | 4.0378e+61 | 4.1186e+61 | 4.2009e+61 | 4.285e+61 | 4.3707e+61 | 4.4581e+61 | 4.5472e+61 | 4.6382e+61 | 4.731e+61 | 4.8256e+61 | 4.9221e+61 | 5.0205e+61 | 5.1209e+61 | 5.2234e+61 | 5.3278e+61 | 5.4344e+61 | 5.5431e+61 | 5.6539e+61 | 5.767e+61 | 5.8823e+61 | 6e+61 | 6.12e+61 | 6.2424e+61 | 6.3672e+61 | 6.4946e+61 | 6.6245e+61 | 6.757e+61 | 6.8921e+61 | 7.0299e+61 | 7.1705e+61 | 7.314e+61 | 7.4602e+61 | 7.6094e+61 | 7.7616e+61 | 7.9169e+61 | 8.0752e+61 | 8.2367e+61 | 8.4014e+61 | 8.5695e+61 | 8.7409e+61 | 8.9157e+61 | 9.094e+61 | 9.2759e+61 | 9.4614e+61 | 9.6506e+61 | 9.8436e+61 | 1.004e+62 | 1.0241e+62 | 1.0446e+62 | 1.0655e+62 | 1.0868e+62 | 1.1086e+62 | 1.1307e+62 | 1.1533e+62 | 1.1764e+62 | 1.1999e+62 | 1.2239e+62 | 1.2484e+62 | 1.2734e+62 | 1.2988e+62 | 1.3248e+62 | 1.3513e+62 | 1.3783e+62 | 1.4059e+62 | 1.434e+62 | 1.4627e+62 | 1.492e+62 | 1.5218e+62 | 1.5522e+62 | 1.5833e+62 | 1.615e+62 | 1.6472e+62 | 1.6802e+62 | 1.7138e+62 | 1.7481e+62 | 1.783e+62 | 1.8187e+62 | 1.8551e+62 | 1.8922e+62 | 1.93e+62 | 1.9686e+62 | 2.008e+62 | 2.0481e+62 | 2.0891e+62 | 2.1309e+62 | 2.1735e+62 | 2.217e+62 | 2.2613e+62 | 2.3065e+62 | 2.3527e+62 | 2.3997e+62 | 2.4477e+62 | 2.4967e+62 | 2.5466e+62 | 2.5975e+62 | 2.6495e+62 | 2.7025e+62 | 2.7565e+62 | 2.8117e+62 | 2.8679e+62 | 2.9253e+62 | 2.9838e+62 | 3.0434e+62 | 3.1043e+62 | 3.1664e+62 | 3.2297e+62 | 3.2943e+62 | 3.3602e+62 | 3.4274e+62 | 3.496e+62 | 3.5659e+62 | 3.6372e+62 | 3.7099e+62 | 3.7841e+62 | 3.8598e+62 | 3.937e+62 | 4.0158e+62 | 4.0961e+62 | 4.178e+62 | 4.2615e+62 | 4.3468e+62 | 4.4337e+62 | 4.5224e+62 | 4.6128e+62 | 4.7051e+62 | 4.7992e+62 | 4.8952e+62 | 4.9931e+62 | 5.0929e+62 | 5.1948e+62 | 5.2987e+62 | 5.4047e+62 | 5.5128e+62 | 5.623e+62 | 5.7355e+62 | 5.8502e+62 | 5.9672e+62 | 6.0865e+62 | 6.2083e+62 | 6.3324e+62 | 6.4591e+62 | 6.5883e+62 | 6.72e+62 | 6.8544e+62 | 6.9915e+62 | 7.1314e+62 | 7.274e+62 | 7.4195e+62 | 7.5679e+62 | 7.7192e+62 | 7.8736e+62 | 8.0311e+62 | 8.1917e+62 | 8.3555e+62 | 8.5226e+62 | 8.6931e+62 | 8.8669e+62 | 9.0443e+62 | 9.2252e+62 | 9.4097e+62 | 9.5979e+62 | 9.7898e+62 | 9.9856e+62 | 1.0185e+63 | 1.0389e+63 | 1.0597e+63 | 1.0809e+63 | 1.1025e+63 | 1.1245e+63 | 1.147e+63 | 1.17e+63 | 1.1934e+63 | 1.2172e+63 | 1.2416e+63 | 1.2664e+63 | 1.2917e+63 | 1.3176e+63 | 1.3439e+63 | 1.3708e+63 | 1.3982e+63 | 1.4262e+63 | 1.4547e+63 | 1.4838e+63 | 1.5135e+63 | 1.5438e+63 | 1.5746e+63 | 1.6061e+63 | 1.6382e+63 | 1.671e+63 | 1.7044e+63 | 1.7385e+63 | 1.7733e+63 | 1.8088e+63 | 1.8449e+63 | 1.8818e+63 | 1.9195e+63 | 1.9579e+63 | 1.997e+63 | 2.037e+63 | 2.0777e+63 | 2.1192e+63 | 2.1616e+63 | 2.2049e+63 | 2.249e+63 | 2.2939e+63 | 2.3398e+63 | 2.3866e+63 | 2.4343e+63 | 2.483e+63 | 2.5327e+63 | 2.5833e+63 | 2.635e+63 | 2.6877e+63 | 2.7415e+63 | 2.7963e+63 | 2.8522e+63 | 2.9093e+63 | 2.9675e+63 | 3.0268e+63 | 3.0873e+63 | 3.1491e+63 | 3.2121e+63 | 3.2763e+63 | 3.3418e+63 | 3.4087e+63 | 3.4768e+63 | 3.5464e+63 | 3.6173e+63 | 3.6897e+63 | 3.7635e+63 | 3.8387e+63 | 3.9155e+63 | 3.9938e+63 | 4.0737e+63 | 4.1552e+63 | 4.2383e+63 | 4.323e+63 | 4.4095e+63 | 4.4977e+63 | 4.5876e+63 | 4.6794e+63 | 4.773e+63 | 4.8684e+63 | 4.9658e+63 | 5.0651e+63 | 5.1664e+63 | 5.2697e+63 | 5.3751e+63 | 5.4826e+63 | 5.5923e+63 | 5.7041e+63 | 5.8182e+63 | 5.9346e+63 | 6.0533e+63 | 6.1743e+63 | 6.2978e+63 | 6.4238e+63 | 6.5523e+63 | 6.6833e+63 | 6.817e+63 | 6.9533e+63 | 7.0924e+63 | 7.2342e+63 | 7.3789e+63 | 7.5265e+63 | 7.677e+63 | 7.8306e+63 | 7.9872e+63 | 8.1469e+63 | 8.3099e+63 | 8.476e+63 | 8.6456e+63 | 8.8185e+63 | 8.9949e+63 | 9.1747e+63 | 9.3582e+63 | 9.5454e+63 | 9.7363e+63 | 9.931e+63 | 1.013e+64 | 1.0332e+64 | 1.0539e+64 | 1.075e+64 | 1.0965e+64 | 1.1184e+64 | 1.1408e+64 | 1.1636e+64 | 1.1869e+64 | 1.2106e+64 | 1.2348e+64 | 1.2595e+64 | 1.2847e+64 | 1.3104e+64 | 1.3366e+64 | 1.3633e+64 | 1.3906e+64 | 1.4184e+64 | 1.4468e+64 | 1.4757e+64 | 1.5052e+64 | 1.5353e+64 | 1.566e+64 | 1.5973e+64 | 1.6293e+64 | 1.6619e+64 | 1.6951e+64 | 1.729e+64 | 1.7636e+64 | 1.7989e+64 | 1.8348e+64 | 1.8715e+64 | 1.909e+64 | 1.9472e+64 | 1.9861e+64 | 2.0258e+64 | 2.0663e+64 | 2.1077e+64 | 2.1498e+64 | 2.1928e+64 | 2.2367e+64 | 2.2814e+64 | 2.327e+64 | 2.3736e+64 | 2.421e+64 | 2.4695e+64 | 2.5189e+64 | 2.5692e+64 | 2.6206e+64 | 2.673e+64 | 2.7265e+64 | 2.781e+64 | 2.8366e+64 | 2.8934e+64 | 2.9512e+64 | 3.0103e+64 | 3.0705e+64 | 3.1319e+64 | 3.1945e+64 | 3.2584e+64 | 3.3236e+64 | 3.39e+64 | 3.4578e+64 | 3.527e+64 | 3.5975e+64 | 3.6695e+64 | 3.7429e+64 | 3.8177e+64 | 3.8941e+64 | 3.972e+64 | 4.0514e+64 | 4.1324e+64 | 4.2151e+64 | 4.2994e+64 | 4.3854e+64 | 4.4731e+64 | 4.5626e+64 | 4.6538e+64 | 4.7469e+64 | 4.8418e+64 | 4.9387e+64 | 5.0374e+64 | 5.1382e+64 | 5.2409e+64 | 5.3458e+64 | 5.4527e+64 | 5.5617e+64 | 5.673e+64 | 5.7864e+64 | 5.9022e+64 | 6.0202e+64 | 6.1406e+64 | 6.2634e+64 | 6.3887e+64 | 6.5165e+64 | 6.6468e+64 | 6.7797e+64 | 6.9153e+64 | 7.0536e+64 | 7.1947e+64 | 7.3386e+64 | 7.4854e+64 | 7.6351e+64 | 7.7878e+64 | 7.9435e+64 | 8.1024e+64 | 8.2644e+64 | 8.4297e+64 | 8.5983e+64 | 8.7703e+64 | 8.9457e+64 | 9.1246e+64 | 9.3071e+64 | 9.4932e+64 | 9.6831e+64 | 9.8768e+64 | 1.0074e+65 | 1.0276e+65 | 1.0481e+65 | 1.0691e+65 | 1.0905e+65 | 1.1123e+65 | 1.1345e+65 | 1.1572e+65 | 1.1804e+65 | 1.204e+65 | 1.2281e+65 | 1.2526e+65 | 1.2777e+65 | 1.3032e+65 | 1.3293e+65 | 1.3559e+65 | 1.383e+65 | 1.4106e+65 | 1.4389e+65 | 1.4676e+65 | 1.497e+65 | 1.5269e+65 | 1.5575e+65 | 1.5886e+65 | 1.6204e+65 | 1.6528e+65 | 1.6859e+65 | 1.7196e+65 | 1.754e+65 | 1.789e+65 | 1.8248e+65 | 1.8613e+65 | 1.8985e+65 | 1.9365e+65 | 1.9752e+65 | 2.0147e+65 | 2.055e+65 | 2.0961e+65 | 2.1381e+65 | 2.1808e+65 | 2.2244e+65 | 2.2689e+65 | 2.3143e+65 | 2.3606e+65 | 2.4078e+65 | 2.456e+65 | 2.5051e+65 | 2.5552e+65 | 2.6063e+65 | 2.6584e+65 | 2.7116e+65 | 2.7658e+65 | 2.8211e+65 | 2.8776e+65 | 2.9351e+65 | 2.9938e+65 | 3.0537e+65 | 3.1148e+65 | 3.1771e+65 | 3.2406e+65 | 3.3054e+65 | 3.3715e+65 | 3.4389e+65 | 3.5077e+65 | 3.5779e+65 | 3.6494e+65 | 3.7224e+65 | 3.7969e+65 | 3.8728e+65 | 3.9503e+65 | 4.0293e+65 | 4.1099e+65 | 4.1921e+65 | 4.2759e+65 | 4.3614e+65 | 4.4486e+65 | 4.5376e+65 | 4.6284e+65 | 4.7209e+65 | 4.8154e+65 | 4.9117e+65 | 5.0099e+65 | 5.1101e+65 | 5.2123e+65 | 5.3165e+65 | 5.4229e+65 | 5.5313e+65 | 5.642e+65 | 5.7548e+65 | 5.8699e+65 | 5.9873e+65 | 6.107e+65 | 6.2292e+65 | 6.3538e+65 | 6.4808e+65 | 6.6105e+65 | 6.7427e+65 | 6.8775e+65 | 7.0151e+65 | 7.1554e+65 | 7.2985e+65 | 7.4444e+65 | 7.5933e+65 | 7.7452e+65 | 7.9001e+65 | 8.0581e+65 | 8.2193e+65 | 8.3837e+65 | 8.5513e+65 | 8.7224e+65 | 8.8968e+65 | 9.0747e+65 | 9.2562e+65 | 9.4414e+65 | 9.6302e+65 | 9.8228e+65 | 1.0019e+66 | 1.022e+66 | 1.0424e+66 | 1.0633e+66 | 1.0845e+66 | 1.1062e+66 | 1.1283e+66 | 1.1509e+66 | 1.1739e+66 | 1.1974e+66 | 1.2213e+66 | 1.2458e+66 | 1.2707e+66 | 1.2961e+66 | 1.322e+66 | 1.3485e+66 | 1.3754e+66 | 1.4029e+66 | 1.431e+66 | 1.4596e+66 | 1.4888e+66 | 1.5186e+66 | 1.549e+66 | 1.5799e+66 | 1.6115e+66 | 1.6438e+66 | 1.6766e+66 | 1.7102e+66 | 1.7444e+66 | 1.7793e+66 | 1.8148e+66 | 1.8511e+66 | 1.8882e+66 | 1.9259e+66 | 1.9644e+66 | 2.0037e+66 | 2.0438e+66 | 2.0847e+66 | 2.1264e+66 | 2.1689e+66 | 2.2123e+66 | 2.2565e+66 | 2.3017e+66 | 2.3477e+66 | 2.3947e+66 | 2.4425e+66 | 2.4914e+66 | 2.5412e+66 | 2.592e+66 | 2.6439e+66 | 2.6968e+66 | 2.7507e+66 | 2.8057e+66 | 2.8618e+66 | 2.9191e+66 | 2.9774e+66 | 3.037e+66 | 3.0977e+66 | 3.1597e+66 | 3.2229e+66 | 3.2873e+66 | 3.3531e+66 | 3.4202e+66 | 3.4886e+66 | 3.5583e+66 | 3.6295e+66 | 3.7021e+66 | 3.7761e+66 | 3.8516e+66 | 3.9287e+66 | 4.0073e+66 | 4.0874e+66 | 4.1691e+66 | 4.2525e+66 | 4.3376e+66 | 4.4243e+66 | 4.5128e+66 | 4.6031e+66 | 4.6951e+66 | 4.789e+66 | 4.8848e+66 | 4.9825e+66 | 5.0822e+66 | 5.1838e+66 | 5.2875e+66 | 5.3932e+66 | 5.5011e+66 | 5.6111e+66 | 5.7233e+66 | 5.8378e+66 | 5.9546e+66 | 6.0737e+66 | 6.1951e+66 | 6.319e+66 | 6.4454e+66 | 6.5743e+66 | 6.7058e+66 | 6.8399e+66 | 6.9767e+66 | 7.1163e+66 | 7.2586e+66 | 7.4038e+66 | 7.5518e+66 | 7.7029e+66 | 7.8569e+66 | 8.0141e+66 | 8.1743e+66 | 8.3378e+66 | 8.5046e+66 | 8.6747e+66 | 8.8482e+66 | 9.0251e+66 | 9.2056e+66 | 9.3898e+66 | 9.5776e+66 | 9.7691e+66 | 9.9645e+66 | 1.0164e+67 | 1.0367e+67 | 1.0574e+67 | 1.0786e+67 | 1.1002e+67 | 1.1222e+67 | 1.1446e+67 | 1.1675e+67 | 1.1908e+67 | 1.2147e+67 | 1.239e+67 | 1.2637e+67 | 1.289e+67 | 1.3148e+67 | 1.3411e+67 | 1.3679e+67 | 1.3953e+67 | 1.4232e+67 | 1.4516e+67 | 1.4807e+67 | 1.5103e+67 | 1.5405e+67 | 1.5713e+67 | 1.6027e+67 | 1.6348e+67 | 1.6675e+67 | 1.7008e+67 | 1.7348e+67 | 1.7695e+67 | 1.8049e+67 | 1.841e+67 | 1.8778e+67 | 1.9154e+67 | 1.9537e+67 | 1.9928e+67 | 2.0326e+67 | 2.0733e+67 | 2.1148e+67 | 2.1571e+67 | 2.2002e+67 | 2.2442e+67 | 2.2891e+67 | 2.3349e+67 | 2.3816e+67 | 2.4292e+67 | 2.4778e+67 | 2.5273e+67 | 2.5779e+67 | 2.6294e+67 | 2.682e+67 | 2.7357e+67 | 2.7904e+67 | 2.8462e+67 | 2.9031e+67 | 2.9612e+67 | 3.0204e+67 | 3.0808e+67 | 3.1424e+67 | 3.2053e+67 | 3.2694e+67 | 3.3348e+67 | 3.4015e+67 | 3.4695e+67 | 3.5389e+67 | 3.6097e+67 | 3.6819e+67 | 3.7555e+67 | 3.8306e+67 | 3.9072e+67 | 3.9854e+67 | 4.0651e+67 | 4.1464e+67 | 4.2293e+67 | 4.3139e+67 | 4.4002e+67 | 4.4882e+67 | 4.5779e+67 | 4.6695e+67 | 4.7629e+67 | 4.8581e+67 | 4.9553e+67 | 5.0544e+67 | 5.1555e+67 | 5.2586e+67 | 5.3638e+67 | 5.471e+67 | 5.5805e+67 | 5.6921e+67 | 5.8059e+67 | 5.922e+67 | 6.0405e+67 | 6.1613e+67 | 6.2845e+67 | 6.4102e+67 | 6.5384e+67 | 6.6692e+67 | 6.8025e+67 | 6.9386e+67 | 7.0774e+67 | 7.2189e+67 | 7.3633e+67 | 7.5106e+67 | 7.6608e+67 | 7.814e+67 | 7.9703e+67 | 8.1297e+67 | 8.2923e+67 | 8.4581e+67 | 8.6273e+67 | 8.7998e+67 | 8.9758e+67 | 9.1553e+67 | 9.3384e+67 | 9.5252e+67 | 9.7157e+67 | 9.91e+67 | 1.0108e+68 | 1.031e+68 | 1.0517e+68 | 1.0727e+68 | 1.0941e+68 | 1.116e+68 | 1.1384e+68 | 1.1611e+68 | 1.1843e+68 | 1.208e+68 | 1.2322e+68 | 1.2568e+68 | 1.282e+68 | 1.3076e+68 | 1.3338e+68 | 1.3604e+68 | 1.3876e+68 | 1.4154e+68 | 1.4437e+68 | 1.4726e+68 | 1.502e+68 | 1.5321e+68 | 1.5627e+68 | 1.594e+68 | 1.6258e+68 | 1.6584e+68 | 1.6915e+68 | 1.7254e+68 | 1.7599e+68 | 1.7951e+68 | 1.831e+68 | 1.8676e+68 | 1.9049e+68 | 1.943e+68 | 1.9819e+68 | 2.0215e+68 | 2.062e+68 | 2.1032e+68 | 2.1453e+68 | 2.1882e+68 | 2.2319e+68 | 2.2766e+68 | 2.3221e+68 | 2.3685e+68 | 2.4159e+68 | 2.4642e+68 | 2.5135e+68 | 2.5638e+68 | 2.6151e+68 | 2.6674e+68 | 2.7207e+68 | 2.7751e+68 | 2.8306e+68 | 2.8872e+68 | 2.945e+68 | 3.0039e+68 | 3.064e+68 | 3.1252e+68 | 3.1878e+68 | 3.2515e+68 | 3.3165e+68 | 3.3829e+68 | 3.4505e+68 | 3.5195e+68 | 3.5899e+68 | 3.6617e+68 | 3.735e+68 | 3.8097e+68 | 3.8859e+68 | 3.9636e+68 | 4.0428e+68 | 4.1237e+68 | 4.2062e+68 | 4.2903e+68 | 4.3761e+68 | 4.4636e+68 | 4.5529e+68 | 4.644e+68 | 4.7368e+68 | 4.8316e+68 | 4.9282e+68 | 5.0268e+68 | 5.1273e+68 | 5.2298e+68 | 5.3344e+68 | 5.4411e+68 | 5.55e+68 | 5.661e+68 | 5.7742e+68 | 5.8897e+68 | 6.0075e+68 | 6.1276e+68 | 6.2502e+68 | 6.3752e+68 | 6.5027e+68 | 6.6327e+68 | 6.7654e+68 | 6.9007e+68 | 7.0387e+68 | 7.1795e+68 | 7.3231e+68 | 7.4695e+68 | 7.6189e+68 | 7.7713e+68 | 7.9267e+68 | 8.0852e+68 | 8.2469e+68 | 8.4119e+68 | 8.5801e+68 | 8.7517e+68 | 8.9268e+68 | 9.1053e+68 | 9.2874e+68 | 9.4731e+68 | 9.6626e+68 | 9.8559e+68 | 1.0053e+69 | 1.0254e+69 | 1.0459e+69 | 1.0668e+69 | 1.0882e+69 | 1.1099e+69 | 1.1321e+69 | 1.1548e+69 | 1.1779e+69 | 1.2014e+69 | 1.2255e+69 | 1.25e+69 | 1.275e+69 | 1.3005e+69 | 1.3265e+69 | 1.353e+69 | 1.3801e+69 | 1.4077e+69 | 1.4358e+69 | 1.4645e+69 | 1.4938e+69 | 1.5237e+69 | 1.5542e+69 | 1.5853e+69 | 1.617e+69 | 1.6493e+69 | 1.6823e+69 | 1.7159e+69 | 1.7502e+69 | 1.7853e+69 | 1.821e+69 | 1.8574e+69 | 1.8945e+69 | 1.9324e+69 | 1.9711e+69 | 2.0105e+69 | 2.0507e+69 | 2.0917e+69 | 2.1335e+69 | 2.1762e+69 | 2.2197e+69 | 2.2641e+69 | 2.3094e+69 | 2.3556e+69 | 2.4027e+69 | 2.4508e+69 | 2.4998e+69 | 2.5498e+69 | 2.6008e+69 | 2.6528e+69 | 2.7058e+69 | 2.76e+69 | 2.8152e+69 | 2.8715e+69 | 2.9289e+69 | 2.9875e+69 | 3.0472e+69 | 3.1082e+69 | 3.1703e+69 | 3.2337e+69 | 3.2984e+69 | 3.3644e+69 | 3.4317e+69 | 3.5003e+69 | 3.5703e+69 | 3.6417e+69 | 3.7145e+69 | 3.7888e+69 | 3.8646e+69 | 3.9419e+69 | 4.0207e+69 | 4.1012e+69 | 4.1832e+69 | 4.2668e+69 | 4.3522e+69 | 4.4392e+69 | 4.528e+69 | 4.6186e+69 | 4.7109e+69 | 4.8052e+69 | 4.9013e+69 | 4.9993e+69 | 5.0993e+69 | 5.2013e+69 | 5.3053e+69 | 5.4114e+69 | 5.5196e+69 | 5.63e+69 | 5.7426e+69 | 5.8575e+69 | 5.9746e+69 | 6.0941e+69 | 6.216e+69 | 6.3403e+69 | 6.4671e+69 | 6.5965e+69 | 6.7284e+69 | 6.863e+69 | 7.0002e+69 | 7.1402e+69 | 7.283e+69 | 7.4287e+69 | 7.5773e+69 | 7.7288e+69 | 7.8834e+69 | 8.0411e+69 | 8.2019e+69 | 8.3659e+69 | 8.5332e+69 | 8.7039e+69 | 8.878e+69 | 9.0555e+69 | 9.2366e+69 | 9.4214e+69 | 9.6098e+69 | 9.802e+69 | 9.998e+69 | 1.0198e+70 | 1.0402e+70 | 1.061e+70 | 1.0822e+70 | 1.1039e+70 | 1.1259e+70 | 1.1485e+70 | 1.1714e+70 | 1.1949e+70 | 1.2188e+70 | 1.2431e+70 | 1.268e+70 | 1.2934e+70 | 1.3192e+70 | 1.3456e+70 | 1.3725e+70 | 1.4e+70 | 1.428e+70 | 1.4565e+70 | 1.4857e+70 | 1.5154e+70 | 1.5457e+70 | 1.5766e+70 | 1.6081e+70 | 1.6403e+70 | 1.6731e+70 | 1.7066e+70 | 1.7407e+70 | 1.7755e+70 | 1.811e+70 | 1.8472e+70 | 1.8842e+70 | 1.9219e+70 | 1.9603e+70 | 1.9995e+70 | 2.0395e+70 | 2.0803e+70 | 2.1219e+70 | 2.1643e+70 | 2.2076e+70 | 2.2518e+70 | 2.2968e+70 | 2.3427e+70 | 2.3896e+70 | 2.4374e+70 | 2.4861e+70 | 2.5358e+70 | 2.5866e+70 | 2.6383e+70 | 2.6911e+70 | 2.7449e+70 | 2.7998e+70 | 2.8558e+70 | 2.9129e+70 | 2.9711e+70 | 3.0306e+70 | 3.0912e+70 | 3.153e+70 | 3.2161e+70 | 3.2804e+70 | 3.346e+70 | 3.4129e+70 | 3.4812e+70 | 3.5508e+70 | 3.6218e+70 | 3.6942e+70 | 3.7681e+70 | 3.8435e+70 | 3.9204e+70 | 3.9988e+70 | 4.0787e+70 | 4.1603e+70 | 4.2435e+70 | 4.3284e+70 | 4.415e+70 | 4.5033e+70 | 4.5933e+70 | 4.6852e+70 | 4.7789e+70 | 4.8745e+70 | 4.972e+70 | 5.0714e+70 | 5.1728e+70 | 5.2763e+70 | 5.3818e+70 | 5.4895e+70 | 5.5992e+70 | 5.7112e+70 | 5.8255e+70 | 5.942e+70 | 6.0608e+70 | 6.182e+70 | 6.3057e+70 | 6.4318e+70 | 6.5604e+70 | 6.6916e+70 | 6.8255e+70 | 6.962e+70 | 7.1012e+70 | 7.2432e+70 | 7.3881e+70 | 7.5359e+70 | 7.6866e+70 | 7.8403e+70 | 7.9971e+70 | 8.157e+70 | 8.3202e+70 | 8.4866e+70 | 8.6563e+70 | 8.8294e+70 | 9.006e+70 | 9.1862e+70 | 9.3699e+70 | 9.5573e+70 | 9.7484e+70 | 9.9434e+70 | 1.0142e+71 | 1.0345e+71 | 1.0552e+71 | 1.0763e+71 | 1.0978e+71 | 1.1198e+71 | 1.1422e+71 | 1.165e+71 | 1.1883e+71 | 1.2121e+71 | 1.2363e+71 | 1.2611e+71 | 1.2863e+71 | 1.312e+71 | 1.3383e+71 | 1.365e+71 | 1.3923e+71 | 1.4202e+71 | 1.4486e+71 | 1.4775e+71 | 1.5071e+71 | 1.5372e+71 | 1.568e+71 | 1.5993e+71 | 1.6313e+71 | 1.6639e+71 | 1.6972e+71 | 1.7312e+71 | 1.7658e+71 | 1.8011e+71 | 1.8371e+71 | 1.8739e+71 | 1.9114e+71 | 1.9496e+71 | 1.9886e+71 | 2.0283e+71 | 2.0689e+71 | 2.1103e+71 | 2.1525e+71 | 2.1955e+71 | 2.2395e+71 | 2.2842e+71 | 2.3299e+71 | 2.3765e+71 | 2.4241e+71 | 2.4725e+71 | 2.522e+71 | 2.5724e+71 | 2.6239e+71 | 2.6764e+71 | 2.7299e+71 | 2.7845e+71 | 2.8402e+71 | 2.897e+71 | 2.9549e+71 | 3.014e+71 | 3.0743e+71 | 3.1358e+71 | 3.1985e+71 | 3.2625e+71 | 3.3277e+71 | 3.3943e+71 | 3.4621e+71 | 3.5314e+71 | 3.602e+71 | 3.6741e+71 | 3.7475e+71 | 3.8225e+71 | 3.8989e+71 | 3.9769e+71 | 4.0565e+71 | 4.1376e+71 | 4.2203e+71 | 4.3047e+71 | 4.3908e+71 | 4.4787e+71 | 4.5682e+71 | 4.6596e+71 | 4.7528e+71 | 4.8478e+71 | 4.9448e+71 | 5.0437e+71 | 5.1446e+71 | 5.2475e+71 | 5.3524e+71 | 5.4595e+71 | 5.5686e+71 | 5.68e+71 | 5.7936e+71 | 5.9095e+71 | 6.0277e+71 | 6.1482e+71 | 6.2712e+71 | 6.3966e+71 | 6.5246e+71 | 6.655e+71 | 6.7881e+71 | 6.9239e+71 | 7.0624e+71 | 7.2036e+71 | 7.3477e+71 | 7.4947e+71 | 7.6446e+71 | 7.7974e+71 | 7.9534e+71 | 8.1125e+71 | 8.2747e+71 | 8.4402e+71 | 8.609e+71 | 8.7812e+71 | 8.9568e+71 | 9.136e+71 | 9.3187e+71 | 9.505e+71 | 9.6951e+71 | 9.8891e+71 | 1.0087e+72 | 1.0289e+72 | 1.0494e+72 | 1.0704e+72 | 1.0918e+72 | 1.1137e+72 | 1.1359e+72 | 1.1587e+72 | 1.1818e+72 | 1.2055e+72 | 1.2296e+72 | 1.2542e+72 | 1.2793e+72 | 1.3048e+72 | 1.3309e+72 | 1.3576e+72 | 1.3847e+72 | 1.4124e+72 | 1.4406e+72 | 1.4695e+72 | 1.4989e+72 | 1.5288e+72 | 1.5594e+72 | 1.5906e+72 | 1.6224e+72 | 1.6549e+72 | 1.6879e+72 | 1.7217e+72 | 1.7561e+72 | 1.7913e+72 | 1.8271e+72 | 1.8636e+72 | 1.9009e+72 | 1.9389e+72 | 1.9777e+72 | 2.0173e+72 | 2.0576e+72 | 2.0988e+72 | 2.1407e+72 | 2.1835e+72 | 2.2272e+72 | 2.2718e+72 | 2.3172e+72 | 2.3635e+72 | 2.4108e+72 | 2.459e+72 | 2.5082e+72 | 2.5584e+72 | 2.6095e+72 | 2.6617e+72 | 2.715e+72 | 2.7693e+72 | 2.8246e+72 | 2.8811e+72 | 2.9388e+72 | 2.9975e+72 | 3.0575e+72 | 3.1186e+72 | 3.181e+72 | 3.2446e+72 | 3.3095e+72 | 3.3757e+72 | 3.4432e+72 | 3.5121e+72 | 3.5823e+72 | 3.654e+72 | 3.7271e+72 | 3.8016e+72 | 3.8776e+72 | 3.9552e+72 | 4.0343e+72 | 4.115e+72 | 4.1973e+72 | 4.2812e+72 | 4.3668e+72 | 4.4542e+72 | 4.5433e+72 | 4.6341e+72 | 4.7268e+72 | 4.8213e+72 | 4.9178e+72 | 5.0161e+72 | 5.1165e+72 | 5.2188e+72 | 5.3232e+72 | 5.4296e+72 | 5.5382e+72 | 5.649e+72 | 5.762e+72 | 5.8772e+72 | 5.9947e+72 | 6.1146e+72 | 6.2369e+72 | 6.3617e+72 | 6.4889e+72 | 6.6187e+72 | 6.751e+72 | 6.8861e+72 | 7.0238e+72 | 7.1643e+72 | 7.3076e+72 | 7.4537e+72 | 7.6028e+72 | 7.7548e+72 | 7.9099e+72 | 8.0681e+72 | 8.2295e+72 | 8.3941e+72 | 8.562e+72 | 8.7332e+72 | 8.9079e+72 | 9.086e+72 | 9.2677e+72 | 9.4531e+72 | 9.6422e+72 | 9.835e+72 | 1.0032e+73 | 1.0232e+73 | 1.0437e+73 | 1.0646e+73 | 1.0859e+73 | 1.1076e+73 | 1.1297e+73 | 1.1523e+73 | 1.1754e+73 | 1.1989e+73 | 1.2229e+73 | 1.2473e+73 | 1.2723e+73 | 1.2977e+73 | 1.3237e+73 | 1.3501e+73 | 1.3771e+73 | 1.4047e+73 | 1.4328e+73 | 1.4614e+73 | 1.4907e+73 | 1.5205e+73 | 1.5509e+73 | 1.5819e+73 | 1.6135e+73 | 1.6458e+73 | 1.6787e+73 | 1.7123e+73 | 1.7465e+73 | 1.7815e+73 | 1.8171e+73 | 1.8534e+73 | 1.8905e+73 | 1.9283e+73 | 1.9669e+73 | 2.0062e+73 | 2.0464e+73 | 2.0873e+73 | 2.129e+73 | 2.1716e+73 | 2.215e+73 | 2.2593e+73 | 2.3045e+73 | 2.3506e+73 | 2.3976e+73 | 2.4456e+73 | 2.4945e+73 | 2.5444e+73 | 2.5953e+73 | 2.6472e+73 | 2.7001e+73 | 2.7541e+73 | 2.8092e+73 | 2.8654e+73 | 2.9227e+73 | 2.9812e+73 | 3.0408e+73 | 3.1016e+73 | 3.1636e+73 | 3.2269e+73 | 3.2914e+73 | 3.3573e+73 | 3.4244e+73 | 3.4929e+73 | 3.5628e+73 | 3.634e+73 | 3.7067e+73 | 3.7808e+73 | 3.8564e+73 | 3.9336e+73 | 4.0122e+73 | 4.0925e+73 | 4.1743e+73 | 4.2578e+73 | 4.343e+73 | 4.4298e+73 | 4.5184e+73 | 4.6088e+73 | 4.701e+73 | 4.795e+73 | 4.8909e+73 | 4.9887e+73 | 5.0885e+73 | 5.1903e+73 | 5.2941e+73 | 5.3999e+73 | 5.5079e+73 | 5.6181e+73 | 5.7305e+73 | 5.8451e+73 | 5.962e+73 | 6.0812e+73 | 6.2028e+73 | 6.3269e+73 | 6.4534e+73 | 6.5825e+73 | 6.7142e+73 | 6.8484e+73 | 6.9854e+73 | 7.1251e+73 | 7.2676e+73 | 7.413e+73 | 7.5612e+73 | 7.7125e+73 | 7.8667e+73 | 8.024e+73 | 8.1845e+73 | 8.3482e+73 | 8.5152e+73 | 8.6855e+73 | 8.8592e+73 | 9.0364e+73 | 9.2171e+73 | 9.4014e+73 | 9.5895e+73 | 9.7813e+73 | 9.9769e+73 | 1.0176e+74 | 1.038e+74 | 1.0588e+74 | 1.0799e+74 | 1.1015e+74 | 1.1236e+74 | 1.146e+74 | 1.169e+74 | 1.1923e+74 | 1.2162e+74 | 1.2405e+74 | 1.2653e+74 | 1.2906e+74 | 1.3164e+74 | 1.3428e+74 | 1.3696e+74 | 1.397e+74 | 1.4249e+74 | 1.4534e+74 | 1.4825e+74 | 1.5122e+74 | 1.5424e+74 | 1.5733e+74 | 1.6047e+74 | 1.6368e+74 | 1.6695e+74 | 1.7029e+74 | 1.737e+74 | 1.7717e+74 | 1.8072e+74 | 1.8433e+74 | 1.8802e+74 | 1.9178e+74 | 1.9561e+74 | 1.9953e+74 | 2.0352e+74 | 2.0759e+74 | 2.1174e+74 | 2.1597e+74 | 2.2029e+74 | 2.247e+74 | 2.2919e+74 | 2.3378e+74 | 2.3845e+74 | 2.4322e+74 | 2.4809e+74 | 2.5305e+74 | 2.5811e+74 | 2.6327e+74 | 2.6854e+74 | 2.7391e+74 | 2.7939e+74 | 2.8497e+74 | 2.9067e+74 | 2.9649e+74 | 3.0242e+74 | 3.0846e+74 | 3.1463e+74 | 3.2093e+74 | 3.2734e+74 | 3.3389e+74 | 3.4057e+74 | 3.4738e+74 | 3.5433e+74 | 3.6141e+74 | 3.6864e+74 | 3.7602e+74 | 3.8354e+74 | 3.9121e+74 | 3.9903e+74 | 4.0701e+74 | 4.1515e+74 | 4.2345e+74 | 4.3192e+74 | 4.4056e+74 | 4.4937e+74 | 4.5836e+74 | 4.6753e+74 | 4.7688e+74 | 4.8642e+74 | 4.9614e+74 | 5.0607e+74 | 5.1619e+74 | 5.2651e+74 | 5.3704e+74 | 5.4778e+74 | 5.5874e+74 | 5.6991e+74 | 5.8131e+74 | 5.9294e+74 | 6.048e+74 | 6.1689e+74 | 6.2923e+74 | 6.4182e+74 | 6.5465e+74 | 6.6775e+74 | 6.811e+74 | 6.9472e+74 | 7.0862e+74 | 7.2279e+74 | 7.3725e+74 | 7.5199e+74 | 7.6703e+74 | 7.8237e+74 | 7.9802e+74 | 8.1398e+74 | 8.3026e+74 | 8.4686e+74 | 8.638e+74 | 8.8108e+74 | 8.987e+74 | 9.1667e+74 | 9.3501e+74 | 9.5371e+74 | 9.7278e+74 | 9.9224e+74 | 1.0121e+75 | 1.0323e+75 | 1.053e+75 | 1.074e+75 | 1.0955e+75 | 1.1174e+75 | 1.1398e+75 | 1.1626e+75 | 1.1858e+75 | 1.2095e+75 | 1.2337e+75 | 1.2584e+75 | 1.2836e+75 | 1.3092e+75 | 1.3354e+75 | 1.3621e+75 | 1.3894e+75 | 1.4172e+75 | 1.4455e+75 | 1.4744e+75 | 1.5039e+75 | 1.534e+75 | 1.5647e+75 | 1.5959e+75 | 1.6279e+75 | 1.6604e+75 | 1.6936e+75 | 1.7275e+75 | 1.7621e+75 | 1.7973e+75 | 1.8332e+75 | 1.8699e+75 | 1.9073e+75 | 1.9455e+75 | 1.9844e+75 | 2.024e+75 | 2.0645e+75 | 2.1058e+75 | 2.1479e+75 | 2.1909e+75 | 2.2347e+75 | 2.2794e+75 | 2.325e+75 | 2.3715e+75 | 2.4189e+75 | 2.4673e+75 | 2.5166e+75 | 2.567e+75 | 2.6183e+75 | 2.6707e+75 | 2.7241e+75 | 2.7786e+75 | 2.8342e+75 | 2.8908e+75 | 2.9487e+75 | 3.0076e+75 | 3.0678e+75 | 3.1291e+75 | 3.1917e+75 | 3.2556e+75 | 3.3207e+75 | 3.3871e+75 | 3.4548e+75 | 3.5239e+75 | 3.5944e+75 | 3.6663e+75 | 3.7396e+75 | 3.8144e+75 | 3.8907e+75 | 3.9685e+75 | 4.0479e+75 | 4.1288e+75 | 4.2114e+75 | 4.2956e+75 | 4.3815e+75 | 4.4692e+75 | 4.5586e+75 | 4.6497e+75 | 4.7427e+75 | 4.8376e+75 | 4.9343e+75 | 5.033e+75 | 5.1337e+75 | 5.2364e+75 | 5.3411e+75 | 5.4479e+75 | 5.5569e+75 | 5.668e+75 | 5.7814e+75 | 5.897e+75 | 6.0149e+75 | 6.1352e+75 | 6.2579e+75 | 6.3831e+75 | 6.5107e+75 | 6.641e+75 | 6.7738e+75 | 6.9093e+75 | 7.0474e+75 | 7.1884e+75 | 7.3322e+75 | 7.4788e+75 | 7.6284e+75 | 7.7809e+75 | 7.9366e+75 | 8.0953e+75 | 8.2572e+75 | 8.4223e+75 | 8.5908e+75 | 8.7626e+75 | 8.9379e+75 | 9.1166e+75 | 9.299e+75 | 9.4849e+75 | 9.6746e+75 | 9.8681e+75 | 1.0065e+76 | 1.0267e+76 | 1.0472e+76 | 1.0682e+76 | 1.0895e+76 | 1.1113e+76 | 1.1335e+76 | 1.1562e+76 | 1.1793e+76 | 1.2029e+76 | 1.227e+76 | 1.2515e+76 | 1.2765e+76 | 1.3021e+76 | 1.3281e+76 | 1.3547e+76 | 1.3818e+76 | 1.4094e+76 | 1.4376e+76 | 1.4664e+76 | 1.4957e+76 | 1.5256e+76 | 1.5561e+76 | 1.5872e+76 | 1.619e+76 | 1.6513e+76 | 1.6844e+76 | 1.7181e+76 | 1.7524e+76 | 1.7875e+76 | 1.8232e+76 | 1.8597e+76 | 1.8969e+76 | 1.9348e+76 | 1.9735e+76 | 2.013e+76 | 2.0532e+76 | 2.0943e+76 | 2.1362e+76 | 2.1789e+76 | 2.2225e+76 | 2.2669e+76 | 2.3123e+76 | 2.3585e+76 | 2.4057e+76 | 2.4538e+76 | 2.5029e+76 | 2.553e+76 | 2.604e+76 | 2.6561e+76 | 2.7092e+76 | 2.7634e+76 | 2.8187e+76 | 2.875e+76 | 2.9325e+76 | 2.9912e+76 | 3.051e+76 | 3.112e+76 | 3.1743e+76 | 3.2378e+76 | 3.3025e+76 | 3.3686e+76 | 3.4359e+76 | 3.5047e+76 | 3.5747e+76 | 3.6462e+76 | 3.7192e+76 | 3.7936e+76 | 3.8694e+76 | 3.9468e+76 | 4.0257e+76 | 4.1063e+76 | 4.1884e+76 | 4.2722e+76 | 4.3576e+76 | 4.4448e+76 | 4.5336e+76 | 4.6243e+76 | 4.7168e+76 | 4.8111e+76 | 4.9074e+76 | 5.0055e+76 | 5.1056e+76 | 5.2077e+76 | 5.3119e+76 | 5.4181e+76 | 5.5265e+76 | 5.637e+76 | 5.7498e+76 | 5.8648e+76 | 5.9821e+76 | 6.1017e+76 | 6.2237e+76 | 6.3482e+76 | 6.4752e+76 | 6.6047e+76 | 6.7368e+76 | 6.8715e+76 | 7.0089e+76 | 7.1491e+76 | 7.2921e+76 | 7.4379e+76 | 7.5867e+76 | 7.7384e+76 | 7.8932e+76 | 8.0511e+76 | 8.2121e+76 | 8.3763e+76 | 8.5438e+76 | 8.7147e+76 | 8.889e+76 | 9.0668e+76 | 9.2481e+76 | 9.4331e+76 | 9.6218e+76 | 9.8142e+76 | 1.001e+77 | 1.0211e+77 | 1.0415e+77 | 1.0623e+77 | 1.0836e+77 | 1.1052e+77 | 1.1273e+77 | 1.1499e+77 | 1.1729e+77 | 1.1963e+77 | 1.2203e+77 | 1.2447e+77 | 1.2696e+77 | 1.295e+77 | 1.3209e+77 | 1.3473e+77 | 1.3742e+77 | 1.4017e+77 | 1.4297e+77 | 1.4583e+77 | 1.4875e+77 | 1.5173e+77 | 1.5476e+77 | 1.5786e+77 | 1.6101e+77 | 1.6423e+77 | 1.6752e+77 | 1.7087e+77 | 1.7428e+77 | 1.7777e+77 | 1.8133e+77 | 1.8495e+77 | 1.8865e+77 | 1.9242e+77 | 1.9627e+77 | 2.002e+77 | 2.042e+77 | 2.0829e+77 | 2.1245e+77 | 2.167e+77 | 2.2104e+77 | 2.2546e+77 | 2.2997e+77 | 2.3456e+77 | 2.3926e+77 | 2.4404e+77 | 2.4892e+77 | 2.539e+77 | 2.5898e+77 | 2.6416e+77 | 2.6944e+77 | 2.7483e+77 | 2.8033e+77 | 2.8593e+77 | 2.9165e+77 | 2.9748e+77 | 3.0343e+77 | 3.095e+77 | 3.1569e+77 | 3.2201e+77 | 3.2845e+77 | 3.3502e+77 | 3.4172e+77 | 3.4855e+77 | 3.5552e+77 | 3.6263e+77 | 3.6988e+77 | 3.7728e+77 | 3.8483e+77 | 3.9252e+77 | 4.0037e+77 | 4.0838e+77 | 4.1655e+77 | 4.2488e+77 | 4.3338e+77 | 4.4205e+77 | 4.5089e+77 | 4.599e+77 | 4.691e+77 | 4.7848e+77 | 4.8805e+77 | 4.9782e+77 | 5.0777e+77 | 5.1793e+77 | 5.2829e+77 | 5.3885e+77 | 5.4963e+77 | 5.6062e+77 | 5.7183e+77 | 5.8327e+77 | 5.9494e+77 | 6.0683e+77 | 6.1897e+77 | 6.3135e+77 | 6.4398e+77 | 6.5686e+77 | 6.6999e+77 | 6.8339e+77 | 6.9706e+77 | 7.11e+77 | 7.2522e+77 | 7.3973e+77 | 7.5452e+77 | 7.6961e+77 | 7.8501e+77 | 8.0071e+77 | 8.1672e+77 | 8.3305e+77 | 8.4971e+77 | 8.6671e+77 | 8.8404e+77 | 9.0172e+77 | 9.1976e+77 | 9.3815e+77 | 9.5692e+77 | 9.7606e+77 | 9.9558e+77 | 1.0155e+78 | 1.0358e+78 | 1.0565e+78 | 1.0776e+78 | 1.0992e+78 | 1.1212e+78 | 1.1436e+78 | 1.1665e+78 | 1.1898e+78 | 1.2136e+78 | 1.2379e+78 | 1.2626e+78 | 1.2879e+78 | 1.3136e+78 | 1.3399e+78 | 1.3667e+78 | 1.394e+78 | 1.4219e+78 | 1.4504e+78 | 1.4794e+78 | 1.509e+78 | 1.5391e+78 | 1.5699e+78 | 1.6013e+78 | 1.6333e+78 | 1.666e+78 | 1.6993e+78 | 1.7333e+78 | 1.768e+78 | 1.8033e+78 | 1.8394e+78 | 1.8762e+78 | 1.9137e+78 | 1.952e+78 | 1.991e+78 | 2.0309e+78 | 2.0715e+78 | 2.1129e+78 | 2.1552e+78 | 2.1983e+78 | 2.2422e+78 | 2.2871e+78 | 2.3328e+78 | 2.3795e+78 | 2.4271e+78 | 2.4756e+78 | 2.5251e+78 | 2.5756e+78 | 2.6271e+78 | 2.6797e+78 | 2.7333e+78 | 2.7879e+78 | 2.8437e+78 | 2.9006e+78 | 2.9586e+78 | 3.0178e+78 | 3.0781e+78 | 3.1397e+78 | 3.2025e+78 | 3.2665e+78 | 3.3318e+78 | 3.3985e+78 | 3.4665e+78 | 3.5358e+78 | 3.6065e+78 | 3.6786e+78 | 3.7522e+78 | 3.8272e+78 | 3.9038e+78 | 3.9819e+78 | 4.0615e+78 | 4.1427e+78 | 4.2256e+78 | 4.3101e+78 | 4.3963e+78 | 4.4842e+78 | 4.5739e+78 | 4.6654e+78 | 4.7587e+78 | 4.8539e+78 | 4.9509e+78 | 5.05e+78 | 5.151e+78 | 5.254e+78 | 5.3591e+78 | 5.4662e+78 | 5.5756e+78 | 5.6871e+78 | 5.8008e+78 | 5.9168e+78 | 6.0352e+78 | 6.1559e+78 | 6.279e+78 | 6.4046e+78 | 6.5327e+78 | 6.6633e+78 | 6.7966e+78 | 6.9325e+78 | 7.0712e+78 | 7.2126e+78 | 7.3568e+78 | 7.504e+78 | 7.6541e+78 | 7.8071e+78 | 7.9633e+78 | 8.1226e+78 | 8.285e+78 | 8.4507e+78 | 8.6197e+78 | 8.7921e+78 | 8.968e+78 | 9.1473e+78 | 9.3303e+78 | 9.5169e+78 | 9.7072e+78 | 9.9014e+78 | 1.0099e+79 | 1.0301e+79 | 1.0507e+79 | 1.0718e+79 | 1.0932e+79 | 1.1151e+79 | 1.1374e+79 | 1.1601e+79 | 1.1833e+79 | 1.207e+79 | 1.2311e+79 | 1.2557e+79 | 1.2808e+79 | 1.3065e+79 | 1.3326e+79 | 1.3592e+79 | 1.3864e+79 | 1.4142e+79 | 1.4424e+79 | 1.4713e+79 | 1.5007e+79 | 1.5307e+79 | 1.5613e+79 | 1.5926e+79 | 1.6244e+79 | 1.6569e+79 | 1.69e+79 | 1.7238e+79 | 1.7583e+79 | 1.7935e+79 | 1.8294e+79 | 1.8659e+79 | 1.9033e+79 | 1.9413e+79 | 1.9802e+79 | 2.0198e+79 | 2.0602e+79 | 2.1014e+79 | 2.1434e+79 | 2.1863e+79 | 2.23e+79 | 2.2746e+79 | 2.3201e+79 | 2.3665e+79 | 2.4138e+79 | 2.4621e+79 | 2.5113e+79 | 2.5615e+79 | 2.6128e+79 | 2.665e+79 | 2.7183e+79 | 2.7727e+79 | 2.8282e+79 | 2.8847e+79 | 2.9424e+79 | 3.0013e+79 | 3.0613e+79 | 3.1225e+79 | 3.185e+79 | 3.2487e+79 | 3.3136e+79 | 3.3799e+79 | 3.4475e+79 | 3.5165e+79 | 3.5868e+79 | 3.6585e+79 | 3.7317e+79 | 3.8063e+79 | 3.8825e+79 | 3.9601e+79 | 4.0393e+79 | 4.1201e+79 | 4.2025e+79 | 4.2865e+79 | 4.3723e+79 | 4.4597e+79 | 4.5489e+79 | 4.6399e+79 | 4.7327e+79 | 4.8273e+79 | 4.9239e+79 | 5.0224e+79 | 5.1228e+79 | 5.2253e+79 | 5.3298e+79 | 5.4364e+79 | 5.5451e+79 | 5.656e+79 | 5.7691e+79 | 5.8845e+79 | 6.0022e+79 | 6.1222e+79 | 6.2447e+79 | 6.3696e+79 | 6.497e+79 | 6.6269e+79 | 6.7594e+79 | 6.8946e+79 | 7.0325e+79 | 7.1732e+79 | 7.3166e+79 | 7.463e+79 | 7.6122e+79 | 7.7645e+79 | 7.9198e+79 | 8.0782e+79 | 8.2397e+79 | 8.4045e+79 | 8.5726e+79 | 8.7441e+79 | 8.9189e+79 | 9.0973e+79 | 9.2793e+79 | 9.4649e+79 | 9.6542e+79 | 9.8472e+79 | 1.0044e+80 | 1.0245e+80 | 1.045e+80 | 1.0659e+80 | 1.0872e+80 | 1.109e+80 | 1.1311e+80 | 1.1538e+80 | 1.1768e+80 | 1.2004e+80 | 1.2244e+80 | 1.2489e+80 | 1.2738e+80 | 1.2993e+80 | 1.3253e+80 | 1.3518e+80 | 1.3789e+80 | 1.4064e+80 | 1.4346e+80 | 1.4632e+80 | 1.4925e+80 | 1.5224e+80 | 1.5528e+80 | 1.5839e+80 | 1.6155e+80 | 1.6479e+80 | 1.6808e+80 | 1.7144e+80 | 1.7487e+80 | 1.7837e+80 | 1.8194e+80 | 1.8558e+80 | 1.8929e+80 | 1.9307e+80 | 1.9693e+80 | 2.0087e+80 | 2.0489e+80 | 2.0899e+80 | 2.1317e+80 | 2.1743e+80 | 2.2178e+80 | 2.2622e+80 | 2.3074e+80 | 2.3535e+80 | 2.4006e+80 | 2.4486e+80 | 2.4976e+80 | 2.5475e+80 | 2.5985e+80 | 2.6505e+80 | 2.7035e+80 | 2.7575e+80 | 2.8127e+80 | 2.869e+80 | 2.9263e+80 | 2.9849e+80 | 3.0446e+80 | 3.1054e+80 | 3.1676e+80 | 3.2309e+80 | 3.2955e+80 | 3.3614e+80 | 3.4287e+80 | 3.4972e+80 | 3.5672e+80 | 3.6385e+80 | 3.7113e+80 | 3.7855e+80 | 3.8612e+80 | 3.9385e+80 | 4.0172e+80 | 4.0976e+80 | 4.1795e+80 | 4.2631e+80 | 4.3484e+80 | 4.4353e+80 | 4.5241e+80 | 4.6145e+80 | 4.7068e+80 | 4.801e+80 | 4.897e+80 | 4.9949e+80 | 5.0948e+80 | 5.1967e+80 | 5.3006e+80 | 5.4067e+80 | 5.5148e+80 | 5.6251e+80 | 5.7376e+80 | 5.8523e+80 | 5.9694e+80 | 6.0888e+80 | 6.2106e+80 | 6.3348e+80 | 6.4615e+80 | 6.5907e+80 | 6.7225e+80 | 6.857e+80 | 6.9941e+80 | 7.134e+80 | 7.2767e+80 | 7.4222e+80 | 7.5706e+80 | 7.722e+80 | 7.8765e+80 | 8.034e+80 | 8.1947e+80 | 8.3586e+80 | 8.5258e+80 | 8.6963e+80 | 8.8702e+80 | 9.0476e+80 | 9.2286e+80 | 9.4131e+80 | 9.6014e+80 | 9.7934e+80 | 9.9893e+80 | 1.0189e+81 | 1.0393e+81 | 1.0601e+81 | 1.0813e+81 | 1.1029e+81 | 1.125e+81 | 1.1475e+81 | 1.1704e+81 | 1.1938e+81 | 1.2177e+81 | 1.242e+81 | 1.2669e+81 | 1.2922e+81 | 1.3181e+81 | 1.3444e+81 | 1.3713e+81 | 1.3987e+81 | 1.4267e+81 | 1.4553e+81 | 1.4844e+81 | 1.514e+81 | 1.5443e+81 | 1.5752e+81 | 1.6067e+81 | 1.6388e+81 | 1.6716e+81 | 1.7051e+81 | 1.7392e+81 | 1.7739e+81 | 1.8094e+81 | 1.8456e+81 | 1.8825e+81 | 1.9202e+81 | 1.9586e+81 | 1.9977e+81 | 2.0377e+81 | 2.0785e+81 | 2.12e+81 | 2.1624e+81 | 2.2057e+81 | 2.2498e+81 | 2.2948e+81 | 2.3407e+81 | 2.3875e+81 | 2.4352e+81 | 2.4839e+81 | 2.5336e+81 | 2.5843e+81 | 2.636e+81 | 2.6887e+81 | 2.7425e+81 | 2.7973e+81 | 2.8533e+81 | 2.9103e+81 | 2.9685e+81 | 3.0279e+81 | 3.0885e+81 | 3.1502e+81 | 3.2133e+81 | 3.2775e+81 | 3.3431e+81 | 3.4099e+81 | 3.4781e+81 | 3.5477e+81 | 3.6186e+81 | 3.691e+81 | 3.7648e+81 | 3.8401e+81 | 3.9169e+81 | 3.9953e+81 | 4.0752e+81 | 4.1567e+81 | 4.2398e+81 | 4.3246e+81 | 4.4111e+81 | 4.4993e+81 | 4.5893e+81 | 4.6811e+81 | 4.7747e+81 | 4.8702e+81 | 4.9676e+81 | 5.067e+81 | 5.1683e+81 | 5.2717e+81 | 5.3771e+81 | 5.4847e+81 | 5.5943e+81 | 5.7062e+81 | 5.8204e+81 | 5.9368e+81 | 6.0555e+81 | 6.1766e+81 | 6.3001e+81 | 6.4261e+81 | 6.5547e+81 | 6.6858e+81 | 6.8195e+81 | 6.9559e+81 | 7.095e+81 | 7.2369e+81 | 7.3816e+81 | 7.5293e+81 | 7.6798e+81 | 7.8334e+81 | 7.9901e+81 | 8.1499e+81 | 8.3129e+81 | 8.4792e+81 | 8.6487e+81 | 8.8217e+81 | 8.9982e+81 | 9.1781e+81 | 9.3617e+81 | 9.5489e+81 | 9.7399e+81 | 9.9347e+81 | 1.0133e+82 | 1.0336e+82 | 1.0543e+82 | 1.0754e+82 | 1.0969e+82 | 1.1188e+82 | 1.1412e+82 | 1.164e+82 | 1.1873e+82 | 1.211e+82 | 1.2353e+82 | 1.26e+82 | 1.2852e+82 | 1.3109e+82 | 1.3371e+82 | 1.3638e+82 | 1.3911e+82 | 1.4189e+82 | 1.4473e+82 | 1.4762e+82 | 1.5058e+82 | 1.5359e+82 | 1.5666e+82 | 1.5979e+82 | 1.6299e+82 | 1.6625e+82 | 1.6957e+82 | 1.7297e+82 | 1.7642e+82 | 1.7995e+82 | 1.8355e+82 | 1.8722e+82 | 1.9097e+82 | 1.9479e+82 | 1.9868e+82 | 2.0266e+82 | 2.0671e+82 | 2.1084e+82 | 2.1506e+82 | 2.1936e+82 | 2.2375e+82 | 2.2822e+82 | 2.3279e+82 | 2.3744e+82 | 2.4219e+82 | 2.4704e+82 | 2.5198e+82 | 2.5702e+82 | 2.6216e+82 | 2.674e+82 | 2.7275e+82 | 2.782e+82 | 2.8377e+82 | 2.8944e+82 | 2.9523e+82 | 3.0114e+82 | 3.0716e+82 | 3.133e+82 | 3.1957e+82 | 3.2596e+82 | 3.3248e+82 | 3.3913e+82 | 3.4591e+82 | 3.5283e+82 | 3.5989e+82 | 3.6708e+82 | 3.7443e+82 | 3.8191e+82 | 3.8955e+82 | 3.9734e+82 | 4.0529e+82 | 4.134e+82 | 4.2166e+82 | 4.301e+82 | 4.387e+82 | 4.4747e+82 | 4.5642e+82 | 4.6555e+82 | 4.7486e+82 | 4.8436e+82 | 4.9405e+82 | 5.0393e+82 | 5.1401e+82 | 5.2429e+82 | 5.3477e+82 | 5.4547e+82 | 5.5638e+82 | 5.675e+82 | 5.7885e+82 | 5.9043e+82 | 6.0224e+82 | 6.1429e+82 | 6.2657e+82 | 6.391e+82 | 6.5188e+82 | 6.6492e+82 | 6.7822e+82 | 6.9179e+82 | 7.0562e+82 | 7.1973e+82 | 7.3413e+82 | 7.4881e+82 | 7.6379e+82 | 7.7906e+82 | 7.9464e+82 | 8.1054e+82 | 8.2675e+82 | 8.4328e+82 | 8.6015e+82 | 8.7735e+82 | 8.949e+82 | 9.128e+82 | 9.3105e+82 | 9.4967e+82 | 9.6867e+82 | 9.8804e+82 | 1.0078e+83 | 1.028e+83 | 1.0485e+83 | 1.0695e+83 | 1.0909e+83 | 1.1127e+83 | 1.1349e+83 | 1.1576e+83 | 1.1808e+83 | 1.2044e+83 | 1.2285e+83 | 1.2531e+83 | 1.2781e+83 | 1.3037e+83 | 1.3298e+83 | 1.3564e+83 | 1.3835e+83 | 1.4112e+83 | 1.4394e+83 | 1.4682e+83 | 1.4975e+83 | 1.5275e+83 | 1.558e+83 | 1.5892e+83 | 1.621e+83 | 1.6534e+83 | 1.6865e+83 | 1.7202e+83 | 1.7546e+83 | 1.7897e+83 | 1.8255e+83 | 1.862e+83 | 1.8992e+83 | 1.9372e+83 | 1.976e+83 | 2.0155e+83 | 2.0558e+83 | 2.0969e+83 | 2.1389e+83 | 2.1816e+83 | 2.2253e+83 | 2.2698e+83 | 2.3152e+83 | 2.3615e+83 | 2.4087e+83 | 2.4569e+83 | 2.506e+83 | 2.5561e+83 | 2.6073e+83 | 2.6594e+83 | 2.7126e+83 | 2.7668e+83 | 2.8222e+83 | 2.8786e+83 | 2.9362e+83 | 2.9949e+83 | 3.0548e+83 | 3.1159e+83 | 3.1782e+83 | 3.2418e+83 | 3.3066e+83 | 3.3728e+83 | 3.4402e+83 | 3.509e+83 | 3.5792e+83 | 3.6508e+83 | 3.7238e+83 | 3.7983e+83 | 3.8742e+83 | 3.9517e+83 | 4.0308e+83 | 4.1114e+83 | 4.1936e+83 | 4.2775e+83 | 4.363e+83 | 4.4503e+83 | 4.5393e+83 | 4.6301e+83 | 4.7227e+83 | 4.8171e+83 | 4.9135e+83 | 5.0117e+83 | 5.112e+83 | 5.2142e+83 | 5.3185e+83 | 5.4249e+83 | 5.5334e+83 | 5.644e+83 | 5.7569e+83 | 5.8721e+83 | 5.9895e+83 | 6.1093e+83 | 6.2315e+83 | 6.3561e+83 | 6.4832e+83 | 6.6129e+83 | 6.7451e+83 | 6.88e+83 | 7.0176e+83 | 7.158e+83 | 7.3012e+83 | 7.4472e+83 | 7.5961e+83 | 7.748e+83 | 7.903e+83 | 8.0611e+83 | 8.2223e+83 | 8.3867e+83 | 8.5545e+83 | 8.7256e+83 | 8.9001e+83 | 9.0781e+83 | 9.2596e+83 | 9.4448e+83 | 9.6337e+83 | 9.8264e+83 | 1.0023e+84 | 1.0223e+84 | 1.0428e+84 | 1.0636e+84 | 1.0849e+84 | 1.1066e+84 | 1.1287e+84 | 1.1513e+84 | 1.1743e+84 | 1.1978e+84 | 1.2218e+84 | 1.2462e+84 | 1.2711e+84 | 1.2966e+84 | 1.3225e+84 | 1.349e+84 | 1.3759e+84 | 1.4035e+84 | 1.4315e+84 | 1.4602e+84 | 1.4894e+84 | 1.5191e+84 | 1.5495e+84 | 1.5805e+84 | 1.6121e+84 | 1.6444e+84 | 1.6773e+84 | 1.7108e+84 | 1.745e+84 | 1.7799e+84 | 1.8155e+84 | 1.8518e+84 | 1.8889e+84 | 1.9266e+84 | 1.9652e+84 | 2.0045e+84 | 2.0446e+84 | 2.0855e+84 | 2.1272e+84 | 2.1697e+84 | 2.2131e+84 | 2.2574e+84 | 2.3025e+84 | 2.3486e+84 | 2.3955e+84 | 2.4434e+84 | 2.4923e+84 | 2.5422e+84 | 2.593e+84 | 2.6449e+84 | 2.6978e+84 | 2.7517e+84 | 2.8067e+84 | 2.8629e+84 | 2.9201e+84 | 2.9785e+84 | 3.0381e+84 | 3.0989e+84 | 3.1609e+84 | 3.2241e+84 | 3.2886e+84 | 3.3543e+84 | 3.4214e+84 | 3.4898e+84 | 3.5596e+84 | 3.6308e+84 | 3.7034e+84 | 3.7775e+84 | 3.8531e+84 | 3.9301e+84 | 4.0087e+84 | 4.0889e+84 | 4.1707e+84 | 4.2541e+84 | 4.3392e+84 | 4.426e+84 | 4.5145e+84 | 4.6048e+84 | 4.6969e+84 | 4.7908e+84 | 4.8866e+84 | 4.9843e+84 | 5.084e+84 | 5.1857e+84 | 5.2894e+84 | 5.3952e+84 | 5.5031e+84 | 5.6132e+84 | 5.7254e+84 | 5.84e+84 | 5.9568e+84 | 6.0759e+84 | 6.1974e+84 | 6.3214e+84 | 6.4478e+84 | 6.5767e+84 | 6.7083e+84 | 6.8424e+84 | 6.9793e+84 | 7.1189e+84 | 7.2613e+84 | 7.4065e+84 | 7.5546e+84 | 7.7057e+84 | 7.8598e+84 | 8.017e+84 | 8.1774e+84 | 8.3409e+84 | 8.5077e+84 | 8.6779e+84 | 8.8514e+84 | 9.0285e+84 | 9.209e+84 | 9.3932e+84 | 9.5811e+84 | 9.7727e+84 | 9.9681e+84 | 1.0168e+85 | 1.0371e+85 | 1.0578e+85 | 1.079e+85 | 1.1006e+85 | 1.1226e+85 | 1.145e+85 | 1.1679e+85 | 1.1913e+85 | 1.2151e+85 | 1.2394e+85 | 1.2642e+85 | 1.2895e+85 | 1.3153e+85 | 1.3416e+85 | 1.3684e+85 | 1.3958e+85 | 1.4237e+85 | 1.4522e+85 | 1.4812e+85 | 1.5108e+85 | 1.5411e+85 | 1.5719e+85 | 1.6033e+85 | 1.6354e+85 | 1.6681e+85 | 1.7014e+85 | 1.7355e+85 | 1.7702e+85 | 1.8056e+85 | 1.8417e+85 | 1.8785e+85 | 1.9161e+85 | 1.9544e+85 | 1.9935e+85 | 2.0334e+85 | 2.0741e+85 | 2.1155e+85 | 2.1578e+85 | 2.201e+85 | 2.245e+85 | 2.2899e+85 | 2.3357e+85 | 2.3824e+85 | 2.4301e+85 | 2.4787e+85 | 2.5283e+85 | 2.5788e+85 | 2.6304e+85 | 2.683e+85 | 2.7367e+85 | 2.7914e+85 | 2.8472e+85 | 2.9042e+85 | 2.9623e+85 | 3.0215e+85 | 3.0819e+85 | 3.1436e+85 | 3.2064e+85 | 3.2706e+85 | 3.336e+85 | 3.4027e+85 | 3.4708e+85 | 3.5402e+85 | 3.611e+85 | 3.6832e+85 | 3.7569e+85 | 3.832e+85 | 3.9086e+85 | 3.9868e+85 | 4.0666e+85 | 4.1479e+85 | 4.2308e+85 | 4.3155e+85 | 4.4018e+85 | 4.4898e+85 | 4.5796e+85 | 4.6712e+85 | 4.7646e+85 | 4.8599e+85 | 4.9571e+85 | 5.0562e+85 | 5.1574e+85 | 5.2605e+85 | 5.3657e+85 | 5.473e+85 | 5.5825e+85 | 5.6942e+85 | 5.808e+85 | 5.9242e+85 | 6.0427e+85 | 6.1635e+85 | 6.2868e+85 | 6.4125e+85 | 6.5408e+85 | 6.6716e+85 | 6.805e+85 | 6.9411e+85 | 7.08e+85 | 7.2216e+85 | 7.366e+85 | 7.5133e+85 | 7.6636e+85 | 7.8169e+85 | 7.9732e+85 | 8.1327e+85 | 8.2953e+85 | 8.4612e+85 | 8.6304e+85 | 8.8031e+85 | 8.9791e+85 | 9.1587e+85 | 9.3419e+85 | 9.5287e+85 | 9.7193e+85 | 9.9137e+85 | 1.0112e+86 | 1.0314e+86 | 1.052e+86 | 1.0731e+86 | 1.0945e+86 | 1.1164e+86 | 1.1388e+86 | 1.1615e+86 | 1.1848e+86 | 1.2085e+86 | 1.2326e+86 | 1.2573e+86 | 1.2824e+86 | 1.3081e+86 | 1.3342e+86 | 1.3609e+86 | 1.3882e+86 | 1.4159e+86 | 1.4442e+86 | 1.4731e+86 | 1.5026e+86 | 1.5326e+86 | 1.5633e+86 | 1.5946e+86 | 1.6264e+86 | 1.659e+86 | 1.6922e+86 | 1.726e+86 | 1.7605e+86 | 1.7957e+86 | 1.8316e+86 | 1.8683e+86 | 1.9056e+86 | 1.9437e+86 | 1.9826e+86 | 2.0223e+86 | 2.0627e+86 | 2.104e+86 | 2.1461e+86 | 2.189e+86 | 2.2328e+86 | 2.2774e+86 | 2.323e+86 | 2.3694e+86 | 2.4168e+86 | 2.4651e+86 | 2.5144e+86 | 2.5647e+86 | 2.616e+86 | 2.6684e+86 | 2.7217e+86 | 2.7762e+86 | 2.8317e+86 | 2.8883e+86 | 2.9461e+86 | 3.005e+86 | 3.0651e+86 | 3.1264e+86 | 3.1889e+86 | 3.2527e+86 | 3.3178e+86 | 3.3841e+86 | 3.4518e+86 | 3.5208e+86 | 3.5912e+86 | 3.6631e+86 | 3.7363e+86 | 3.8111e+86 | 3.8873e+86 | 3.965e+86 | 4.0443e+86 | 4.1252e+86 | 4.2077e+86 | 4.2919e+86 | 4.3777e+86 | 4.4653e+86 | 4.5546e+86 | 4.6457e+86 | 4.7386e+86 | 4.8333e+86 | 4.93e+86 | 5.0286e+86 | 5.1292e+86 | 5.2318e+86 | 5.3364e+86 | 5.4431e+86 | 5.552e+86 | 5.663e+86 | 5.7763e+86 | 5.8918e+86 | 6.0097e+86 | 6.1299e+86 | 6.2524e+86 | 6.3775e+86 | 6.505e+86 | 6.6351e+86 | 6.7679e+86 | 6.9032e+86 | 7.0413e+86 | 7.1821e+86 | 7.3257e+86 | 7.4723e+86 | 7.6217e+86 | 7.7741e+86 | 7.9296e+86 | 8.0882e+86 | 8.25e+86 | 8.415e+86 | 8.5833e+86 | 8.7549e+86 | 8.93e+86 | 9.1086e+86 | 9.2908e+86 | 9.4766e+86 | 9.6662e+86 | 9.8595e+86 | 1.0057e+87 | 1.0258e+87 | 1.0463e+87 | 1.0672e+87 | 1.0886e+87 | 1.1103e+87 | 1.1325e+87 | 1.1552e+87 | 1.1783e+87 | 1.2019e+87 | 1.2259e+87 | 1.2504e+87 | 1.2754e+87 | 1.3009e+87 | 1.327e+87 | 1.3535e+87 | 1.3806e+87 | 1.4082e+87 | 1.4363e+87 | 1.4651e+87 | 1.4944e+87 | 1.5243e+87 | 1.5547e+87 | 1.5858e+87 | 1.6176e+87 | 1.6499e+87 | 1.6829e+87 | 1.7166e+87 | 1.7509e+87 | 1.7859e+87 | 1.8216e+87 | 1.8581e+87 | 1.8952e+87 | 1.9331e+87 | 1.9718e+87 | 2.0112e+87 | 2.0514e+87 | 2.0925e+87 | 2.1343e+87 | 2.177e+87 | 2.2206e+87 | 2.265e+87 | 2.3103e+87 | 2.3565e+87 | 2.4036e+87 | 2.4517e+87 | 2.5007e+87 | 2.5507e+87 | 2.6017e+87 | 2.6538e+87 | 2.7068e+87 | 2.761e+87 | 2.8162e+87 | 2.8725e+87 | 2.93e+87 | 2.9886e+87 | 3.0483e+87 | 3.1093e+87 | 3.1715e+87 | 3.2349e+87 | 3.2996e+87 | 3.3656e+87 | 3.4329e+87 | 3.5016e+87 | 3.5716e+87 | 3.6431e+87 | 3.7159e+87 | 3.7902e+87 | 3.866e+87 | 3.9434e+87 | 4.0222e+87 | 4.1027e+87 | 4.1847e+87 | 4.2684e+87 | 4.3538e+87 | 4.4409e+87 | 4.5297e+87 | 4.6203e+87 | 4.7127e+87 | 4.8069e+87 | 4.9031e+87 | 5.0011e+87 | 5.1012e+87 | 5.2032e+87 | 5.3072e+87 | 5.4134e+87 | 5.5217e+87 | 5.6321e+87 | 5.7447e+87 | 5.8596e+87 | 5.9768e+87 | 6.0964e+87 | 6.2183e+87 | 6.3426e+87 | 6.4695e+87 | 6.5989e+87 | 6.7309e+87 | 6.8655e+87 | 7.0028e+87 | 7.1428e+87 | 7.2857e+87 | 7.4314e+87 | 7.58e+87 | 7.7316e+87 | 7.8863e+87 | 8.044e+87 | 8.2049e+87 | 8.369e+87 | 8.5364e+87 | 8.7071e+87 | 8.8812e+87 | 9.0589e+87 | 9.24e+87 | 9.4248e+87 | 9.6133e+87 | 9.8056e+87 | 1.0002e+88 | 1.0202e+88 | 1.0406e+88 | 1.0614e+88 | 1.0826e+88 | 1.1043e+88 | 1.1264e+88 | 1.1489e+88 | 1.1719e+88 | 1.1953e+88 | 1.2192e+88 | 1.2436e+88 | 1.2685e+88 | 1.2938e+88 | 1.3197e+88 | 1.3461e+88 | 1.373e+88 | 1.4005e+88 | 1.4285e+88 | 1.4571e+88 | 1.4862e+88 | 1.5159e+88 | 1.5462e+88 | 1.5772e+88 | 1.6087e+88 | 1.6409e+88 | 1.6737e+88 | 1.7072e+88 | 1.7413e+88 | 1.7761e+88 | 1.8117e+88 | 1.8479e+88 | 1.8849e+88 | 1.9226e+88 | 1.961e+88 | 2.0002e+88 | 2.0402e+88 | 2.081e+88 | 2.1227e+88 | 2.1651e+88 | 2.2084e+88 | 2.2526e+88 | 2.2976e+88 | 2.3436e+88 | 2.3905e+88 | 2.4383e+88 | 2.487e+88 | 2.5368e+88 | 2.5875e+88 | 2.6393e+88 | 2.692e+88 | 2.7459e+88 | 2.8008e+88 | 2.8568e+88 | 2.914e+88 | 2.9722e+88 | 3.0317e+88 | 3.0923e+88 | 3.1542e+88 | 3.2172e+88 | 3.2816e+88 | 3.3472e+88 | 3.4142e+88 | 3.4825e+88 | 3.5521e+88 | 3.6231e+88 | 3.6956e+88 | 3.7695e+88 | 3.8449e+88 | 3.9218e+88 | 4.0002e+88 | 4.0802e+88 | 4.1619e+88 | 4.2451e+88 | 4.33e+88 | 4.4166e+88 | 4.5049e+88 | 4.595e+88 | 4.6869e+88 | 4.7807e+88 | 4.8763e+88 | 4.9738e+88 | 5.0733e+88 | 5.1747e+88 | 5.2782e+88 | 5.3838e+88 | 5.4915e+88 | 5.6013e+88 | 5.7133e+88 | 5.8276e+88 | 5.9441e+88 | 6.063e+88 | 6.1843e+88 | 6.308e+88 | 6.4341e+88 | 6.5628e+88 | 6.6941e+88 | 6.828e+88 | 6.9645e+88 | 7.1038e+88 | 7.2459e+88 | 7.3908e+88 | 7.5386e+88 | 7.6894e+88 | 7.8432e+88 | 8e+88 | 8.16e+88 | 8.3232e+88 | 8.4897e+88 | 8.6595e+88 | 8.8327e+88 | 9.0093e+88 | 9.1895e+88 | 9.3733e+88 | 9.5608e+88 | 9.752e+88 | 9.947e+88 | 1.0146e+89 | 1.0349e+89 | 1.0556e+89 | 1.0767e+89 | 1.0982e+89 | 1.1202e+89 | 1.1426e+89 | 1.1655e+89 | 1.1888e+89 | 1.2125e+89 | 1.2368e+89 | 1.2615e+89 | 1.2868e+89 | 1.3125e+89 | 1.3387e+89 | 1.3655e+89 | 1.3928e+89 | 1.4207e+89 | 1.4491e+89 | 1.4781e+89 | 1.5076e+89 | 1.5378e+89 | 1.5685e+89 | 1.5999e+89 | 1.6319e+89 | 1.6646e+89 | 1.6978e+89 | 1.7318e+89 | 1.7664e+89 | 1.8018e+89 | 1.8378e+89 | 1.8746e+89 | 1.9121e+89 | 1.9503e+89 | 1.9893e+89 | 2.0291e+89 | 2.0697e+89 | 2.1111e+89 | 2.1533e+89 | 2.1963e+89 | 2.2403e+89 | 2.2851e+89 | 2.3308e+89 | 2.3774e+89 | 2.4249e+89 | 2.4734e+89 | 2.5229e+89 | 2.5734e+89 | 2.6248e+89 | 2.6773e+89 | 2.7309e+89 | 2.7855e+89 | 2.8412e+89 | 2.898e+89 | 2.956e+89 | 3.0151e+89 | 3.0754e+89 | 3.1369e+89 | 3.1997e+89 | 3.2637e+89 | 3.3289e+89 | 3.3955e+89 | 3.4634e+89 | 3.5327e+89 | 3.6033e+89 | 3.6754e+89 | 3.7489e+89 | 3.8239e+89 | 3.9004e+89 | 3.9784e+89 | 4.0579e+89 | 4.1391e+89 | 4.2219e+89 | 4.3063e+89 | 4.3925e+89 | 4.4803e+89 | 4.5699e+89 | 4.6613e+89 | 4.7545e+89 | 4.8496e+89 | 4.9466e+89 | 5.0455e+89 | 5.1465e+89 | 5.2494e+89 | 5.3544e+89 | 5.4615e+89 | 5.5707e+89 | 5.6821e+89 | 5.7957e+89 | 5.9117e+89 | 6.0299e+89 | 6.1505e+89 | 6.2735e+89 | 6.399e+89 | 6.527e+89 | 6.6575e+89 | 6.7906e+89 | 6.9265e+89 | 7.065e+89 | 7.2063e+89 | 7.3504e+89 | 7.4974e+89 | 7.6474e+89 | 7.8003e+89 | 7.9563e+89 | 8.1154e+89 | 8.2778e+89 | 8.4433e+89 | 8.6122e+89 | 8.7844e+89 | 8.9601e+89 | 9.1393e+89 | 9.3221e+89 | 9.5085e+89 | 9.6987e+89 | 9.8927e+89 | 1.0091e+90 | 1.0292e+90 | 1.0498e+90 | 1.0708e+90 | 1.0922e+90 | 1.1141e+90 | 1.1364e+90 | 1.1591e+90 | 1.1823e+90 | 1.2059e+90 | 1.23e+90 | 1.2546e+90 | 1.2797e+90 | 1.3053e+90 | 1.3314e+90 | 1.3581e+90 | 1.3852e+90 | 1.4129e+90 | 1.4412e+90 | 1.47e+90 | 1.4994e+90 | 1.5294e+90 | 1.56e+90 | 1.5912e+90 | 1.623e+90 | 1.6555e+90 | 1.6886e+90 | 1.7223e+90 | 1.7568e+90 | 1.7919e+90 | 1.8278e+90 | 1.8643e+90 | 1.9016e+90 | 1.9396e+90 | 1.9784e+90 | 2.018e+90 | 2.0584e+90 | 2.0995e+90 | 2.1415e+90 | 2.1843e+90 | 2.228e+90 | 2.2726e+90 | 2.318e+90 | 2.3644e+90 | 2.4117e+90 | 2.4599e+90 | 2.5091e+90 | 2.5593e+90 | 2.6105e+90 | 2.6627e+90 | 2.716e+90 | 2.7703e+90 | 2.8257e+90 | 2.8822e+90 | 2.9398e+90 | 2.9986e+90 | 3.0586e+90 | 3.1198e+90 | 3.1822e+90 | 3.2458e+90 | 3.3107e+90 | 3.377e+90 | 3.4445e+90 | 3.5134e+90 | 3.5836e+90 | 3.6553e+90 | 3.7284e+90 | 3.803e+90 | 3.8791e+90 | 3.9566e+90 | 4.0358e+90 | 4.1165e+90 | 4.1988e+90 | 4.2828e+90 | 4.3684e+90 | 4.4558e+90 | 4.5449e+90 | 4.6358e+90 | 4.7285e+90 | 4.8231e+90 | 4.9196e+90 | 5.018e+90 | 5.1183e+90 | 5.2207e+90 | 5.3251e+90 | 5.4316e+90 | 5.5402e+90 | 5.6511e+90 | 5.7641e+90 | 5.8794e+90 | 5.9969e+90 | 6.1169e+90 | 6.2392e+90 | 6.364e+90 | 6.4913e+90 | 6.6211e+90 | 6.7535e+90 | 6.8886e+90 | 7.0264e+90 | 7.1669e+90 | 7.3102e+90 | 7.4564e+90 | 7.6056e+90 | 7.7577e+90 | 7.9128e+90 | 8.0711e+90 | 8.2325e+90 | 8.3972e+90 | 8.5651e+90 | 8.7364e+90 | 8.9111e+90 | 9.0894e+90 | 9.2711e+90 | 9.4566e+90 | 9.6457e+90 | 9.8386e+90 | 1.0035e+91 | 1.0236e+91 | 1.0441e+91 | 1.065e+91 | 1.0863e+91 | 1.108e+91 | 1.1301e+91 | 1.1528e+91 | 1.1758e+91 | 1.1993e+91 | 1.2233e+91 | 1.2478e+91 | 1.2727e+91 | 1.2982e+91 | 1.3241e+91 | 1.3506e+91 | 1.3776e+91 | 1.4052e+91 | 1.4333e+91 | 1.462e+91 | 1.4912e+91 | 1.521e+91 | 1.5515e+91 | 1.5825e+91 | 1.6141e+91 | 1.6464e+91 | 1.6793e+91 | 1.7129e+91 | 1.7472e+91 | 1.7821e+91 | 1.8178e+91 | 1.8541e+91 | 1.8912e+91 | 1.929e+91 | 1.9676e+91 | 2.007e+91 | 2.0471e+91 | 2.088e+91 | 2.1298e+91 | 2.1724e+91 | 2.2159e+91 | 2.2602e+91 | 2.3054e+91 | 2.3515e+91 | 2.3985e+91 | 2.4465e+91 | 2.4954e+91 | 2.5453e+91 | 2.5962e+91 | 2.6482e+91 | 2.7011e+91 | 2.7551e+91 | 2.8102e+91 | 2.8664e+91 | 2.9238e+91 | 2.9822e+91 | 3.0419e+91 | 3.1027e+91 | 3.1648e+91 | 3.2281e+91 | 3.2926e+91 | 3.3585e+91 | 3.4257e+91 | 3.4942e+91 | 3.5641e+91 | 3.6353e+91 | 3.708e+91 | 3.7822e+91 | 3.8579e+91 | 3.935e+91 | 4.0137e+91 | 4.094e+91 | 4.1759e+91 | 4.2594e+91 | 4.3446e+91 | 4.4315e+91 | 4.5201e+91 | 4.6105e+91 | 4.7027e+91 | 4.7968e+91 | 4.8927e+91 | 4.9905e+91 | 5.0904e+91 | 5.1922e+91 | 5.296e+91 | 5.4019e+91 | 5.51e+91 | 5.6202e+91 | 5.7326e+91 | 5.8472e+91 | 5.9642e+91 | 6.0834e+91 | 6.2051e+91 | 6.3292e+91 | 6.4558e+91 | 6.5849e+91 | 6.7166e+91 | 6.851e+91 | 6.988e+91 | 7.1277e+91 | 7.2703e+91 | 7.4157e+91 | 7.564e+91 | 7.7153e+91 | 7.8696e+91 | 8.027e+91 | 8.1875e+91 | 8.3513e+91 | 8.5183e+91 | 8.6887e+91 | 8.8624e+91 | 9.0397e+91 | 9.2205e+91 | 9.4049e+91 | 9.593e+91 | 9.7848e+91 | 9.9805e+91 | 1.018e+92 | 1.0384e+92 | 1.0591e+92 | 1.0803e+92 | 1.1019e+92 | 1.124e+92 | 1.1465e+92 | 1.1694e+92 | 1.1928e+92 | 1.2166e+92 | 1.241e+92 | 1.2658e+92 | 1.2911e+92 | 1.3169e+92 | 1.3432e+92 | 1.3701e+92 | 1.3975e+92 | 1.4255e+92 | 1.454e+92 | 1.4831e+92 | 1.5127e+92 | 1.543e+92 | 1.5738e+92 | 1.6053e+92 | 1.6374e+92 | 1.6702e+92 | 1.7036e+92 | 1.7376e+92 | 1.7724e+92 | 1.8078e+92 | 1.844e+92 | 1.8809e+92 | 1.9185e+92 | 1.9569e+92 | 1.996e+92 | 2.0359e+92 | 2.0766e+92 | 2.1182e+92 | 2.1605e+92 | 2.2037e+92 | 2.2478e+92 | 2.2928e+92 | 2.3386e+92 | 2.3854e+92 | 2.4331e+92 | 2.4818e+92 | 2.5314e+92 | 2.582e+92 | 2.6337e+92 | 2.6864e+92 | 2.7401e+92 | 2.7949e+92 | 2.8508e+92 | 2.9078e+92 | 2.9659e+92 | 3.0253e+92 | 3.0858e+92 | 3.1475e+92 | 3.2104e+92 | 3.2746e+92 | 3.3401e+92 | 3.4069e+92 | 3.4751e+92 | 3.5446e+92 | 3.6155e+92 | 3.6878e+92 | 3.7615e+92 | 3.8368e+92 | 3.9135e+92 | 3.9918e+92 | 4.0716e+92 | 4.153e+92 | 4.2361e+92 | 4.3208e+92 | 4.4072e+92 | 4.4954e+92 | 4.5853e+92 | 4.677e+92 | 4.7705e+92 | 4.866e+92 | 4.9633e+92 | 5.0625e+92 | 5.1638e+92 | 5.2671e+92 | 5.3724e+92 | 5.4799e+92 | 5.5894e+92 | 5.7012e+92 | 5.8153e+92 | 5.9316e+92 | 6.0502e+92 | 6.1712e+92 | 6.2946e+92 | 6.4205e+92 | 6.5489e+92 | 6.6799e+92 | 6.8135e+92 | 6.9498e+92 | 7.0888e+92 | 7.2305e+92 | 7.3752e+92 | 7.5227e+92 | 7.6731e+92 | 7.8266e+92 | 7.9831e+92 | 8.1428e+92 | 8.3056e+92 | 8.4717e+92 | 8.6412e+92 | 8.814e+92 | 8.9903e+92 | 9.1701e+92 | 9.3535e+92 | 9.5406e+92 | 9.7314e+92 | 9.926e+92 | 1.0125e+93 | 1.0327e+93 | 1.0534e+93 | 1.0744e+93 | 1.0959e+93 | 1.1178e+93 | 1.1402e+93 | 1.163e+93 | 1.1862e+93 | 1.21e+93 | 1.2342e+93 | 1.2589e+93 | 1.284e+93 | 1.3097e+93 | 1.3359e+93 | 1.3626e+93 | 1.3899e+93 | 1.4177e+93 | 1.446e+93 | 1.475e+93 | 1.5044e+93 | 1.5345e+93 | 1.5652e+93 | 1.5965e+93 | 1.6285e+93 | 1.661e+93 | 1.6943e+93 | 1.7281e+93 | 1.7627e+93 | 1.798e+93 | 1.8339e+93 | 1.8706e+93 | 1.908e+93 | 1.9462e+93 | 1.9851e+93 | 2.0248e+93 | 2.0653e+93 | 2.1066e+93 | 2.1487e+93 | 2.1917e+93 | 2.2355e+93 | 2.2802e+93 | 2.3258e+93 | 2.3724e+93 | 2.4198e+93 | 2.4682e+93 | 2.5176e+93 | 2.5679e+93 | 2.6193e+93 | 2.6717e+93 | 2.7251e+93 | 2.7796e+93 | 2.8352e+93 | 2.8919e+93 | 2.9497e+93 | 3.0087e+93 | 3.0689e+93 | 3.1303e+93 | 3.1929e+93 | 3.2567e+93 | 3.3219e+93 | 3.3883e+93 | 3.4561e+93 | 3.5252e+93 | 3.5957e+93 | 3.6676e+93 | 3.741e+93 | 3.8158e+93 | 3.8921e+93 | 3.97e+93 | 4.0494e+93 | 4.1303e+93 | 4.213e+93 | 4.2972e+93 | 4.3832e+93 | 4.4708e+93 | 4.5602e+93 | 4.6514e+93 | 4.7445e+93 | 4.8394e+93 | 4.9361e+93 | 5.0349e+93 | 5.1356e+93 | 5.2383e+93 | 5.343e+93 | 5.4499e+93 | 5.5589e+93 | 5.6701e+93 | 5.7835e+93 | 5.8992e+93 | 6.0171e+93 | 6.1375e+93 | 6.2602e+93 | 6.3854e+93 | 6.5131e+93 | 6.6434e+93 | 6.7763e+93 | 6.9118e+93 | 7.05e+93 | 7.191e+93 | 7.3349e+93 | 7.4815e+93 | 7.6312e+93 | 7.7838e+93 | 7.9395e+93 | 8.0983e+93 | 8.2602e+93 | 8.4254e+93 | 8.5939e+93 | 8.7658e+93 | 8.9411e+93 | 9.12e+93 | 9.3024e+93 | 9.4884e+93 | 9.6782e+93 | 9.8717e+93 | 1.0069e+94 | 1.0271e+94 | 1.0476e+94 | 1.0685e+94 | 1.0899e+94 | 1.1117e+94 | 1.134e+94 | 1.1566e+94 | 1.1798e+94 | 1.2034e+94 | 1.2274e+94 | 1.252e+94 | 1.277e+94 | 1.3026e+94 | 1.3286e+94 | 1.3552e+94 | 1.3823e+94 | 1.4099e+94 | 1.4381e+94 | 1.4669e+94 | 1.4962e+94 | 1.5262e+94 | 1.5567e+94 | 1.5878e+94 | 1.6196e+94 | 1.652e+94 | 1.685e+94 | 1.7187e+94 | 1.7531e+94 | 1.7881e+94 | 1.8239e+94 | 1.8604e+94 | 1.8976e+94 | 1.9355e+94 | 1.9742e+94 | 2.0137e+94 | 2.054e+94 | 2.0951e+94 | 2.137e+94 | 2.1797e+94 | 2.2233e+94 | 2.2678e+94 | 2.3131e+94 | 2.3594e+94 | 2.4066e+94 | 2.4547e+94 | 2.5038e+94 | 2.5539e+94 | 2.605e+94 | 2.6571e+94 | 2.7102e+94 | 2.7644e+94 | 2.8197e+94 | 2.8761e+94 | 2.9336e+94 | 2.9923e+94 | 3.0521e+94 | 3.1132e+94 | 3.1754e+94 | 3.239e+94 | 3.3037e+94 | 3.3698e+94 | 3.4372e+94 | 3.5059e+94 | 3.5761e+94 | 3.6476e+94 | 3.7205e+94 | 3.7949e+94 | 3.8708e+94 | 3.9483e+94 | 4.0272e+94 | 4.1078e+94 | 4.1899e+94 | 4.2737e+94 | 4.3592e+94 | 4.4464e+94 | 4.5353e+94 | 4.626e+94 | 4.7185e+94 | 4.8129e+94 | 4.9092e+94 | 5.0074e+94 | 5.1075e+94 | 5.2096e+94 | 5.3138e+94 | 5.4201e+94 | 5.5285e+94 | 5.6391e+94 | 5.7519e+94 | 5.8669e+94 | 5.9842e+94 | 6.1039e+94 | 6.226e+94 | 6.3505e+94 | 6.4775e+94 | 6.6071e+94 | 6.7392e+94 | 6.874e+94 | 7.0115e+94 | 7.1517e+94 | 7.2948e+94 | 7.4407e+94 | 7.5895e+94 | 7.7413e+94 | 7.8961e+94 | 8.054e+94 | 8.2151e+94 | 8.3794e+94 | 8.547e+94 | 8.7179e+94 | 8.8923e+94 | 9.0701e+94 | 9.2515e+94 | 9.4366e+94 | 9.6253e+94 | 9.8178e+94 | 1.0014e+95 | 1.0214e+95 | 1.0419e+95 | 1.0627e+95 | 1.084e+95 | 1.1056e+95 | 1.1278e+95 | 1.1503e+95 | 1.1733e+95 | 1.1968e+95 | 1.2207e+95 | 1.2451e+95 | 1.27e+95 | 1.2954e+95 | 1.3213e+95 | 1.3478e+95 | 1.3747e+95 | 1.4022e+95 | 1.4303e+95 | 1.4589e+95 | 1.488e+95 | 1.5178e+95 | 1.5482e+95 | 1.5791e+95 | 1.6107e+95 | 1.6429e+95 | 1.6758e+95 | 1.7093e+95 | 1.7435e+95 | 1.7784e+95 | 1.8139e+95 | 1.8502e+95 | 1.8872e+95 | 1.925e+95 | 1.9635e+95 | 2.0027e+95 | 2.0428e+95 | 2.0836e+95 | 2.1253e+95 | 2.1678e+95 | 2.2112e+95 | 2.2554e+95 | 2.3005e+95 | 2.3465e+95 | 2.3934e+95 | 2.4413e+95 | 2.4901e+95 | 2.5399e+95 | 2.5907e+95 | 2.6425e+95 | 2.6954e+95 | 2.7493e+95 | 2.8043e+95 | 2.8604e+95 | 2.9176e+95 | 2.9759e+95 | 3.0355e+95 | 3.0962e+95 | 3.1581e+95 | 3.2212e+95 | 3.2857e+95 | 3.3514e+95 | 3.4184e+95 | 3.4868e+95 | 3.5565e+95 | 3.6276e+95 | 3.7002e+95 | 3.7742e+95 | 3.8497e+95 | 3.9267e+95 | 4.0052e+95 | 4.0853e+95 | 4.167e+95 | 4.2504e+95 | 4.3354e+95 | 4.4221e+95 | 4.5105e+95 | 4.6007e+95 | 4.6928e+95 | 4.7866e+95 | 4.8823e+95 | 4.98e+95 | 5.0796e+95 | 5.1812e+95 | 5.2848e+95 | 5.3905e+95 | 5.4983e+95 | 5.6083e+95 | 5.7204e+95 | 5.8348e+95 | 5.9515e+95 | 6.0706e+95 | 6.192e+95 | 6.3158e+95 | 6.4421e+95 | 6.571e+95 | 6.7024e+95 | 6.8365e+95 | 6.9732e+95 | 7.1126e+95 | 7.2549e+95 | 7.4e+95 | 7.548e+95 | 7.699e+95 | 7.8529e+95 | 8.01e+95 | 8.1702e+95 | 8.3336e+95 | 8.5003e+95 | 8.6703e+95 | 8.8437e+95 | 9.0206e+95 | 9.201e+95 | 9.385e+95 | 9.5727e+95 | 9.7641e+95 | 9.9594e+95 | 1.0159e+96 | 1.0362e+96 | 1.0569e+96 | 1.078e+96 | 1.0996e+96 | 1.1216e+96 | 1.144e+96 | 1.1669e+96 | 1.1902e+96 | 1.214e+96 | 1.2383e+96 | 1.2631e+96 | 1.2884e+96 | 1.3141e+96 | 1.3404e+96 | 1.3672e+96 | 1.3946e+96 | 1.4225e+96 | 1.4509e+96 | 1.4799e+96 | 1.5095e+96 | 1.5397e+96 | 1.5705e+96 | 1.6019e+96 | 1.6339e+96 | 1.6666e+96 | 1.7e+96 | 1.734e+96 | 1.7686e+96 | 1.804e+96 | 1.8401e+96 | 1.8769e+96 | 1.9144e+96 | 1.9527e+96 | 1.9918e+96 | 2.0316e+96 | 2.0722e+96 | 2.1137e+96 | 2.156e+96 | 2.1991e+96 | 2.2431e+96 | 2.2879e+96 | 2.3337e+96 | 2.3804e+96 | 2.428e+96 | 2.4765e+96 | 2.5261e+96 | 2.5766e+96 | 2.6281e+96 | 2.6807e+96 | 2.7343e+96 | 2.789e+96 | 2.8447e+96 | 2.9016e+96 | 2.9597e+96 | 3.0189e+96 | 3.0792e+96 | 3.1408e+96 | 3.2036e+96 | 3.2677e+96 | 3.3331e+96 | 3.3997e+96 | 3.4677e+96 | 3.5371e+96 | 3.6078e+96 | 3.68e+96 | 3.7536e+96 | 3.8287e+96 | 3.9052e+96 | 3.9833e+96 | 4.063e+96 | 4.1443e+96 | 4.2271e+96 | 4.3117e+96 | 4.3979e+96 | 4.4859e+96 | 4.5756e+96 | 4.6671e+96 | 4.7604e+96 | 4.8557e+96 | 4.9528e+96 | 5.0518e+96 | 5.1529e+96 | 5.2559e+96 | 5.361e+96 | 5.4683e+96 | 5.5776e+96 | 5.6892e+96 | 5.803e+96 | 5.919e+96 | 6.0374e+96 | 6.1581e+96 | 6.2813e+96 | 6.4069e+96 | 6.5351e+96 | 6.6658e+96 | 6.7991e+96 | 6.9351e+96 | 7.0738e+96 | 7.2152e+96 | 7.3596e+96 | 7.5067e+96 | 7.6569e+96 | 7.81e+96 | 7.9662e+96 | 8.1255e+96 | 8.2881e+96 | 8.4538e+96 | 8.6229e+96 | 8.7953e+96 | 8.9713e+96 | 9.1507e+96 | 9.3337e+96 | 9.5204e+96 | 9.7108e+96 | 9.905e+96 | 1.0103e+97 | 1.0305e+97 | 1.0511e+97 | 1.0721e+97 | 1.0936e+97 | 1.1155e+97 | 1.1378e+97 | 1.1605e+97 | 1.1837e+97 | 1.2074e+97 | 1.2316e+97 | 1.2562e+97 | 1.2813e+97 | 1.3069e+97 | 1.3331e+97 | 1.3597e+97 | 1.3869e+97 | 1.4147e+97 | 1.443e+97 | 1.4718e+97 | 1.5013e+97 | 1.5313e+97 | 1.5619e+97 | 1.5932e+97 | 1.625e+97 | 1.6575e+97 | 1.6907e+97 | 1.7245e+97 | 1.759e+97 | 1.7942e+97 | 1.83e+97 | 1.8666e+97 | 1.904e+97 | 1.942e+97 | 1.9809e+97 | 2.0205e+97 | 2.0609e+97 | 2.1021e+97 | 2.1442e+97 | 2.1871e+97 | 2.2308e+97 | 2.2754e+97 | 2.3209e+97 | 2.3673e+97 | 2.4147e+97 | 2.463e+97 | 2.5122e+97 | 2.5625e+97 | 2.6137e+97 | 2.666e+97 | 2.7193e+97 | 2.7737e+97 | 2.8292e+97 | 2.8858e+97 | 2.9435e+97 | 3.0024e+97 | 3.0624e+97 | 3.1237e+97 | 3.1861e+97 | 3.2499e+97 | 3.3149e+97 | 3.3812e+97 | 3.4488e+97 | 3.5177e+97 | 3.5881e+97 | 3.6599e+97 | 3.7331e+97 | 3.8077e+97 | 3.8839e+97 | 3.9616e+97 | 4.0408e+97 | 4.1216e+97 | 4.204e+97 | 4.2881e+97 | 4.3739e+97 | 4.4614e+97 | 4.5506e+97 | 4.6416e+97 | 4.7344e+97 | 4.8291e+97 | 4.9257e+97 | 5.0242e+97 | 5.1247e+97 | 5.2272e+97 | 5.3317e+97 | 5.4384e+97 | 5.5471e+97 | 5.6581e+97 | 5.7712e+97 | 5.8867e+97 | 6.0044e+97 | 6.1245e+97 | 6.247e+97 | 6.3719e+97 | 6.4994e+97 | 6.6293e+97 | 6.7619e+97 | 6.8972e+97 | 7.0351e+97 | 7.1758e+97 | 7.3193e+97 | 7.4657e+97 | 7.615e+97 | 7.7673e+97 | 7.9227e+97 | 8.0811e+97 | 8.2428e+97 | 8.4076e+97 | 8.5758e+97 | 8.7473e+97 | 8.9222e+97 | 9.1007e+97 | 9.2827e+97 | 9.4683e+97 | 9.6577e+97 | 9.8509e+97 | 1.0048e+98 | 1.0249e+98 | 1.0454e+98 | 1.0663e+98 | 1.0876e+98 | 1.1094e+98 | 1.1316e+98 | 1.1542e+98 | 1.1773e+98 | 1.2008e+98 | 1.2248e+98 | 1.2493e+98 | 1.2743e+98 | 1.2998e+98 | 1.3258e+98 | 1.3523e+98 | 1.3794e+98 | 1.4069e+98 | 1.4351e+98 | 1.4638e+98 | 1.4931e+98 | 1.5229e+98 | 1.5534e+98 | 1.5844e+98 | 1.6161e+98 | 1.6485e+98 | 1.6814e+98 | 1.7151e+98 | 1.7494e+98 | 1.7843e+98 | 1.82e+98 | 1.8564e+98 | 1.8936e+98 | 1.9314e+98 | 1.9701e+98 | 2.0095e+98 | 2.0497e+98 | 2.0906e+98 | 2.1325e+98 | 2.1751e+98 | 2.2186e+98 | 2.263e+98 | 2.3082e+98 | 2.3544e+98 | 2.4015e+98 | 2.4495e+98 | 2.4985e+98 | 2.5485e+98 | 2.5995e+98 | 2.6514e+98 | 2.7045e+98 | 2.7586e+98 | 2.8137e+98 | 2.87e+98 | 2.9274e+98 | 2.986e+98 | 3.0457e+98 | 3.1066e+98 | 3.1687e+98 | 3.2321e+98 | 3.2967e+98 | 3.3627e+98 | 3.4299e+98 | 3.4985e+98 | 3.5685e+98 | 3.6399e+98 | 3.7127e+98 | 3.7869e+98 | 3.8627e+98 | 3.9399e+98 | 4.0187e+98 | 4.0991e+98 | 4.1811e+98 | 4.2647e+98 | 4.35e+98 | 4.437e+98 | 4.5257e+98 | 4.6162e+98 | 4.7086e+98 | 4.8027e+98 | 4.8988e+98 | 4.9968e+98 | 5.0967e+98 | 5.1986e+98 | 5.3026e+98 | 5.4086e+98 | 5.5168e+98 | 5.6272e+98 | 5.7397e+98 | 5.8545e+98 | 5.9716e+98 | 6.091e+98 | 6.2128e+98 | 6.3371e+98 | 6.4638e+98 | 6.5931e+98 | 6.725e+98 | 6.8595e+98 | 6.9967e+98 | 7.1366e+98 | 7.2793e+98 | 7.4249e+98 | 7.5734e+98 | 7.7249e+98 | 7.8794e+98 | 8.037e+98 | 8.1977e+98 | 8.3617e+98 | 8.5289e+98 | 8.6995e+98 | 8.8735e+98 | 9.0509e+98 | 9.2319e+98 | 9.4166e+98 | 9.6049e+98 | 9.797e+98 | 9.993e+98 | 1.0193e+99 | 1.0397e+99 | 1.0605e+99 | 1.0817e+99 | 1.1033e+99 | 1.1254e+99 | 1.1479e+99 | 1.1708e+99 | 1.1943e+99 | 1.2181e+99 | 1.2425e+99 | 1.2673e+99 | 1.2927e+99 | 1.3185e+99 | 1.3449e+99 | 1.3718e+99 | 1.3993e+99 | 1.4272e+99 | 1.4558e+99 | 1.4849e+99 | 1.5146e+99 | 1.5449e+99 | 1.5758e+99 | 1.6073e+99 | 1.6395e+99 | 1.6722e+99 | 1.7057e+99 | 1.7398e+99 | 1.7746e+99 | 1.8101e+99 | 1.8463e+99 | 1.8832e+99 | 1.9209e+99 | 1.9593e+99 | 1.9985e+99 | 2.0385e+99 | 2.0792e+99 | 2.1208e+99 | 2.1632e+99 | 2.2065e+99 | 2.2506e+99 | 2.2956e+99 | 2.3415e+99 | 2.3884e+99 | 2.4361e+99 | 2.4849e+99 | 2.5346e+99 | 2.5852e+99 | 2.637e+99 | 2.6897e+99 | 2.7435e+99 | 2.7984e+99 | 2.8543e+99 | 2.9114e+99 | 2.9696e+99 | 3.029e+99 | 3.0896e+99 | 3.1514e+99 | 3.2144e+99 | 3.2787e+99 | 3.3443e+99 | 3.4112e+99 | 3.4794e+99 | 3.549e+99 | 3.62e+99 | 3.6924e+99 | 3.7662e+99 | 3.8415e+99 | 3.9184e+99 | 3.9967e+99 | 4.0767e+99 | 4.1582e+99 | 4.2414e+99 | 4.3262e+99 | 4.4127e+99 | 4.501e+99 | 4.591e+99 | 4.6828e+99 | 4.7765e+99 | 4.872e+99 | 4.9694e+99 | 5.0688e+99 | 5.1702e+99 | 5.2736e+99 | 5.3791e+99 | 5.4867e+99 | 5.5964e+99 | 5.7083e+99 | 5.8225e+99 | 5.9389e+99 | 6.0577e+99 | 6.1789e+99 | 6.3025e+99 | 6.4285e+99 | 6.5571e+99 | 6.6882e+99 | 6.822e+99 | 6.9584e+99 | 7.0976e+99 | 7.2395e+99 | 7.3843e+99 | 7.532e+99 | 7.6827e+99 | 7.8363e+99 | 7.993e+99 | 8.1529e+99 | 8.316e+99 | 8.4823e+99 | 8.6519e+99 | 8.825e+99 | 9.0015e+99 | 9.1815e+99 | 9.3651e+99 | 9.5524e+99 | 9.7435e+99 | 9.9383e+99 | 1.0137e+100 | 1.034e+100 | 1.0547e+100 | 1.0758e+100 | 1.0973e+100 | 1.1192e+100 | 1.1416e+100 | 1.1644e+100 | 1.1877e+100 | 1.2115e+100 | 1.2357e+100 | 1.2604e+100 | 1.2856e+100 | 1.3113e+100 | 1.3376e+100 | 1.3643e+100 | 1.3916e+100 | 1.4194e+100 | 1.4478e+100 | 1.4768e+100 | 1.5063e+100 | 1.5364e+100 | 1.5672e+100 | 1.5985e+100 | 1.6305e+100 | 1.6631e+100 | 1.6964e+100 | 1.7303e+100 | 1.7649e+100 | 1.8002e+100 | 1.8362e+100 | 1.8729e+100 | 1.9104e+100 | 1.9486e+100 | 1.9876e+100 | 2.0273e+100 | 2.0679e+100 | 2.1092e+100 | 2.1514e+100 | 2.1944e+100 | 2.2383e+100 | 2.2831e+100 | 2.3287e+100 | 2.3753e+100 | 2.4228e+100 | 2.4713e+100 | 2.5207e+100 | 2.5711e+100 | 2.6225e+100 | 2.675e+100 | 2.7285e+100 | 2.7831e+100 | 2.8387e+100 | 2.8955e+100 | 2.9534e+100 | 3.0125e+100 | 3.0727e+100 | 3.1342e+100 | 3.1969e+100 | 3.2608e+100 | 3.326e+100 | 3.3925e+100 | 3.4604e+100 | 3.5296e+100 | 3.6002e+100 | 3.6722e+100 | 3.7456e+100 | 3.8205e+100 | 3.897e+100 | 3.9749e+100 | 4.0544e+100 | 4.1355e+100 | 4.2182e+100 | 4.3026e+100 | 4.3886e+100 | 4.4764e+100 | 4.5659e+100 | 4.6572e+100 | 4.7504e+100 | 4.8454e+100 | 4.9423e+100 | 5.0411e+100 | 5.142e+100 | 5.2448e+100 | 5.3497e+100 | 5.4567e+100 | 5.5658e+100 | 5.6771e+100 | 5.7907e+100 | 5.9065e+100 | 6.0246e+100 | 6.1451e+100 | 6.268e+100 | 6.3934e+100 | 6.5212e+100 | 6.6517e+100 | 6.7847e+100 | 6.9204e+100 | 7.0588e+100 | 7.2e+100 | 7.344e+100 | 7.4909e+100 | 7.6407e+100 | 7.7935e+100 | 7.9494e+100 | 8.1083e+100 | 8.2705e+100 | 8.4359e+100 | 8.6046e+100 | 8.7767e+100 | 8.9523e+100 | 9.1313e+100 | 9.3139e+100 | 9.5002e+100 | 9.6902e+100 | 9.884e+100 | 1.0082e+101 | 1.0283e+101 | 1.0489e+101 | 1.0699e+101 | 1.0913e+101 | 1.1131e+101 | 1.1354e+101 | 1.1581e+101 | 1.1812e+101 | 1.2049e+101 | 1.229e+101 | 1.2535e+101 | 1.2786e+101 | 1.3042e+101 | 1.3303e+101 | 1.3569e+101 | 1.384e+101 | 1.4117e+101 | 1.4399e+101 | 1.4687e+101 | 1.4981e+101 | 1.528e+101 | 1.5586e+101 | 1.5898e+101 | 1.6216e+101 | 1.654e+101 | 1.6871e+101 | 1.7208e+101 | 1.7552e+101 | 1.7904e+101 | 1.8262e+101 | 1.8627e+101 | 1.8999e+101 | 1.9379e+101 | 1.9767e+101 | 2.0162e+101 | 2.0566e+101 | 2.0977e+101 | 2.1396e+101 | 2.1824e+101 | 2.2261e+101 | 2.2706e+101 | 2.316e+101 | 2.3623e+101 | 2.4096e+101 | 2.4578e+101 | 2.5069e+101 | 2.5571e+101 | 2.6082e+101 | 2.6604e+101 | 2.7136e+101 | 2.7679e+101 | 2.8232e+101 | 2.8797e+101 | 2.9373e+101 | 2.996e+101 | 3.0559e+101 | 3.117e+101 | 3.1794e+101 | 3.243e+101 | 3.3078e+101 | 3.374e+101 | 3.4415e+101 | 3.5103e+101 | 3.5805e+101 | 3.6521e+101 | 3.7252e+101 | 3.7997e+101 | 3.8757e+101 | 3.9532e+101 | 4.0322e+101 | 4.1129e+101 | 4.1951e+101 | 4.279e+101 | 4.3646e+101 | 4.4519e+101 | 4.541e+101 | 4.6318e+101 | 4.7244e+101 | 4.8189e+101 | 4.9153e+101 | 5.0136e+101 | 5.1139e+101 | 5.2161e+101 | 5.3205e+101 | 5.4269e+101 | 5.5354e+101 | 5.6461e+101 | 5.759e+101 | 5.8742e+101 | 5.9917e+101 | 6.1115e+101 | 6.2338e+101 | 6.3584e+101 | 6.4856e+101 | 6.6153e+101 | 6.7476e+101 | 6.8826e+101 | 7.0202e+101 | 7.1606e+101 | 7.3038e+101 | 7.4499e+101 | 7.5989e+101 | 7.7509e+101 | 7.9059e+101 | 8.064e+101 | 8.2253e+101 | 8.3898e+101 | 8.5576e+101 | 8.7288e+101 | 8.9033e+101 | 9.0814e+101 | 9.263e+101 | 9.4483e+101 | 9.6373e+101 | 9.83e+101 | 1.0027e+102 | 1.0227e+102 | 1.0432e+102 | 1.064e+102 | 1.0853e+102 | 1.107e+102 | 1.1292e+102 | 1.1517e+102 | 1.1748e+102 | 1.1983e+102 | 1.2222e+102 | 1.2467e+102 | 1.2716e+102 | 1.297e+102 | 1.323e+102 | 1.3494e+102 | 1.3764e+102 | 1.404e+102 | 1.432e+102 | 1.4607e+102 | 1.4899e+102 | 1.5197e+102 | 1.5501e+102 | 1.5811e+102 | 1.6127e+102 | 1.645e+102 | 1.6779e+102 | 1.7114e+102 | 1.7457e+102 | 1.7806e+102 | 1.8162e+102 | 1.8525e+102 | 1.8896e+102 | 1.9273e+102 | 1.9659e+102 | 2.0052e+102 | 2.0453e+102 | 2.0862e+102 | 2.1279e+102 | 2.1705e+102 | 2.2139e+102 | 2.2582e+102 | 2.3034e+102 | 2.3494e+102 | 2.3964e+102 | 2.4443e+102 | 2.4932e+102 | 2.5431e+102 | 2.594e+102 | 2.6458e+102 | 2.6987e+102 | 2.7527e+102 | 2.8078e+102 | 2.8639e+102 | 2.9212e+102 | 2.9796e+102 | 3.0392e+102 | 3.1e+102 | 3.162e+102 | 3.2253e+102 | 3.2898e+102 | 3.3556e+102 | 3.4227e+102 | 3.4911e+102 | 3.5609e+102 | 3.6322e+102 | 3.7048e+102 | 3.7789e+102 | 3.8545e+102 | 3.9316e+102 | 4.0102e+102 | 4.0904e+102 | 4.1722e+102 | 4.2557e+102 | 4.3408e+102 | 4.4276e+102 | 4.5161e+102 | 4.6065e+102 | 4.6986e+102 | 4.7926e+102 | 4.8884e+102 | 4.9862e+102 | 5.0859e+102 | 5.1876e+102 | 5.2914e+102 | 5.3972e+102 | 5.5051e+102 | 5.6152e+102 | 5.7276e+102 | 5.8421e+102 | 5.9589e+102 | 6.0781e+102 | 6.1997e+102 | 6.3237e+102 | 6.4502e+102 | 6.5792e+102 | 6.7107e+102 | 6.845e+102 | 6.9819e+102 | 7.1215e+102 | 7.2639e+102 | 7.4092e+102 | 7.5574e+102 | 7.7085e+102 | 7.8627e+102 | 8.02e+102 | 8.1804e+102 | 8.344e+102 | 8.5108e+102 | 8.6811e+102 | 8.8547e+102 | 9.0318e+102 | 9.2124e+102 | 9.3967e+102 | 9.5846e+102 | 9.7763e+102 | 9.9718e+102 | 1.0171e+103 | 1.0375e+103 | 1.0582e+103 | 1.0794e+103 | 1.101e+103 | 1.123e+103 | 1.1454e+103 | 1.1684e+103 | 1.1917e+103 | 1.2156e+103 | 1.2399e+103 | 1.2647e+103 | 1.29e+103 | 1.3158e+103 | 1.3421e+103 | 1.3689e+103 | 1.3963e+103 | 1.4242e+103 | 1.4527e+103 | 1.4818e+103 | 1.5114e+103 | 1.5416e+103 | 1.5725e+103 | 1.6039e+103 | 1.636e+103 | 1.6687e+103 | 1.7021e+103 | 1.7361e+103 | 1.7708e+103 | 1.8063e+103 | 1.8424e+103 | 1.8792e+103 | 1.9168e+103 | 1.9551e+103 | 1.9943e+103 | 2.0341e+103 | 2.0748e+103 | 2.1163e+103 | 2.1586e+103 | 2.2018e+103 | 2.2459e+103 | 2.2908e+103 | 2.3366e+103 | 2.3833e+103 | 2.431e+103 | 2.4796e+103 | 2.5292e+103 | 2.5798e+103 | 2.6314e+103 | 2.684e+103 | 2.7377e+103 | 2.7924e+103 | 2.8483e+103 | 2.9052e+103 | 2.9634e+103 | 3.0226e+103 | 3.0831e+103 | 3.1447e+103 | 3.2076e+103 | 3.2718e+103 | 3.3372e+103 | 3.404e+103 | 3.472e+103 | 3.5415e+103 | 3.6123e+103 | 3.6846e+103 | 3.7582e+103 | 3.8334e+103 | 3.9101e+103 | 3.9883e+103 | 4.068e+103 | 4.1494e+103 | 4.2324e+103 | 4.317e+103 | 4.4034e+103 | 4.4915e+103 | 4.5813e+103 | 4.6729e+103 | 4.7664e+103 | 4.8617e+103 | 4.9589e+103 | 5.0581e+103 | 5.1593e+103 | 5.2625e+103 | 5.3677e+103 | 5.4751e+103 | 5.5846e+103 | 5.6962e+103 | 5.8102e+103 | 5.9264e+103 | 6.0449e+103 | 6.1658e+103 | 6.2891e+103 | 6.4149e+103 | 6.5432e+103 | 6.6741e+103 | 6.8075e+103 | 6.9437e+103 | 7.0826e+103 | 7.2242e+103 | 7.3687e+103 | 7.5161e+103 | 7.6664e+103 | 7.8197e+103 | 7.9761e+103 | 8.1356e+103 | 8.2984e+103 | 8.4643e+103 | 8.6336e+103 | 8.8063e+103 | 8.9824e+103 | 9.1621e+103 | 9.3453e+103 | 9.5322e+103 | 9.7228e+103 | 9.9173e+103 | 1.0116e+104 | 1.0318e+104 | 1.0524e+104 | 1.0735e+104 | 1.095e+104 | 1.1168e+104 | 1.1392e+104 | 1.162e+104 | 1.1852e+104 | 1.2089e+104 | 1.2331e+104 | 1.2578e+104 | 1.2829e+104 | 1.3086e+104 | 1.3347e+104 | 1.3614e+104 | 1.3887e+104 | 1.4164e+104 | 1.4448e+104 | 1.4737e+104 | 1.5031e+104 | 1.5332e+104 | 1.5639e+104 | 1.5951e+104 | 1.627e+104 | 1.6596e+104 | 1.6928e+104 | 1.7266e+104 | 1.7612e+104 | 1.7964e+104 | 1.8323e+104 | 1.869e+104 | 1.9063e+104 | 1.9445e+104 | 1.9834e+104 | 2.023e+104 | 2.0635e+104 | 2.1047e+104 | 2.1468e+104 | 2.1898e+104 | 2.2336e+104 | 2.2782e+104 | 2.3238e+104 | 2.3703e+104 | 2.4177e+104 | 2.466e+104 | 2.5154e+104 | 2.5657e+104 | 2.617e+104 | 2.6693e+104 | 2.7227e+104 | 2.7772e+104 | 2.8327e+104 | 2.8894e+104 | 2.9472e+104 | 3.0061e+104 | 3.0662e+104 | 3.1275e+104 | 3.1901e+104 | 3.2539e+104 | 3.319e+104 | 3.3854e+104 | 3.4531e+104 | 3.5221e+104 | 3.5926e+104 | 3.6644e+104 | 3.7377e+104 | 3.8125e+104 | 3.8887e+104 | 3.9665e+104 | 4.0458e+104 | 4.1267e+104 | 4.2093e+104 | 4.2935e+104 | 4.3793e+104 | 4.4669e+104 | 4.5562e+104 | 4.6474e+104 | 4.7403e+104 | 4.8351e+104 | 4.9318e+104 | 5.0305e+104 | 5.1311e+104 | 5.2337e+104 | 5.3384e+104 | 5.4451e+104 | 5.554e+104 | 5.6651e+104 | 5.7784e+104 | 5.894e+104 | 6.0119e+104 | 6.1321e+104 | 6.2547e+104 | 6.3798e+104 | 6.5074e+104 | 6.6376e+104 | 6.7703e+104 | 6.9057e+104 | 7.0439e+104 | 7.1847e+104 | 7.3284e+104 | 7.475e+104 | 7.6245e+104 | 7.777e+104 | 7.9325e+104 | 8.0912e+104 | 8.253e+104 | 8.4181e+104 | 8.5864e+104 | 8.7582e+104 | 8.9333e+104 | 9.112e+104 | 9.2942e+104 | 9.4801e+104 | 9.6697e+104 | 9.8631e+104 | 1.006e+105 | 1.0262e+105 | 1.0467e+105 | 1.0676e+105 | 1.089e+105 | 1.1107e+105 | 1.133e+105 | 1.1556e+105 | 1.1787e+105 | 1.2023e+105 | 1.2264e+105 | 1.2509e+105 | 1.2759e+105 | 1.3014e+105 | 1.3274e+105 | 1.354e+105 | 1.3811e+105 | 1.4087e+105 | 1.4369e+105 | 1.4656e+105 | 1.4949e+105 | 1.5248e+105 | 1.5553e+105 | 1.5864e+105 | 1.6181e+105 | 1.6505e+105 | 1.6835e+105 | 1.7172e+105 | 1.7515e+105 | 1.7866e+105 | 1.8223e+105 | 1.8587e+105 | 1.8959e+105 | 1.9338e+105 | 1.9725e+105 | 2.012e+105 | 2.0522e+105 | 2.0932e+105 | 2.1351e+105 | 2.1778e+105 | 2.2214e+105 | 2.2658e+105 | 2.3111e+105 | 2.3573e+105 | 2.4045e+105 | 2.4526e+105 | 2.5016e+105 | 2.5517e+105 | 2.6027e+105 | 2.6547e+105 | 2.7078e+105 | 2.762e+105 | 2.8172e+105 | 2.8736e+105 | 2.931e+105 | 2.9897e+105 | 3.0495e+105 | 3.1105e+105 | 3.1727e+105 | 3.2361e+105 | 3.3008e+105 | 3.3669e+105 | 3.4342e+105 | 3.5029e+105 | 3.5729e+105 | 3.6444e+105 | 3.7173e+105 | 3.7916e+105 | 3.8675e+105 | 3.9448e+105 | 4.0237e+105 | 4.1042e+105 | 4.1863e+105 | 4.27e+105 | 4.3554e+105 | 4.4425e+105 | 4.5313e+105 | 4.622e+105 | 4.7144e+105 | 4.8087e+105 | 4.9049e+105 | 5.003e+105 | 5.103e+105 | 5.2051e+105 | 5.3092e+105 | 5.4154e+105 | 5.5237e+105 | 5.6342e+105 | 5.7468e+105 | 5.8618e+105 | 5.979e+105 | 6.0986e+105 | 6.2206e+105 | 6.345e+105 | 6.4719e+105 | 6.6013e+105 | 6.7333e+105 | 6.868e+105 | 7.0054e+105 | 7.1455e+105 | 7.2884e+105 | 7.4341e+105 | 7.5828e+105 | 7.7345e+105 | 7.8892e+105 | 8.047e+105 | 8.2079e+105 | 8.3721e+105 | 8.5395e+105 | 8.7103e+105 | 8.8845e+105 | 9.0622e+105 | 9.2434e+105 | 9.4283e+105 | 9.6169e+105 | 9.8092e+105 | 1.0005e+106 | 1.0205e+106 | 1.041e+106 | 1.0618e+106 | 1.083e+106 | 1.1047e+106 | 1.1268e+106 | 1.1493e+106 | 1.1723e+106 | 1.1957e+106 | 1.2197e+106 | 1.244e+106 | 1.2689e+106 | 1.2943e+106 | 1.3202e+106 | 1.3466e+106 | 1.3735e+106 | 1.401e+106 | 1.429e+106 | 1.4576e+106 | 1.4867e+106 | 1.5165e+106 | 1.5468e+106 | 1.5777e+106 | 1.6093e+106 | 1.6415e+106 | 1.6743e+106 | 1.7078e+106 | 1.742e+106 | 1.7768e+106 | 1.8123e+106 | 1.8486e+106 | 1.8856e+106 | 1.9233e+106 | 1.9617e+106 | 2.001e+106 | 2.041e+106 | 2.0818e+106 | 2.1234e+106 | 2.1659e+106 | 2.2092e+106 | 2.2534e+106 | 2.2985e+106 | 2.3445e+106 | 2.3913e+106 | 2.4392e+106 | 2.488e+106 | 2.5377e+106 | 2.5885e+106 | 2.6402e+106 | 2.693e+106 | 2.7469e+106 | 2.8018e+106 | 2.8579e+106 | 2.915e+106 | 2.9733e+106 | 3.0328e+106 | 3.0935e+106 | 3.1553e+106 | 3.2184e+106 | 3.2828e+106 | 3.3485e+106 | 3.4154e+106 | 3.4837e+106 | 3.5534e+106 | 3.6245e+106 | 3.697e+106 | 3.7709e+106 | 3.8463e+106 | 3.9232e+106 | 4.0017e+106 | 4.0817e+106 | 4.1634e+106 | 4.2466e+106 | 4.3316e+106 | 4.4182e+106 | 4.5066e+106 | 4.5967e+106 | 4.6886e+106 | 4.7824e+106 | 4.8781e+106 | 4.9756e+106 | 5.0751e+106 | 5.1766e+106 | 5.2802e+106 | 5.3858e+106 | 5.4935e+106 | 5.6034e+106 | 5.7154e+106 | 5.8297e+106 | 5.9463e+106 | 6.0653e+106 | 6.1866e+106 | 6.3103e+106 | 6.4365e+106 | 6.5652e+106 | 6.6965e+106 | 6.8305e+106 | 6.9671e+106 | 7.1064e+106 | 7.2485e+106 | 7.3935e+106 | 7.5414e+106 | 7.6922e+106 | 7.8461e+106 | 8.003e+106 | 8.163e+106 | 8.3263e+106 | 8.4928e+106 | 8.6627e+106 | 8.8359e+106 | 9.0127e+106 | 9.1929e+106 | 9.3768e+106 | 9.5643e+106 | 9.7556e+106 | 9.9507e+106 | 1.015e+107 | 1.0353e+107 | 1.056e+107 | 1.0771e+107 | 1.0986e+107 | 1.1206e+107 | 1.143e+107 | 1.1659e+107 | 1.1892e+107 | 1.213e+107 | 1.2372e+107 | 1.262e+107 | 1.2872e+107 | 1.313e+107 | 1.3392e+107 | 1.366e+107 | 1.3933e+107 | 1.4212e+107 | 1.4496e+107 | 1.4786e+107 | 1.5082e+107 | 1.5384e+107 | 1.5691e+107 | 1.6005e+107 | 1.6325e+107 | 1.6652e+107 | 1.6985e+107 | 1.7324e+107 | 1.7671e+107 | 1.8024e+107 | 1.8385e+107 | 1.8752e+107 | 1.9128e+107 | 1.951e+107 | 1.99e+107 | 2.0298e+107 | 2.0704e+107 | 2.1118e+107 | 2.1541e+107 | 2.1972e+107 | 2.2411e+107 | 2.2859e+107 | 2.3316e+107 | 2.3783e+107 | 2.4258e+107 | 2.4744e+107 | 2.5238e+107 | 2.5743e+107 | 2.6258e+107 | 2.6783e+107 | 2.7319e+107 | 2.7865e+107 | 2.8423e+107 | 2.8991e+107 | 2.9571e+107 | 3.0162e+107 | 3.0765e+107 | 3.1381e+107 | 3.2008e+107 | 3.2649e+107 | 3.3302e+107 | 3.3968e+107 | 3.4647e+107 | 3.534e+107 | 3.6047e+107 | 3.6768e+107 | 3.7503e+107 | 3.8253e+107 | 3.9018e+107 | 3.9798e+107 | 4.0594e+107 | 4.1406e+107 | 4.2234e+107 | 4.3079e+107 | 4.3941e+107 | 4.4819e+107 | 4.5716e+107 | 4.663e+107 | 4.7563e+107 | 4.8514e+107 | 4.9484e+107 | 5.0474e+107 | 5.1483e+107 | 5.2513e+107 | 5.3563e+107 | 5.4635e+107 | 5.5727e+107 | 5.6842e+107 | 5.7979e+107 | 5.9138e+107 | 6.0321e+107 | 6.1528e+107 | 6.2758e+107 | 6.4013e+107 | 6.5294e+107 | 6.6599e+107 | 6.7931e+107 | 6.929e+107 | 7.0676e+107 | 7.2089e+107 | 7.3531e+107 | 7.5002e+107 | 7.6502e+107 | 7.8032e+107 | 7.9592e+107 | 8.1184e+107 | 8.2808e+107 | 8.4464e+107 | 8.6153e+107 | 8.7876e+107 | 8.9634e+107 | 9.1427e+107 | 9.3255e+107 | 9.512e+107 | 9.7023e+107 | 9.8963e+107 | 1.0094e+108 | 1.0296e+108 | 1.0502e+108 | 1.0712e+108 | 1.0926e+108 | 1.1145e+108 | 1.1368e+108 | 1.1595e+108 | 1.1827e+108 | 1.2064e+108 | 1.2305e+108 | 1.2551e+108 | 1.2802e+108 | 1.3058e+108 | 1.3319e+108 | 1.3586e+108 | 1.3857e+108 | 1.4134e+108 | 1.4417e+108 | 1.4705e+108 | 1.5e+108 | 1.53e+108 | 1.5605e+108 | 1.5918e+108 | 1.6236e+108 | 1.6561e+108 | 1.6892e+108 | 1.723e+108 | 1.7574e+108 | 1.7926e+108 | 1.8284e+108 | 1.865e+108 | 1.9023e+108 | 1.9403e+108 | 1.9792e+108 | 2.0187e+108 | 2.0591e+108 | 2.1003e+108 | 2.1423e+108 | 2.1851e+108 | 2.2288e+108 | 2.2734e+108 | 2.3189e+108 | 2.3653e+108 | 2.4126e+108 | 2.4608e+108 | 2.51e+108 | 2.5602e+108 | 2.6115e+108 | 2.6637e+108 | 2.717e+108 | 2.7713e+108 | 2.8267e+108 | 2.8833e+108 | 2.9409e+108 | 2.9997e+108 | 3.0597e+108 | 3.1209e+108 | 3.1833e+108 | 3.247e+108 | 3.312e+108 | 3.3782e+108 | 3.4458e+108 | 3.5147e+108 | 3.585e+108 | 3.6567e+108 | 3.7298e+108 | 3.8044e+108 | 3.8805e+108 | 3.9581e+108 | 4.0373e+108 | 4.118e+108 | 4.2004e+108 | 4.2844e+108 | 4.3701e+108 | 4.4575e+108 | 4.5466e+108 | 4.6375e+108 | 4.7303e+108 | 4.8249e+108 | 4.9214e+108 | 5.0198e+108 | 5.1202e+108 | 5.2226e+108 | 5.3271e+108 | 5.4336e+108 | 5.5423e+108 | 5.6531e+108 | 5.7662e+108 | 5.8815e+108 | 5.9991e+108 | 6.1191e+108 | 6.2415e+108 | 6.3663e+108 | 6.4937e+108 | 6.6235e+108 | 6.756e+108 | 6.8911e+108 | 7.029e+108 | 7.1695e+108 | 7.3129e+108 | 7.4592e+108 | 7.6084e+108 | 7.7605e+108 | 7.9157e+108 | 8.0741e+108 | 8.2355e+108 | 8.4002e+108 | 8.5683e+108 | 8.7396e+108 | 8.9144e+108 | 9.0927e+108 | 9.2746e+108 | 9.46e+108 | 9.6492e+108 | 9.8422e+108 | 1.0039e+109 | 1.024e+109 | 1.0445e+109 | 1.0654e+109 | 1.0867e+109 | 1.1084e+109 | 1.1306e+109 | 1.1532e+109 | 1.1762e+109 | 1.1998e+109 | 1.2238e+109 | 1.2482e+109 | 1.2732e+109 | 1.2987e+109 | 1.3246e+109 | 1.3511e+109 | 1.3781e+109 | 1.4057e+109 | 1.4338e+109 | 1.4625e+109 | 1.4918e+109 | 1.5216e+109 | 1.552e+109 | 1.5831e+109 | 1.6147e+109 | 1.647e+109 | 1.68e+109 | 1.7136e+109 | 1.7478e+109 | 1.7828e+109 | 1.8184e+109 | 1.8548e+109 | 1.8919e+109 | 1.9297e+109 | 1.9683e+109 | 2.0077e+109 | 2.0479e+109 | 2.0888e+109 | 2.1306e+109 | 2.1732e+109 | 2.2167e+109 | 2.261e+109 | 2.3062e+109 | 2.3523e+109 | 2.3994e+109 | 2.4474e+109 | 2.4963e+109 | 2.5463e+109 | 2.5972e+109 | 2.6491e+109 | 2.7021e+109 | 2.7561e+109 | 2.8113e+109 | 2.8675e+109 | 2.9248e+109 | 2.9833e+109 | 3.043e+109 | 3.1039e+109 | 3.1659e+109 | 3.2293e+109 | 3.2939e+109 | 3.3597e+109 | 3.4269e+109 | 3.4955e+109 | 3.5654e+109 | 3.6367e+109 | 3.7094e+109 | 3.7836e+109 | 3.8593e+109 | 3.9365e+109 | 4.0152e+109 | 4.0955e+109 | 4.1774e+109 | 4.2609e+109 | 4.3462e+109 | 4.4331e+109 | 4.5218e+109 | 4.6122e+109 | 4.7044e+109 | 4.7985e+109 | 4.8945e+109 | 4.9924e+109 | 5.0922e+109 | 5.1941e+109 | 5.298e+109 | 5.4039e+109 | 5.512e+109 | 5.6222e+109 | 5.7347e+109 | 5.8494e+109 | 5.9664e+109 | 6.0857e+109 | 6.2074e+109 | 6.3315e+109 | 6.4582e+109 | 6.5873e+109 | 6.7191e+109 | 6.8535e+109 | 6.9905e+109 | 7.1303e+109 | 7.273e+109 | 7.4184e+109 | 7.5668e+109 | 7.7181e+109 | 7.8725e+109 | 8.0299e+109 | 8.1905e+109 | 8.3543e+109 | 8.5214e+109 | 8.6919e+109 | 8.8657e+109 | 9.043e+109 | 9.2239e+109 | 9.4083e+109 | 9.5965e+109 | 9.7884e+109 | 9.9842e+109 | 1.0184e+110 | 1.0388e+110 | 1.0595e+110 | 1.0807e+110 | 1.1023e+110 | 1.1244e+110 | 1.1469e+110 | 1.1698e+110 | 1.1932e+110 | 1.2171e+110 | 1.2414e+110 | 1.2662e+110 | 1.2916e+110 | 1.3174e+110 | 1.3437e+110 | 1.3706e+110 | 1.398e+110 | 1.426e+110 | 1.4545e+110 | 1.4836e+110 | 1.5133e+110 | 1.5435e+110 | 1.5744e+110 | 1.6059e+110 | 1.638e+110 | 1.6708e+110 | 1.7042e+110 | 1.7383e+110 | 1.773e+110 | 1.8085e+110 | 1.8447e+110 | 1.8816e+110 | 1.9192e+110 | 1.9576e+110 | 1.9967e+110 | 2.0367e+110 | 2.0774e+110 | 2.1189e+110 | 2.1613e+110 | 2.2046e+110 | 2.2486e+110 | 2.2936e+110 | 2.3395e+110 | 2.3863e+110 | 2.434e+110 | 2.4827e+110 | 2.5323e+110 | 2.583e+110 | 2.6346e+110 | 2.6873e+110 | 2.7411e+110 | 2.7959e+110 | 2.8518e+110 | 2.9089e+110 | 2.967e+110 | 3.0264e+110 | 3.0869e+110 | 3.1486e+110 | 3.2116e+110 | 3.2758e+110 | 3.3414e+110 | 3.4082e+110 | 3.4764e+110 | 3.5459e+110 | 3.6168e+110 | 3.6891e+110 | 3.7629e+110 | 3.8382e+110 | 3.9149e+110 | 3.9932e+110 | 4.0731e+110 | 4.1546e+110 | 4.2377e+110 | 4.3224e+110 | 4.4089e+110 | 4.497e+110 | 4.587e+110 | 4.6787e+110 | 4.7723e+110 | 4.8677e+110 | 4.9651e+110 | 5.0644e+110 | 5.1657e+110 | 5.269e+110 | 5.3744e+110 | 5.4819e+110 | 5.5915e+110 | 5.7033e+110 | 5.8174e+110 | 5.9337e+110 | 6.0524e+110 | 6.1735e+110 | 6.2969e+110 | 6.4229e+110 | 6.5513e+110 | 6.6824e+110 | 6.816e+110 | 6.9523e+110 | 7.0914e+110 | 7.2332e+110 | 7.3779e+110 | 7.5254e+110 | 7.6759e+110 | 7.8295e+110 | 7.986e+110 | 8.1458e+110 | 8.3087e+110 | 8.4749e+110 | 8.6443e+110 | 8.8172e+110 | 8.9936e+110 | 9.1735e+110 | 9.3569e+110 | 9.5441e+110 | 9.7349e+110 | 9.9296e+110 | 1.0128e+111 | 1.0331e+111 | 1.0537e+111 | 1.0748e+111 | 1.0963e+111 | 1.1182e+111 | 1.1406e+111 | 1.1634e+111 | 1.1867e+111 | 1.2104e+111 | 1.2346e+111 | 1.2593e+111 | 1.2845e+111 | 1.3102e+111 | 1.3364e+111 | 1.3631e+111 | 1.3904e+111 | 1.4182e+111 | 1.4466e+111 | 1.4755e+111 | 1.505e+111 | 1.5351e+111 | 1.5658e+111 | 1.5971e+111 | 1.6291e+111 | 1.6616e+111 | 1.6949e+111 | 1.7288e+111 | 1.7634e+111 | 1.7986e+111 | 1.8346e+111 | 1.8713e+111 | 1.9087e+111 | 1.9469e+111 | 1.9858e+111 | 2.0255e+111 | 2.066e+111 | 2.1074e+111 | 2.1495e+111 | 2.1925e+111 | 2.2364e+111 | 2.2811e+111 | 2.3267e+111 | 2.3732e+111 | 2.4207e+111 | 2.4691e+111 | 2.5185e+111 | 2.5689e+111 | 2.6202e+111 | 2.6727e+111 | 2.7261e+111 | 2.7806e+111 | 2.8362e+111 | 2.893e+111 | 2.9508e+111 | 3.0098e+111 | 3.07e+111 | 3.1314e+111 | 3.1941e+111 | 3.2579e+111 | 3.3231e+111 | 3.3896e+111 | 3.4574e+111 | 3.5265e+111 | 3.597e+111 | 3.669e+111 | 3.7424e+111 | 3.8172e+111 | 3.8935e+111 | 3.9714e+111 | 4.0508e+111 | 4.1319e+111 | 4.2145e+111 | 4.2988e+111 | 4.3848e+111 | 4.4725e+111 | 4.5619e+111 | 4.6531e+111 | 4.7462e+111 | 4.8411e+111 | 4.938e+111 | 5.0367e+111 | 5.1375e+111 | 5.2402e+111 | 5.345e+111 | 5.4519e+111 | 5.5609e+111 | 5.6722e+111 | 5.7856e+111 | 5.9013e+111 | 6.0193e+111 | 6.1397e+111 | 6.2625e+111 | 6.3878e+111 | 6.5155e+111 | 6.6458e+111 | 6.7788e+111 | 6.9143e+111 | 7.0526e+111 | 7.1937e+111 | 7.3375e+111 | 7.4843e+111 | 7.634e+111 | 7.7867e+111 | 7.9424e+111 | 8.1012e+111 | 8.2633e+111 | 8.4285e+111 | 8.5971e+111 | 8.769e+111 | 8.9444e+111 | 9.1233e+111 | 9.3058e+111 | 9.4919e+111 | 9.6817e+111 | 9.8754e+111 | 1.0073e+112 | 1.0274e+112 | 1.048e+112 | 1.0689e+112 | 1.0903e+112 | 1.1121e+112 | 1.1344e+112 | 1.1571e+112 | 1.1802e+112 | 1.2038e+112 | 1.2279e+112 | 1.2524e+112 | 1.2775e+112 | 1.303e+112 | 1.3291e+112 | 1.3557e+112 | 1.3828e+112 | 1.4104e+112 | 1.4387e+112 | 1.4674e+112 | 1.4968e+112 | 1.5267e+112 | 1.5572e+112 | 1.5884e+112 | 1.6202e+112 | 1.6526e+112 | 1.6856e+112 | 1.7193e+112 | 1.7537e+112 | 1.7888e+112 | 1.8246e+112 | 1.8611e+112 | 1.8983e+112 | 1.9362e+112 | 1.975e+112 | 2.0145e+112 | 2.0548e+112 | 2.0958e+112 | 2.1378e+112 | 2.1805e+112 | 2.2241e+112 | 2.2686e+112 | 2.314e+112 | 2.3603e+112 | 2.4075e+112 | 2.4556e+112 | 2.5047e+112 | 2.5548e+112 | 2.6059e+112 | 2.658e+112 | 2.7112e+112 | 2.7654e+112 | 2.8207e+112 | 2.8772e+112 | 2.9347e+112 | 2.9934e+112 | 3.0533e+112 | 3.1143e+112 | 3.1766e+112 | 3.2401e+112 | 3.3049e+112 | 3.371e+112 | 3.4385e+112 | 3.5072e+112 | 3.5774e+112 | 3.6489e+112 | 3.7219e+112 | 3.7963e+112 | 3.8723e+112 | 3.9497e+112 | 4.0287e+112 | 4.1093e+112 | 4.1915e+112 | 4.2753e+112 | 4.3608e+112 | 4.448e+112 | 4.537e+112 | 4.6277e+112 | 4.7203e+112 | 4.8147e+112 | 4.911e+112 | 5.0092e+112 | 5.1094e+112 | 5.2116e+112 | 5.3158e+112 | 5.4221e+112 | 5.5306e+112 | 5.6412e+112 | 5.754e+112 | 5.8691e+112 | 5.9864e+112 | 6.1062e+112 | 6.2283e+112 | 6.3529e+112 | 6.4799e+112 | 6.6095e+112 | 6.7417e+112 | 6.8765e+112 | 7.0141e+112 | 7.1544e+112 | 7.2974e+112 | 7.4434e+112 | 7.5923e+112 | 7.7441e+112 | 7.899e+112 | 8.057e+112 | 8.2181e+112 | 8.3825e+112 | 8.5501e+112 | 8.7211e+112 | 8.8955e+112 | 9.0735e+112 | 9.2549e+112 | 9.44e+112 | 9.6288e+112 | 9.8214e+112 | 1.0018e+113 | 1.0218e+113 | 1.0423e+113 | 1.0631e+113 | 1.0844e+113 | 1.106e+113 | 1.1282e+113 | 1.1507e+113 | 1.1737e+113 | 1.1972e+113 | 1.2212e+113 | 1.2456e+113 | 1.2705e+113 | 1.2959e+113 | 1.3218e+113 | 1.3483e+113 | 1.3752e+113 | 1.4027e+113 | 1.4308e+113 | 1.4594e+113 | 1.4886e+113 | 1.5184e+113 | 1.5487e+113 | 1.5797e+113 | 1.6113e+113 | 1.6435e+113 | 1.6764e+113 | 1.7099e+113 | 1.7441e+113 | 1.779e+113 | 1.8146e+113 | 1.8509e+113 | 1.8879e+113 | 1.9257e+113 | 1.9642e+113 | 2.0035e+113 | 2.0435e+113 | 2.0844e+113 | 2.1261e+113 | 2.1686e+113 | 2.212e+113 | 2.2562e+113 | 2.3013e+113 | 2.3474e+113 | 2.3943e+113 | 2.4422e+113 | 2.491e+113 | 2.5409e+113 | 2.5917e+113 | 2.6435e+113 | 2.6964e+113 | 2.7503e+113 | 2.8053e+113 | 2.8614e+113 | 2.9187e+113 | 2.977e+113 | 3.0366e+113 | 3.0973e+113 | 3.1592e+113 | 3.2224e+113 | 3.2869e+113 | 3.3526e+113 | 3.4197e+113 | 3.4881e+113 | 3.5578e+113 | 3.629e+113 | 3.7016e+113 | 3.7756e+113 | 3.8511e+113 | 3.9281e+113 | 4.0067e+113 | 4.0868e+113 | 4.1686e+113 | 4.2519e+113 | 4.337e+113 | 4.4237e+113 | 4.5122e+113 | 4.6024e+113 | 4.6945e+113 | 4.7884e+113 | 4.8841e+113 | 4.9818e+113 | 5.0814e+113 | 5.1831e+113 | 5.2867e+113 | 5.3925e+113 | 5.5003e+113 | 5.6103e+113 | 5.7225e+113 | 5.837e+113 | 5.9537e+113 | 6.0728e+113 | 6.1943e+113 | 6.3181e+113 | 6.4445e+113 | 6.5734e+113 | 6.7049e+113 | 6.839e+113 | 6.9757e+113 | 7.1153e+113 | 7.2576e+113 | 7.4027e+113 | 7.5508e+113 | 7.7018e+113 | 7.8558e+113 | 8.0129e+113 | 8.1732e+113 | 8.3367e+113 | 8.5034e+113 | 8.6735e+113 | 8.8469e+113 | 9.0239e+113 | 9.2043e+113 | 9.3884e+113 | 9.5762e+113 | 9.7677e+113 | 9.9631e+113 | 1.0162e+114 | 1.0366e+114 | 1.0573e+114 | 1.0784e+114 | 1.1e+114 | 1.122e+114 | 1.1444e+114 | 1.1673e+114 | 1.1907e+114 | 1.2145e+114 | 1.2388e+114 | 1.2636e+114 | 1.2888e+114 | 1.3146e+114 | 1.3409e+114 | 1.3677e+114 | 1.3951e+114 | 1.423e+114 | 1.4514e+114 | 1.4805e+114 | 1.5101e+114 | 1.5403e+114 | 1.5711e+114 | 1.6025e+114 | 1.6345e+114 | 1.6672e+114 | 1.7006e+114 | 1.7346e+114 | 1.7693e+114 | 1.8047e+114 | 1.8408e+114 | 1.8776e+114 | 1.9151e+114 | 1.9534e+114 | 1.9925e+114 | 2.0324e+114 | 2.073e+114 | 2.1145e+114 | 2.1568e+114 | 2.1999e+114 | 2.2439e+114 | 2.2888e+114 | 2.3345e+114 | 2.3812e+114 | 2.4289e+114 | 2.4774e+114 | 2.527e+114 | 2.5775e+114 | 2.6291e+114 | 2.6816e+114 | 2.7353e+114 | 2.79e+114 | 2.8458e+114 | 2.9027e+114 | 2.9608e+114 | 3.02e+114 | 3.0804e+114 | 3.142e+114 | 3.2048e+114 | 3.2689e+114 | 3.3343e+114 | 3.401e+114 | 3.469e+114 | 3.5384e+114 | 3.6091e+114 | 3.6813e+114 | 3.755e+114 | 3.8301e+114 | 3.9067e+114 | 3.9848e+114 | 4.0645e+114 | 4.1458e+114 | 4.2287e+114 | 4.3133e+114 | 4.3995e+114 | 4.4875e+114 | 4.5773e+114 | 4.6688e+114 | 4.7622e+114 | 4.8574e+114 | 4.9546e+114 | 5.0537e+114 | 5.1548e+114 | 5.2578e+114 | 5.363e+114 | 5.4703e+114 | 5.5797e+114 | 5.6913e+114 | 5.8051e+114 | 5.9212e+114 | 6.0396e+114 | 6.1604e+114 | 6.2836e+114 | 6.4093e+114 | 6.5375e+114 | 6.6682e+114 | 6.8016e+114 | 6.9376e+114 | 7.0764e+114 | 7.2179e+114 | 7.3623e+114 | 7.5095e+114 | 7.6597e+114 | 7.8129e+114 | 7.9691e+114 | 8.1285e+114 | 8.2911e+114 | 8.4569e+114 | 8.6261e+114 | 8.7986e+114 | 8.9745e+114 | 9.154e+114 | 9.3371e+114 | 9.5239e+114 | 9.7143e+114 | 9.9086e+114 | 1.0107e+115 | 1.0309e+115 | 1.0515e+115 | 1.0725e+115 | 1.094e+115 | 1.1159e+115 | 1.1382e+115 | 1.161e+115 | 1.1842e+115 | 1.2079e+115 | 1.232e+115 | 1.2567e+115 | 1.2818e+115 | 1.3074e+115 | 1.3336e+115 | 1.3602e+115 | 1.3874e+115 | 1.4152e+115 | 1.4435e+115 | 1.4724e+115 | 1.5018e+115 | 1.5319e+115 | 1.5625e+115 | 1.5937e+115 | 1.6256e+115 | 1.6581e+115 | 1.6913e+115 | 1.7251e+115 | 1.7596e+115 | 1.7948e+115 | 1.8307e+115 | 1.8673e+115 | 1.9047e+115 | 1.9428e+115 | 1.9816e+115 | 2.0212e+115 | 2.0617e+115 | 2.1029e+115 | 2.145e+115 | 2.1879e+115 | 2.2316e+115 | 2.2763e+115 | 2.3218e+115 | 2.3682e+115 | 2.4156e+115 | 2.4639e+115 | 2.5132e+115 | 2.5634e+115 | 2.6147e+115 | 2.667e+115 | 2.7203e+115 | 2.7747e+115 | 2.8302e+115 | 2.8868e+115 | 2.9446e+115 | 3.0035e+115 | 3.0635e+115 | 3.1248e+115 | 3.1873e+115 | 3.2511e+115 | 3.3161e+115 | 3.3824e+115 | 3.45e+115 | 3.519e+115 | 3.5894e+115 | 3.6612e+115 | 3.7344e+115 | 3.8091e+115 | 3.8853e+115 | 3.963e+115 | 4.0423e+115 | 4.1231e+115 | 4.2056e+115 | 4.2897e+115 | 4.3755e+115 | 4.463e+115 | 4.5523e+115 | 4.6433e+115 | 4.7362e+115 | 4.8309e+115 | 4.9275e+115 | 5.0261e+115 | 5.1266e+115 | 5.2291e+115 | 5.3337e+115 | 5.4404e+115 | 5.5492e+115 | 5.6602e+115 | 5.7734e+115 | 5.8888e+115 | 6.0066e+115 | 6.1267e+115 | 6.2493e+115 | 6.3743e+115 | 6.5017e+115 | 6.6318e+115 | 6.7644e+115 | 6.8997e+115 | 7.0377e+115 | 7.1784e+115 | 7.322e+115 | 7.4685e+115 | 7.6178e+115 | 7.7702e+115 | 7.9256e+115 | 8.0841e+115 | 8.2458e+115 | 8.4107e+115 | 8.5789e+115 | 8.7505e+115 | 8.9255e+115 | 9.104e+115 | 9.2861e+115 | 9.4718e+115 | 9.6612e+115 | 9.8545e+115 | 1.0052e+116 | 1.0253e+116 | 1.0458e+116 | 1.0667e+116 | 1.088e+116 | 1.1098e+116 | 1.132e+116 | 1.1546e+116 | 1.1777e+116 | 1.2013e+116 | 1.2253e+116 | 1.2498e+116 | 1.2748e+116 | 1.3003e+116 | 1.3263e+116 | 1.3528e+116 | 1.3799e+116 | 1.4075e+116 | 1.4356e+116 | 1.4643e+116 | 1.4936e+116 | 1.5235e+116 | 1.554e+116 | 1.585e+116 | 1.6167e+116 | 1.6491e+116 | 1.682e+116 | 1.7157e+116 | 1.75e+116 | 1.785e+116 | 1.8207e+116 | 1.8571e+116 | 1.8943e+116 | 1.9321e+116 | 1.9708e+116 | 2.0102e+116 | 2.0504e+116 | 2.0914e+116 | 2.1332e+116 | 2.1759e+116 | 2.2194e+116 | 2.2638e+116 | 2.3091e+116 | 2.3553e+116 | 2.4024e+116 | 2.4504e+116 | 2.4994e+116 | 2.5494e+116 | 2.6004e+116 | 2.6524e+116 | 2.7055e+116 | 2.7596e+116 | 2.8148e+116 | 2.8711e+116 | 2.9285e+116 | 2.9871e+116 | 3.0468e+116 | 3.1077e+116 | 3.1699e+116 | 3.2333e+116 | 3.2979e+116 | 3.3639e+116 | 3.4312e+116 | 3.4998e+116 | 3.5698e+116 | 3.6412e+116 | 3.714e+116 | 3.7883e+116 | 3.8641e+116 | 3.9414e+116 | 4.0202e+116 | 4.1006e+116 | 4.1826e+116 | 4.2662e+116 | 4.3516e+116 | 4.4386e+116 | 4.5274e+116 | 4.6179e+116 | 4.7103e+116 | 4.8045e+116 | 4.9006e+116 | 4.9986e+116 | 5.0986e+116 | 5.2005e+116 | 5.3045e+116 | 5.4106e+116 | 5.5188e+116 | 5.6292e+116 | 5.7418e+116 | 5.8566e+116 | 5.9738e+116 | 6.0933e+116 | 6.2151e+116 | 6.3394e+116 | 6.4662e+116 | 6.5955e+116 | 6.7274e+116 | 6.862e+116 | 6.9992e+116 | 7.1392e+116 | 7.282e+116 | 7.4276e+116 | 7.5762e+116 | 7.7277e+116 | 7.8823e+116 | 8.0399e+116 | 8.2007e+116 | 8.3647e+116 | 8.532e+116 | 8.7027e+116 | 8.8767e+116 | 9.0543e+116 | 9.2353e+116 | 9.42e+116 | 9.6084e+116 | 9.8006e+116 | 9.9966e+116 | 1.0197e+117 | 1.04e+117 | 1.0608e+117 | 1.0821e+117 | 1.1037e+117 | 1.1258e+117 | 1.1483e+117 | 1.1713e+117 | 1.1947e+117 | 1.2186e+117 | 1.243e+117 | 1.2678e+117 | 1.2932e+117 | 1.319e+117 | 1.3454e+117 | 1.3723e+117 | 1.3998e+117 | 1.4278e+117 | 1.4563e+117 | 1.4854e+117 | 1.5152e+117 | 1.5455e+117 | 1.5764e+117 | 1.6079e+117 | 1.6401e+117 | 1.6729e+117 | 1.7063e+117 | 1.7404e+117 | 1.7752e+117 | 1.8108e+117 | 1.847e+117 | 1.8839e+117 | 1.9216e+117 | 1.96e+117 | 1.9992e+117 | 2.0392e+117 | 2.08e+117 | 2.1216e+117 | 2.164e+117 | 2.2073e+117 | 2.2514e+117 | 2.2965e+117 | 2.3424e+117 | 2.3892e+117 | 2.437e+117 | 2.4858e+117 | 2.5355e+117 | 2.5862e+117 | 2.6379e+117 | 2.6907e+117 | 2.7445e+117 | 2.7994e+117 | 2.8554e+117 | 2.9125e+117 | 2.9707e+117 | 3.0301e+117 | 3.0907e+117 | 3.1526e+117 | 3.2156e+117 | 3.2799e+117 | 3.3455e+117 | 3.4124e+117 | 3.4807e+117 | 3.5503e+117 | 3.6213e+117 | 3.6937e+117 | 3.7676e+117 | 3.843e+117 | 3.9198e+117 | 3.9982e+117 | 4.0782e+117 | 4.1597e+117 | 4.2429e+117 | 4.3278e+117 | 4.4143e+117 | 4.5026e+117 | 4.5927e+117 | 4.6845e+117 | 4.7782e+117 | 4.8738e+117 | 4.9713e+117 | 5.0707e+117 | 5.1721e+117 | 5.2756e+117 | 5.3811e+117 | 5.4887e+117 | 5.5985e+117 | 5.7104e+117 | 5.8246e+117 | 5.9411e+117 | 6.06e+117 | 6.1811e+117 | 6.3048e+117 | 6.4309e+117 | 6.5595e+117 | 6.6907e+117 | 6.8245e+117 | 6.961e+117 | 7.1002e+117 | 7.2422e+117 | 7.387e+117 | 7.5348e+117 | 7.6855e+117 | 7.8392e+117 | 7.996e+117 | 8.1559e+117 | 8.319e+117 | 8.4854e+117 | 8.6551e+117 | 8.8282e+117 | 9.0048e+117 | 9.1849e+117 | 9.3686e+117 | 9.5559e+117 | 9.747e+117 | 9.942e+117 | 1.0141e+118 | 1.0344e+118 | 1.0551e+118 | 1.0762e+118 | 1.0977e+118 | 1.1196e+118 | 1.142e+118 | 1.1649e+118 | 1.1882e+118 | 1.2119e+118 | 1.2362e+118 | 1.2609e+118 | 1.2861e+118 | 1.3118e+118 | 1.3381e+118 | 1.3648e+118 | 1.3921e+118 | 1.42e+118 | 1.4484e+118 | 1.4773e+118 | 1.5069e+118 | 1.537e+118 | 1.5678e+118 | 1.5991e+118 | 1.6311e+118 | 1.6637e+118 | 1.697e+118 | 1.7309e+118 | 1.7655e+118 | 1.8009e+118 | 1.8369e+118 | 1.8736e+118 | 1.9111e+118 | 1.9493e+118 | 1.9883e+118 | 2.0281e+118 | 2.0686e+118 | 2.11e+118 | 2.1522e+118 | 2.1952e+118 | 2.2391e+118 | 2.2839e+118 | 2.3296e+118 | 2.3762e+118 | 2.4237e+118 | 2.4722e+118 | 2.5216e+118 | 2.5721e+118 | 2.6235e+118 | 2.676e+118 | 2.7295e+118 | 2.7841e+118 | 2.8398e+118 | 2.8966e+118 | 2.9545e+118 | 3.0136e+118 | 3.0739e+118 | 3.1353e+118 | 3.198e+118 | 3.262e+118 | 3.3272e+118 | 3.3938e+118 | 3.4617e+118 | 3.5309e+118 | 3.6015e+118 | 3.6735e+118 | 3.747e+118 | 3.822e+118 | 3.8984e+118 | 3.9764e+118 | 4.0559e+118 | 4.137e+118 | 4.2197e+118 | 4.3041e+118 | 4.3902e+118 | 4.478e+118 | 4.5676e+118 | 4.6589e+118 | 4.7521e+118 | 4.8472e+118 | 4.9441e+118 | 5.043e+118 | 5.1438e+118 | 5.2467e+118 | 5.3517e+118 | 5.4587e+118 | 5.5679e+118 | 5.6792e+118 | 5.7928e+118 | 5.9087e+118 | 6.0268e+118 | 6.1474e+118 | 6.2703e+118 | 6.3957e+118 | 6.5236e+118 | 6.6541e+118 | 6.7872e+118 | 6.9229e+118 | 7.0614e+118 | 7.2026e+118 | 7.3467e+118 | 7.4936e+118 | 7.6435e+118 | 7.7963e+118 | 7.9523e+118 | 8.1113e+118 | 8.2735e+118 | 8.439e+118 | 8.6078e+118 | 8.78e+118 | 8.9556e+118 | 9.1347e+118 | 9.3174e+118 | 9.5037e+118 | 9.6938e+118 | 9.8877e+118 | 1.0085e+119 | 1.0287e+119 | 1.0493e+119 | 1.0703e+119 | 1.0917e+119 | 1.1135e+119 | 1.1358e+119 | 1.1585e+119 | 1.1817e+119 | 1.2053e+119 | 1.2294e+119 | 1.254e+119 | 1.2791e+119 | 1.3047e+119 | 1.3307e+119 | 1.3574e+119 | 1.3845e+119 | 1.4122e+119 | 1.4404e+119 | 1.4693e+119 | 1.4986e+119 | 1.5286e+119 | 1.5592e+119 | 1.5904e+119 | 1.6222e+119 | 1.6546e+119 | 1.6877e+119 | 1.7215e+119 | 1.7559e+119 | 1.791e+119 | 1.8268e+119 | 1.8634e+119 | 1.9006e+119 | 1.9386e+119 | 1.9774e+119 | 2.017e+119 | 2.0573e+119 | 2.0985e+119 | 2.1404e+119 | 2.1832e+119 | 2.2269e+119 | 2.2714e+119 | 2.3169e+119 | 2.3632e+119 | 2.4105e+119 | 2.4587e+119 | 2.5078e+119 | 2.558e+119 | 2.6092e+119 | 2.6613e+119 | 2.7146e+119 | 2.7689e+119 | 2.8242e+119 | 2.8807e+119 | 2.9383e+119 | 2.9971e+119 | 3.0571e+119 | 3.1182e+119 | 3.1806e+119 | 3.2442e+119 | 3.3091e+119 | 3.3752e+119 | 3.4427e+119 | 3.5116e+119 | 3.5818e+119 | 3.6535e+119 | 3.7265e+119 | 3.8011e+119 | 3.8771e+119 | 3.9546e+119 | 4.0337e+119 | 4.1144e+119 | 4.1967e+119 | 4.2806e+119 | 4.3662e+119 | 4.4536e+119 | 4.5426e+119 | 4.6335e+119 | 4.7261e+119 | 4.8207e+119 | 4.9171e+119 | 5.0154e+119 | 5.1157e+119 | 5.218e+119 | 5.3224e+119 | 5.4289e+119 | 5.5374e+119 | 5.6482e+119 | 5.7611e+119 | 5.8764e+119 | 5.9939e+119 | 6.1138e+119 | 6.236e+119 | 6.3608e+119 | 6.488e+119 | 6.6177e+119 | 6.7501e+119 | 6.8851e+119 | 7.0228e+119 | 7.1633e+119 | 7.3065e+119 | 7.4527e+119 | 7.6017e+119 | 7.7537e+119 | 7.9088e+119 | 8.067e+119 | 8.2283e+119 | 8.3929e+119 | 8.5608e+119 | 8.732e+119 | 8.9066e+119 | 9.0847e+119 | 9.2664e+119 | 9.4518e+119 | 9.6408e+119 | 9.8336e+119 | 1.003e+120 | 1.0231e+120 | 1.0436e+120 | 1.0644e+120 | 1.0857e+120 | 1.1074e+120 | 1.1296e+120 | 1.1522e+120 | 1.1752e+120 | 1.1987e+120 | 1.2227e+120 | 1.2471e+120 | 1.2721e+120 | 1.2975e+120 | 1.3235e+120 | 1.3499e+120 | 1.3769e+120 | 1.4045e+120 | 1.4326e+120 | 1.4612e+120 | 1.4904e+120 | 1.5203e+120 | 1.5507e+120 | 1.5817e+120 | 1.6133e+120 | 1.6456e+120 | 1.6785e+120 | 1.7121e+120 | 1.7463e+120 | 1.7812e+120 | 1.8168e+120 | 1.8532e+120 | 1.8902e+120 | 1.9281e+120 | 1.9666e+120 | 2.0059e+120 | 2.0461e+120 | 2.087e+120 | 2.1287e+120 | 2.1713e+120 | 2.2147e+120 | 2.259e+120 | 2.3042e+120 | 2.3503e+120 | 2.3973e+120 | 2.4452e+120 | 2.4941e+120 | 2.544e+120 | 2.5949e+120 | 2.6468e+120 | 2.6997e+120 | 2.7537e+120 | 2.8088e+120 | 2.865e+120 | 2.9223e+120 | 2.9807e+120 | 3.0403e+120 | 3.1012e+120 | 3.1632e+120 | 3.2264e+120 | 3.291e+120 | 3.3568e+120 | 3.4239e+120 | 3.4924e+120 | 3.5622e+120 | 3.6335e+120 | 3.7062e+120 | 3.7803e+120 | 3.8559e+120 | 3.933e+120 | 4.0117e+120 | 4.0919e+120 | 4.1737e+120 | 4.2572e+120 | 4.3424e+120 | 4.4292e+120 | 4.5178e+120 | 4.6081e+120 | 4.7003e+120 | 4.7943e+120 | 4.8902e+120 | 4.988e+120 | 5.0878e+120 | 5.1895e+120 | 5.2933e+120 | 5.3992e+120 | 5.5072e+120 | 5.6173e+120 | 5.7297e+120 | 5.8442e+120 | 5.9611e+120 | 6.0804e+120 | 6.202e+120 | 6.326e+120 | 6.4525e+120 | 6.5816e+120 | 6.7132e+120 | 6.8475e+120 | 6.9844e+120 | 7.1241e+120 | 7.2666e+120 | 7.4119e+120 | 7.5602e+120 | 7.7114e+120 | 7.8656e+120 | 8.0229e+120 | 8.1834e+120 | 8.347e+120 | 8.514e+120 | 8.6842e+120 | 8.8579e+120 | 9.0351e+120 | 9.2158e+120 | 9.4001e+120 | 9.5881e+120 | 9.7799e+120 | 9.9755e+120 | 1.0175e+121 | 1.0378e+121 | 1.0586e+121 | 1.0798e+121 | 1.1014e+121 | 1.1234e+121 | 1.1459e+121 | 1.1688e+121 | 1.1922e+121 | 1.216e+121 | 1.2403e+121 | 1.2651e+121 | 1.2904e+121 | 1.3162e+121 | 1.3426e+121 | 1.3694e+121 | 1.3968e+121 | 1.4247e+121 | 1.4532e+121 | 1.4823e+121 | 1.5119e+121 | 1.5422e+121 | 1.573e+121 | 1.6045e+121 | 1.6366e+121 | 1.6693e+121 | 1.7027e+121 | 1.7368e+121 | 1.7715e+121 | 1.8069e+121 | 1.8431e+121 | 1.8799e+121 | 1.9175e+121 | 1.9559e+121 | 1.995e+121 | 2.0349e+121 | 2.0756e+121 | 2.1171e+121 | 2.1594e+121 | 2.2026e+121 | 2.2467e+121 | 2.2916e+121 | 2.3374e+121 | 2.3842e+121 | 2.4319e+121 | 2.4805e+121 | 2.5301e+121 | 2.5807e+121 | 2.6323e+121 | 2.685e+121 | 2.7387e+121 | 2.7935e+121 | 2.8493e+121 | 2.9063e+121 | 2.9644e+121 | 3.0237e+121 | 3.0842e+121 | 3.1459e+121 | 3.2088e+121 | 3.273e+121 | 3.3384e+121 | 3.4052e+121 | 3.4733e+121 | 3.5428e+121 | 3.6136e+121 | 3.6859e+121 | 3.7596e+121 | 3.8348e+121 | 3.9115e+121 | 3.9897e+121 | 4.0695e+121 | 4.1509e+121 | 4.234e+121 | 4.3186e+121 | 4.405e+121 | 4.4931e+121 | 4.583e+121 | 4.6746e+121 | 4.7681e+121 | 4.8635e+121 | 4.9607e+121 | 5.06e+121 | 5.1612e+121 | 5.2644e+121 | 5.3697e+121 | 5.4771e+121 | 5.5866e+121 | 5.6983e+121 | 5.8123e+121 | 5.9286e+121 | 6.0471e+121 | 6.1681e+121 | 6.2914e+121 | 6.4173e+121 | 6.5456e+121 | 6.6765e+121 | 6.81e+121 | 6.9462e+121 | 7.0852e+121 | 7.2269e+121 | 7.3714e+121 | 7.5188e+121 | 7.6692e+121 | 7.8226e+121 | 7.9791e+121 | 8.1386e+121 | 8.3014e+121 | 8.4674e+121 | 8.6368e+121 | 8.8095e+121 | 8.9857e+121 | 9.1654e+121 | 9.3487e+121 | 9.5357e+121 | 9.7264e+121 | 9.9209e+121 | 1.0119e+122 | 1.0322e+122 | 1.0528e+122 | 1.0739e+122 | 1.0954e+122 | 1.1173e+122 | 1.1396e+122 | 1.1624e+122 | 1.1856e+122 | 1.2094e+122 | 1.2335e+122 | 1.2582e+122 | 1.2834e+122 | 1.309e+122 | 1.3352e+122 | 1.3619e+122 | 1.3892e+122 | 1.417e+122 | 1.4453e+122 | 1.4742e+122 | 1.5037e+122 | 1.5338e+122 | 1.5644e+122 | 1.5957e+122 | 1.6276e+122 | 1.6602e+122 | 1.6934e+122 | 1.7273e+122 | 1.7618e+122 | 1.797e+122 | 1.833e+122 | 1.8696e+122 | 1.907e+122 | 1.9452e+122 | 1.9841e+122 | 2.0238e+122 | 2.0642e+122 | 2.1055e+122 | 2.1476e+122 | 2.1906e+122 | 2.2344e+122 | 2.2791e+122 | 2.3247e+122 | 2.3712e+122 | 2.4186e+122 | 2.467e+122 | 2.5163e+122 | 2.5666e+122 | 2.618e+122 | 2.6703e+122 | 2.7237e+122 | 2.7782e+122 | 2.8338e+122 | 2.8904e+122 | 2.9482e+122 | 3.0072e+122 | 3.0673e+122 | 3.1287e+122 | 3.1913e+122 | 3.2551e+122 | 3.3202e+122 | 3.3866e+122 | 3.4543e+122 | 3.5234e+122 | 3.5939e+122 | 3.6658e+122 | 3.7391e+122 | 3.8139e+122 | 3.8901e+122 | 3.9679e+122 | 4.0473e+122 | 4.1282e+122 | 4.2108e+122 | 4.295e+122 | 4.3809e+122 | 4.4685e+122 | 4.5579e+122 | 4.6491e+122 | 4.7421e+122 | 4.8369e+122 | 4.9336e+122 | 5.0323e+122 | 5.133e+122 | 5.2356e+122 | 5.3403e+122 | 5.4471e+122 | 5.5561e+122 | 5.6672e+122 | 5.7805e+122 | 5.8962e+122 | 6.0141e+122 | 6.1344e+122 | 6.257e+122 | 6.3822e+122 | 6.5098e+122 | 6.64e+122 | 6.7728e+122 | 6.9083e+122 | 7.0464e+122 | 7.1874e+122 | 7.3311e+122 | 7.4777e+122 | 7.6273e+122 | 7.7798e+122 | 7.9354e+122 | 8.0942e+122 | 8.256e+122 | 8.4212e+122 | 8.5896e+122 | 8.7614e+122 | 8.9366e+122 | 9.1153e+122 | 9.2976e+122 | 9.4836e+122 | 9.6733e+122 | 9.8667e+122 | 1.0064e+123 | 1.0265e+123 | 1.0471e+123 | 1.068e+123 | 1.0894e+123 | 1.1112e+123 | 1.1334e+123 | 1.156e+123 | 1.1792e+123 | 1.2027e+123 | 1.2268e+123 | 1.2513e+123 | 1.2764e+123 | 1.3019e+123 | 1.3279e+123 | 1.3545e+123 | 1.3816e+123 | 1.4092e+123 | 1.4374e+123 | 1.4661e+123 | 1.4955e+123 | 1.5254e+123 | 1.5559e+123 | 1.587e+123 | 1.6187e+123 | 1.6511e+123 | 1.6841e+123 | 1.7178e+123 | 1.7522e+123 | 1.7872e+123 | 1.823e+123 | 1.8594e+123 | 1.8966e+123 | 1.9345e+123 | 1.9732e+123 | 2.0127e+123 | 2.053e+123 | 2.094e+123 | 2.1359e+123 | 2.1786e+123 | 2.2222e+123 | 2.2666e+123 | 2.312e+123 | 2.3582e+123 | 2.4054e+123 | 2.4535e+123 | 2.5025e+123 | 2.5526e+123 | 2.6036e+123 | 2.6557e+123 | 2.7088e+123 | 2.763e+123 | 2.8183e+123 | 2.8746e+123 | 2.9321e+123 | 2.9908e+123 | 3.0506e+123 | 3.1116e+123 | 3.1738e+123 | 3.2373e+123 | 3.302e+123 | 3.3681e+123 | 3.4355e+123 | 3.5042e+123 | 3.5742e+123 | 3.6457e+123 | 3.7186e+123 | 3.793e+123 | 3.8689e+123 | 3.9463e+123 | 4.0252e+123 | 4.1057e+123 | 4.1878e+123 | 4.2716e+123 | 4.357e+123 | 4.4441e+123 | 4.533e+123 | 4.6237e+123 | 4.7161e+123 | 4.8105e+123 | 4.9067e+123 | 5.0048e+123 | 5.1049e+123 | 5.207e+123 | 5.3111e+123 | 5.4174e+123 | 5.5257e+123 | 5.6362e+123 | 5.7489e+123 | 5.8639e+123 | 5.9812e+123 | 6.1008e+123 | 6.2228e+123 | 6.3473e+123 | 6.4743e+123 | 6.6037e+123 | 6.7358e+123 | 6.8705e+123 | 7.0079e+123 | 7.1481e+123 | 7.2911e+123 | 7.4369e+123 | 7.5856e+123 | 7.7373e+123 | 7.8921e+123 | 8.0499e+123 | 8.2109e+123 | 8.3751e+123 | 8.5426e+123 | 8.7135e+123 | 8.8878e+123 | 9.0655e+123 | 9.2468e+123 | 9.4318e+123 | 9.6204e+123 | 9.8128e+123 | 1.0009e+124 | 1.0209e+124 | 1.0413e+124 | 1.0622e+124 | 1.0834e+124 | 1.1051e+124 | 1.1272e+124 | 1.1497e+124 | 1.1727e+124 | 1.1962e+124 | 1.2201e+124 | 1.2445e+124 | 1.2694e+124 | 1.2948e+124 | 1.3207e+124 | 1.3471e+124 | 1.374e+124 | 1.4015e+124 | 1.4295e+124 | 1.4581e+124 | 1.4873e+124 | 1.517e+124 | 1.5474e+124 | 1.5783e+124 | 1.6099e+124 | 1.6421e+124 | 1.6749e+124 | 1.7084e+124 | 1.7426e+124 | 1.7775e+124 | 1.813e+124 | 1.8493e+124 | 1.8862e+124 | 1.924e+124 | 1.9625e+124 | 2.0017e+124 | 2.0417e+124 | 2.0826e+124 | 2.1242e+124 | 2.1667e+124 | 2.21e+124 | 2.2542e+124 | 2.2993e+124 | 2.3453e+124 | 2.3922e+124 | 2.4401e+124 | 2.4889e+124 | 2.5386e+124 | 2.5894e+124 | 2.6412e+124 | 2.694e+124 | 2.7479e+124 | 2.8029e+124 | 2.8589e+124 | 2.9161e+124 | 2.9744e+124 | 3.0339e+124 | 3.0946e+124 | 3.1565e+124 | 3.2196e+124 | 3.284e+124 | 3.3497e+124 | 3.4167e+124 | 3.485e+124 | 3.5547e+124 | 3.6258e+124 | 3.6983e+124 | 3.7723e+124 | 3.8477e+124 | 3.9247e+124 | 4.0032e+124 | 4.0832e+124 | 4.1649e+124 | 4.2482e+124 | 4.3332e+124 | 4.4198e+124 | 4.5082e+124 | 4.5984e+124 | 4.6904e+124 | 4.7842e+124 | 4.8799e+124 | 4.9775e+124 | 5.077e+124 | 5.1785e+124 | 5.2821e+124 | 5.3878e+124 | 5.4955e+124 | 5.6054e+124 | 5.7175e+124 | 5.8319e+124 | 5.9485e+124 | 6.0675e+124 | 6.1888e+124 | 6.3126e+124 | 6.4389e+124 | 6.5676e+124 | 6.699e+124 | 6.833e+124 | 6.9696e+124 | 7.109e+124 | 7.2512e+124 | 7.3962e+124 | 7.5442e+124 | 7.695e+124 | 7.8489e+124 | 8.0059e+124 | 8.166e+124 | 8.3294e+124 | 8.4959e+124 | 8.6659e+124 | 8.8392e+124 | 9.016e+124 | 9.1963e+124 | 9.3802e+124 | 9.5678e+124 | 9.7592e+124 | 9.9544e+124 | 1.0153e+125 | 1.0357e+125 | 1.0564e+125 | 1.0775e+125 | 1.099e+125 | 1.121e+125 | 1.1434e+125 | 1.1663e+125 | 1.1896e+125 | 1.2134e+125 | 1.2377e+125 | 1.2625e+125 | 1.2877e+125 | 1.3135e+125 | 1.3397e+125 | 1.3665e+125 | 1.3939e+125 | 1.4217e+125 | 1.4502e+125 | 1.4792e+125 | 1.5087e+125 | 1.5389e+125 | 1.5697e+125 | 1.6011e+125 | 1.6331e+125 | 1.6658e+125 | 1.6991e+125 | 1.7331e+125 | 1.7677e+125 | 1.8031e+125 | 1.8392e+125 | 1.8759e+125 | 1.9135e+125 | 1.9517e+125 | 1.9908e+125 | 2.0306e+125 | 2.0712e+125 | 2.1126e+125 | 2.1549e+125 | 2.198e+125 | 2.2419e+125 | 2.2868e+125 | 2.3325e+125 | 2.3791e+125 | 2.4267e+125 | 2.4753e+125 | 2.5248e+125 | 2.5753e+125 | 2.6268e+125 | 2.6793e+125 | 2.7329e+125 | 2.7875e+125 | 2.8433e+125 | 2.9002e+125 | 2.9582e+125 | 3.0173e+125 | 3.0777e+125 | 3.1392e+125 | 3.202e+125 | 3.2661e+125 | 3.3314e+125 | 3.398e+125 | 3.466e+125 | 3.5353e+125 | 3.606e+125 | 3.6781e+125 | 3.7517e+125 | 3.8267e+125 | 3.9032e+125 | 3.9813e+125 | 4.0609e+125 | 4.1421e+125 | 4.225e+125 | 4.3095e+125 | 4.3957e+125 | 4.4836e+125 | 4.5733e+125 | 4.6647e+125 | 4.758e+125 | 4.8532e+125 | 4.9502e+125 | 5.0493e+125 | 5.1502e+125 | 5.2532e+125 | 5.3583e+125 | 5.4655e+125 | 5.5748e+125 | 5.6863e+125 | 5.8e+125 | 5.916e+125 | 6.0343e+125 | 6.155e+125 | 6.2781e+125 | 6.4037e+125 | 6.5317e+125 | 6.6624e+125 | 6.7956e+125 | 6.9315e+125 | 7.0702e+125 | 7.2116e+125 | 7.3558e+125 | 7.5029e+125 | 7.653e+125 | 7.806e+125 | 7.9622e+125 | 8.1214e+125 | 8.2838e+125 | 8.4495e+125 | 8.6185e+125 | 8.7909e+125 | 8.9667e+125 | 9.146e+125 | 9.3289e+125 | 9.5155e+125 | 9.7058e+125 | 9.9e+125 | 1.0098e+126 | 1.03e+126 | 1.0506e+126 | 1.0716e+126 | 1.093e+126 | 1.1149e+126 | 1.1372e+126 | 1.1599e+126 | 1.1831e+126 | 1.2068e+126 | 1.2309e+126 | 1.2556e+126 | 1.2807e+126 | 1.3063e+126 | 1.3324e+126 | 1.3591e+126 | 1.3862e+126 | 1.414e+126 | 1.4422e+126 | 1.4711e+126 | 1.5005e+126 | 1.5305e+126 | 1.5611e+126 | 1.5923e+126 | 1.6242e+126 | 1.6567e+126 | 1.6898e+126 | 1.7236e+126 | 1.7581e+126 | 1.7932e+126 | 1.8291e+126 | 1.8657e+126 | 1.903e+126 | 1.9411e+126 | 1.9799e+126 | 2.0195e+126 | 2.0599e+126 | 2.1011e+126 | 2.1431e+126 | 2.1859e+126 | 2.2297e+126 | 2.2743e+126 | 2.3197e+126 | 2.3661e+126 | 2.4135e+126 | 2.4617e+126 | 2.511e+126 | 2.5612e+126 | 2.6124e+126 | 2.6647e+126 | 2.718e+126 | 2.7723e+126 | 2.8278e+126 | 2.8843e+126 | 2.942e+126 | 3.0008e+126 | 3.0609e+126 | 3.1221e+126 | 3.1845e+126 | 3.2482e+126 | 3.3132e+126 | 3.3794e+126 | 3.447e+126 | 3.516e+126 | 3.5863e+126 | 3.658e+126 | 3.7312e+126 | 3.8058e+126 | 3.8819e+126 | 3.9595e+126 | 4.0387e+126 | 4.1195e+126 | 4.2019e+126 | 4.2859e+126 | 4.3717e+126 | 4.4591e+126 | 4.5483e+126 | 4.6392e+126 | 4.732e+126 | 4.8267e+126 | 4.9232e+126 | 5.0217e+126 | 5.1221e+126 | 5.2245e+126 | 5.329e+126 | 5.4356e+126 | 5.5443e+126 | 5.6552e+126 | 5.7683e+126 | 5.8837e+126 | 6.0013e+126 | 6.1214e+126 | 6.2438e+126 | 6.3687e+126 | 6.4961e+126 | 6.626e+126 | 6.7585e+126 | 6.8937e+126 | 7.0315e+126 | 7.1722e+126 | 7.3156e+126 | 7.4619e+126 | 7.6112e+126 | 7.7634e+126 | 7.9186e+126 | 8.077e+126 | 8.2386e+126 | 8.4033e+126 | 8.5714e+126 | 8.7428e+126 | 8.9177e+126 | 9.096e+126 | 9.278e+126 | 9.4635e+126 | 9.6528e+126 | 9.8458e+126 | 1.0043e+127 | 1.0244e+127 | 1.0448e+127 | 1.0657e+127 | 1.0871e+127 | 1.1088e+127 | 1.131e+127 | 1.1536e+127 | 1.1767e+127 | 1.2002e+127 | 1.2242e+127 | 1.2487e+127 | 1.2737e+127 | 1.2991e+127 | 1.3251e+127 | 1.3516e+127 | 1.3787e+127 | 1.4062e+127 | 1.4344e+127 | 1.463e+127 | 1.4923e+127 | 1.5221e+127 | 1.5526e+127 | 1.5836e+127 | 1.6153e+127 | 1.6476e+127 | 1.6806e+127 | 1.7142e+127 | 1.7485e+127 | 1.7834e+127 | 1.8191e+127 | 1.8555e+127 | 1.8926e+127 | 1.9305e+127 | 1.9691e+127 | 2.0084e+127 | 2.0486e+127 | 2.0896e+127 | 2.1314e+127 | 2.174e+127 | 2.2175e+127 | 2.2618e+127 | 2.3071e+127 | 2.3532e+127 | 2.4003e+127 | 2.4483e+127 | 2.4972e+127 | 2.5472e+127 | 2.5981e+127 | 2.6501e+127 | 2.7031e+127 | 2.7572e+127 | 2.8123e+127 | 2.8685e+127 | 2.9259e+127 | 2.9844e+127 | 3.0441e+127 | 3.105e+127 | 3.1671e+127 | 3.2305e+127 | 3.2951e+127 | 3.361e+127 | 3.4282e+127 | 3.4967e+127 | 3.5667e+127 | 3.638e+127 | 3.7108e+127 | 3.785e+127 | 3.8607e+127 | 3.9379e+127 | 4.0167e+127 | 4.097e+127 | 4.1789e+127 | 4.2625e+127 | 4.3478e+127 | 4.4347e+127 | 4.5234e+127 | 4.6139e+127 | 4.7062e+127 | 4.8003e+127 | 4.8963e+127 | 4.9942e+127 | 5.0941e+127 | 5.196e+127 | 5.2999e+127 | 5.4059e+127 | 5.514e+127 | 5.6243e+127 | 5.7368e+127 | 5.8515e+127 | 5.9685e+127 | 6.0879e+127 | 6.2097e+127 | 6.3339e+127 | 6.4605e+127 | 6.5898e+127 | 6.7216e+127 | 6.856e+127 | 6.9931e+127 | 7.133e+127 | 7.2756e+127 | 7.4211e+127 | 7.5696e+127 | 7.721e+127 | 7.8754e+127 | 8.0329e+127 | 8.1935e+127 | 8.3574e+127 | 8.5246e+127 | 8.695e+127 | 8.8689e+127 | 9.0463e+127 | 9.2273e+127 | 9.4118e+127 | 9.6e+127 | 9.792e+127 | 9.9879e+127 | 1.0188e+128 | 1.0391e+128 | 1.0599e+128 | 1.0811e+128 | 1.1027e+128 | 1.1248e+128 | 1.1473e+128 | 1.1702e+128 | 1.1936e+128 | 1.2175e+128 | 1.2419e+128 | 1.2667e+128 | 1.292e+128 | 1.3179e+128 | 1.3442e+128 | 1.3711e+128 | 1.3985e+128 | 1.4265e+128 | 1.455e+128 | 1.4841e+128 | 1.5138e+128 | 1.5441e+128 | 1.575e+128 | 1.6065e+128 | 1.6386e+128 | 1.6714e+128 | 1.7048e+128 | 1.7389e+128 | 1.7737e+128 | 1.8092e+128 | 1.8453e+128 | 1.8823e+128 | 1.9199e+128 | 1.9583e+128 | 1.9975e+128 | 2.0374e+128 | 2.0782e+128 | 2.1197e+128 | 2.1621e+128 | 2.2054e+128 | 2.2495e+128 | 2.2945e+128 | 2.3403e+128 | 2.3872e+128 | 2.4349e+128 | 2.4836e+128 | 2.5333e+128 | 2.5839e+128 | 2.6356e+128 | 2.6883e+128 | 2.7421e+128 | 2.7969e+128 | 2.8529e+128 | 2.9099e+128 | 2.9681e+128 | 3.0275e+128 | 3.088e+128 | 3.1498e+128 | 3.2128e+128 | 3.2771e+128 | 3.3426e+128 | 3.4094e+128 | 3.4776e+128 | 3.5472e+128 | 3.6181e+128 | 3.6905e+128 | 3.7643e+128 | 3.8396e+128 | 3.9164e+128 | 3.9947e+128 | 4.0746e+128 | 4.1561e+128 | 4.2392e+128 | 4.324e+128 | 4.4105e+128 | 4.4987e+128 | 4.5887e+128 | 4.6804e+128 | 4.774e+128 | 4.8695e+128 | 4.9669e+128 | 5.0663e+128 | 5.1676e+128 | 5.2709e+128 | 5.3764e+128 | 5.4839e+128 | 5.5936e+128 | 5.7054e+128 | 5.8195e+128 | 5.9359e+128 | 6.0546e+128 | 6.1757e+128 | 6.2993e+128 | 6.4252e+128 | 6.5537e+128 | 6.6848e+128 | 6.8185e+128 | 6.9549e+128 | 7.094e+128 | 7.2359e+128 | 7.3806e+128 | 7.5282e+128 | 7.6788e+128 | 7.8323e+128 | 7.989e+128 | 8.1488e+128 | 8.3117e+128 | 8.478e+128 | 8.6475e+128 | 8.8205e+128 | 8.9969e+128 | 9.1768e+128 | 9.3604e+128 | 9.5476e+128 | 9.7385e+128 | 9.9333e+128 | 1.0132e+129 | 1.0335e+129 | 1.0541e+129 | 1.0752e+129 | 1.0967e+129 | 1.1186e+129 | 1.141e+129 | 1.1638e+129 | 1.1871e+129 | 1.2109e+129 | 1.2351e+129 | 1.2598e+129 | 1.285e+129 | 1.3107e+129 | 1.3369e+129 | 1.3636e+129 | 1.3909e+129 | 1.4187e+129 | 1.4471e+129 | 1.476e+129 | 1.5056e+129 | 1.5357e+129 | 1.5664e+129 | 1.5977e+129 | 1.6297e+129 | 1.6623e+129 | 1.6955e+129 | 1.7294e+129 | 1.764e+129 | 1.7993e+129 | 1.8353e+129 | 1.872e+129 | 1.9094e+129 | 1.9476e+129 | 1.9865e+129 | 2.0263e+129 | 2.0668e+129 | 2.1081e+129 | 2.1503e+129 | 2.1933e+129 | 2.2372e+129 | 2.2819e+129 | 2.3276e+129 | 2.3741e+129 | 2.4216e+129 | 2.47e+129 | 2.5194e+129 | 2.5698e+129 | 2.6212e+129 | 2.6736e+129 | 2.7271e+129 | 2.7816e+129 | 2.8373e+129 | 2.894e+129 | 2.9519e+129 | 3.0109e+129 | 3.0712e+129 | 3.1326e+129 | 3.1952e+129 | 3.2591e+129 | 3.3243e+129 | 3.3908e+129 | 3.4586e+129 | 3.5278e+129 | 3.5984e+129 | 3.6703e+129 | 3.7437e+129 | 3.8186e+129 | 3.895e+129 | 3.9729e+129 | 4.0523e+129 | 4.1334e+129 | 4.216e+129 | 4.3004e+129 | 4.3864e+129 | 4.4741e+129 | 4.5636e+129 | 4.6549e+129 | 4.748e+129 | 4.8429e+129 | 4.9398e+129 | 5.0386e+129 | 5.1393e+129 | 5.2421e+129 | 5.347e+129 | 5.4539e+129 | 5.563e+129 | 5.6742e+129 | 5.7877e+129 | 5.9035e+129 | 6.0216e+129 | 6.142e+129 | 6.2648e+129 | 6.3901e+129 | 6.5179e+129 | 6.6483e+129 | 6.7812e+129 | 6.9169e+129 | 7.0552e+129 | 7.1963e+129 | 7.3402e+129 | 7.487e+129 | 7.6368e+129 | 7.7895e+129 | 7.9453e+129 | 8.1042e+129 | 8.2663e+129 | 8.4316e+129 | 8.6003e+129 | 8.7723e+129 | 8.9477e+129 | 9.1267e+129 | 9.3092e+129 | 9.4954e+129 | 9.6853e+129 | 9.879e+129 | 1.0077e+130 | 1.0278e+130 | 1.0484e+130 | 1.0693e+130 | 1.0907e+130 | 1.1125e+130 | 1.1348e+130 | 1.1575e+130 | 1.1806e+130 | 1.2042e+130 | 1.2283e+130 | 1.2529e+130 | 1.278e+130 | 1.3035e+130 | 1.3296e+130 | 1.3562e+130 | 1.3833e+130 | 1.411e+130 | 1.4392e+130 | 1.468e+130 | 1.4973e+130 | 1.5273e+130 | 1.5578e+130 | 1.589e+130 | 1.6208e+130 | 1.6532e+130 | 1.6862e+130 | 1.72e+130 | 1.7544e+130 | 1.7894e+130 | 1.8252e+130 | 1.8617e+130 | 1.899e+130 | 1.937e+130 | 1.9757e+130 | 2.0152e+130 | 2.0555e+130 | 2.0966e+130 | 2.1386e+130 | 2.1813e+130 | 2.2249e+130 | 2.2694e+130 | 2.3148e+130 | 2.3611e+130 | 2.4084e+130 | 2.4565e+130 | 2.5057e+130 | 2.5558e+130 | 2.6069e+130 | 2.659e+130 | 2.7122e+130 | 2.7664e+130 | 2.8218e+130 | 2.8782e+130 | 2.9358e+130 | 2.9945e+130 | 3.0544e+130 | 3.1155e+130 | 3.1778e+130 | 3.2413e+130 | 3.3062e+130 | 3.3723e+130 | 3.4397e+130 | 3.5085e+130 | 3.5787e+130 | 3.6503e+130 | 3.7233e+130 | 3.7977e+130 | 3.8737e+130 | 3.9512e+130 | 4.0302e+130 | 4.1108e+130 | 4.193e+130 | 4.2769e+130 | 4.3624e+130 | 4.4497e+130 | 4.5386e+130 | 4.6294e+130 | 4.722e+130 | 4.8164e+130 | 4.9128e+130 | 5.011e+130 | 5.1113e+130 | 5.2135e+130 | 5.3177e+130 | 5.4241e+130 | 5.5326e+130 | 5.6432e+130 | 5.7561e+130 | 5.8712e+130 | 5.9886e+130 | 6.1084e+130 | 6.2306e+130 | 6.3552e+130 | 6.4823e+130 | 6.6119e+130 | 6.7442e+130 | 6.8791e+130 | 7.0167e+130 | 7.157e+130 | 7.3001e+130 | 7.4461e+130 | 7.5951e+130 | 7.747e+130 | 7.9019e+130 | 8.0599e+130 | 8.2211e+130 | 8.3855e+130 | 8.5533e+130 | 8.7243e+130 | 8.8988e+130 | 9.0768e+130 | 9.2583e+130 | 9.4435e+130 | 9.6324e+130 | 9.825e+130 | 1.0022e+131 | 1.0222e+131 | 1.0426e+131 | 1.0635e+131 | 1.0848e+131 | 1.1065e+131 | 1.1286e+131 | 1.1512e+131 | 1.1742e+131 | 1.1977e+131 | 1.2216e+131 | 1.246e+131 | 1.271e+131 | 1.2964e+131 | 1.3223e+131 | 1.3488e+131 | 1.3757e+131 | 1.4033e+131 | 1.4313e+131 | 1.4599e+131 | 1.4891e+131 | 1.5189e+131 | 1.5493e+131 | 1.5803e+131 | 1.6119e+131 | 1.6441e+131 | 1.677e+131 | 1.7106e+131 | 1.7448e+131 | 1.7797e+131 | 1.8153e+131 | 1.8516e+131 | 1.8886e+131 | 1.9264e+131 | 1.9649e+131 | 2.0042e+131 | 2.0443e+131 | 2.0852e+131 | 2.1269e+131 | 2.1694e+131 | 2.2128e+131 | 2.257e+131 | 2.3022e+131 | 2.3482e+131 | 2.3952e+131 | 2.4431e+131 | 2.492e+131 | 2.5418e+131 | 2.5926e+131 | 2.6445e+131 | 2.6974e+131 | 2.7513e+131 | 2.8064e+131 | 2.8625e+131 | 2.9197e+131 | 2.9781e+131 | 3.0377e+131 | 3.0984e+131 | 3.1604e+131 | 3.2236e+131 | 3.2881e+131 | 3.3538e+131 | 3.4209e+131 | 3.4893e+131 | 3.5591e+131 | 3.6303e+131 | 3.7029e+131 | 3.777e+131 | 3.8525e+131 | 3.9296e+131 | 4.0082e+131 | 4.0883e+131 | 4.1701e+131 | 4.2535e+131 | 4.3386e+131 | 4.4253e+131 | 4.5138e+131 | 4.6041e+131 | 4.6962e+131 | 4.7901e+131 | 4.8859e+131 | 4.9836e+131 | 5.0833e+131 | 5.185e+131 | 5.2887e+131 | 5.3945e+131 | 5.5023e+131 | 5.6124e+131 | 5.7246e+131 | 5.8391e+131 | 5.9559e+131 | 6.075e+131 | 6.1965e+131 | 6.3205e+131 | 6.4469e+131 | 6.5758e+131 | 6.7073e+131 | 6.8415e+131 | 6.9783e+131 | 7.1179e+131 | 7.2602e+131 | 7.4054e+131 | 7.5535e+131 | 7.7046e+131 | 7.8587e+131 | 8.0159e+131 | 8.1762e+131 | 8.3397e+131 | 8.5065e+131 | 8.6766e+131 | 8.8502e+131 | 9.0272e+131 | 9.2077e+131 | 9.3919e+131 | 9.5797e+131 | 9.7713e+131 | 9.9667e+131 | 1.0166e+132 | 1.0369e+132 | 1.0577e+132 | 1.0788e+132 | 1.1004e+132 | 1.1224e+132 | 1.1449e+132 | 1.1678e+132 | 1.1911e+132 | 1.2149e+132 | 1.2392e+132 | 1.264e+132 | 1.2893e+132 | 1.3151e+132 | 1.3414e+132 | 1.3682e+132 | 1.3956e+132 | 1.4235e+132 | 1.452e+132 | 1.481e+132 | 1.5106e+132 | 1.5408e+132 | 1.5717e+132 | 1.6031e+132 | 1.6351e+132 | 1.6679e+132 | 1.7012e+132 | 1.7352e+132 | 1.7699e+132 | 1.8053e+132 | 1.8414e+132 | 1.8783e+132 | 1.9158e+132 | 1.9542e+132 | 1.9932e+132 | 2.0331e+132 | 2.0738e+132 | 2.1152e+132 | 2.1575e+132 | 2.2007e+132 | 2.2447e+132 | 2.2896e+132 | 2.3354e+132 | 2.3821e+132 | 2.4297e+132 | 2.4783e+132 | 2.5279e+132 | 2.5785e+132 | 2.63e+132 | 2.6826e+132 | 2.7363e+132 | 2.791e+132 | 2.8468e+132 | 2.9038e+132 | 2.9618e+132 | 3.0211e+132 | 3.0815e+132 | 3.1431e+132 | 3.206e+132 | 3.2701e+132 | 3.3355e+132 | 3.4022e+132 | 3.4703e+132 | 3.5397e+132 | 3.6105e+132 | 3.6827e+132 | 3.7563e+132 | 3.8315e+132 | 3.9081e+132 | 3.9863e+132 | 4.066e+132 | 4.1473e+132 | 4.2302e+132 | 4.3148e+132 | 4.4011e+132 | 4.4892e+132 | 4.579e+132 | 4.6705e+132 | 4.7639e+132 | 4.8592e+132 | 4.9564e+132 | 5.0555e+132 | 5.1566e+132 | 5.2598e+132 | 5.365e+132 | 5.4723e+132 | 5.5817e+132 | 5.6934e+132 | 5.8072e+132 | 5.9234e+132 | 6.0418e+132 | 6.1627e+132 | 6.2859e+132 | 6.4116e+132 | 6.5399e+132 | 6.6707e+132 | 6.8041e+132 | 6.9402e+132 | 7.079e+132 | 7.2205e+132 | 7.365e+132 | 7.5123e+132 | 7.6625e+132 | 7.8158e+132 | 7.9721e+132 | 8.1315e+132 | 8.2941e+132 | 8.46e+132 | 8.6292e+132 | 8.8018e+132 | 8.9778e+132 | 9.1574e+132 | 9.3405e+132 | 9.5274e+132 | 9.7179e+132 | 9.9123e+132 | 1.0111e+133 | 1.0313e+133 | 1.0519e+133 | 1.0729e+133 | 1.0944e+133 | 1.1163e+133 | 1.1386e+133 | 1.1614e+133 | 1.1846e+133 | 1.2083e+133 | 1.2325e+133 | 1.2571e+133 | 1.2823e+133 | 1.3079e+133 | 1.3341e+133 | 1.3607e+133 | 1.388e+133 | 1.4157e+133 | 1.444e+133 | 1.4729e+133 | 1.5024e+133 | 1.5324e+133 | 1.5631e+133 | 1.5943e+133 | 1.6262e+133 | 1.6587e+133 | 1.6919e+133 | 1.7257e+133 | 1.7603e+133 | 1.7955e+133 | 1.8314e+133 | 1.868e+133 | 1.9054e+133 | 1.9435e+133 | 1.9823e+133 | 2.022e+133 | 2.0624e+133 | 2.1037e+133 | 2.1458e+133 | 2.1887e+133 | 2.2324e+133 | 2.2771e+133 | 2.3226e+133 | 2.3691e+133 | 2.4165e+133 | 2.4648e+133 | 2.5141e+133 | 2.5644e+133 | 2.6157e+133 | 2.668e+133 | 2.7213e+133 | 2.7758e+133 | 2.8313e+133 | 2.8879e+133 | 2.9457e+133 | 3.0046e+133 | 3.0647e+133 | 3.126e+133 | 3.1885e+133 | 3.2522e+133 | 3.3173e+133 | 3.3836e+133 | 3.4513e+133 | 3.5203e+133 | 3.5907e+133 | 3.6626e+133 | 3.7358e+133 | 3.8105e+133 | 3.8867e+133 | 3.9645e+133 | 4.0438e+133 | 4.1246e+133 | 4.2071e+133 | 4.2913e+133 | 4.3771e+133 | 4.4646e+133 | 4.5539e+133 | 4.645e+133 | 4.7379e+133 | 4.8327e+133 | 4.9293e+133 | 5.0279e+133 | 5.1285e+133 | 5.231e+133 | 5.3357e+133 | 5.4424e+133 | 5.5512e+133 | 5.6622e+133 | 5.7755e+133 | 5.891e+133 | 6.0088e+133 | 6.129e+133 | 6.2516e+133 | 6.3766e+133 | 6.5041e+133 | 6.6342e+133 | 6.7669e+133 | 6.9022e+133 | 7.0403e+133 | 7.1811e+133 | 7.3247e+133 | 7.4712e+133 | 7.6206e+133 | 7.773e+133 | 7.9285e+133 | 8.0871e+133 | 8.2488e+133 | 8.4138e+133 | 8.5821e+133 | 8.7537e+133 | 8.9288e+133 | 9.1074e+133 | 9.2895e+133 | 9.4753e+133 | 9.6648e+133 | 9.8581e+133 | 1.0055e+134 | 1.0256e+134 | 1.0461e+134 | 1.0671e+134 | 1.0884e+134 | 1.1102e+134 | 1.1324e+134 | 1.155e+134 | 1.1781e+134 | 1.2017e+134 | 1.2257e+134 | 1.2502e+134 | 1.2752e+134 | 1.3008e+134 | 1.3268e+134 | 1.3533e+134 | 1.3804e+134 | 1.408e+134 | 1.4361e+134 | 1.4649e+134 | 1.4942e+134 | 1.524e+134 | 1.5545e+134 | 1.5856e+134 | 1.6173e+134 | 1.6497e+134 | 1.6827e+134 | 1.7163e+134 | 1.7506e+134 | 1.7857e+134 | 1.8214e+134 | 1.8578e+134 | 1.895e+134 | 1.9329e+134 | 1.9715e+134 | 2.0109e+134 | 2.0512e+134 | 2.0922e+134 | 2.134e+134 | 2.1767e+134 | 2.2202e+134 | 2.2646e+134 | 2.3099e+134 | 2.3561e+134 | 2.4033e+134 | 2.4513e+134 | 2.5004e+134 | 2.5504e+134 | 2.6014e+134 | 2.6534e+134 | 2.7065e+134 | 2.7606e+134 | 2.8158e+134 | 2.8721e+134 | 2.9296e+134 | 2.9882e+134 | 3.0479e+134 | 3.1089e+134 | 3.171e+134 | 3.2345e+134 | 3.2992e+134 | 3.3651e+134 | 3.4324e+134 | 3.5011e+134 | 3.5711e+134 | 3.6425e+134 | 3.7154e+134 | 3.7897e+134 | 3.8655e+134 | 3.9428e+134 | 4.0217e+134 | 4.1021e+134 | 4.1841e+134 | 4.2678e+134 | 4.3532e+134 | 4.4402e+134 | 4.529e+134 | 4.6196e+134 | 4.712e+134 | 4.8063e+134 | 4.9024e+134 | 5.0004e+134 | 5.1004e+134 | 5.2024e+134 | 5.3065e+134 | 5.4126e+134 | 5.5209e+134 | 5.6313e+134 | 5.7439e+134 | 5.8588e+134 | 5.976e+134 | 6.0955e+134 | 6.2174e+134 | 6.3417e+134 | 6.4686e+134 | 6.598e+134 | 6.7299e+134 | 6.8645e+134 | 7.0018e+134 | 7.1418e+134 | 7.2847e+134 | 7.4304e+134 | 7.579e+134 | 7.7306e+134 | 7.8852e+134 | 8.0429e+134 | 8.2037e+134 | 8.3678e+134 | 8.5352e+134 | 8.7059e+134 | 8.88e+134 | 9.0576e+134 | 9.2387e+134 | 9.4235e+134 | 9.612e+134 | 9.8042e+134 | 1e+135 | 1.02e+135 | 1.0404e+135 | 1.0612e+135 | 1.0825e+135 | 1.1041e+135 | 1.1262e+135 | 1.1487e+135 | 1.1717e+135 | 1.1951e+135 | 1.219e+135 | 1.2434e+135 | 1.2683e+135 | 1.2936e+135 | 1.3195e+135 | 1.3459e+135 | 1.3728e+135 | 1.4003e+135 | 1.4283e+135 | 1.4569e+135 | 1.486e+135 | 1.5157e+135 | 1.546e+135 | 1.5769e+135 | 1.6085e+135 | 1.6407e+135 | 1.6735e+135 | 1.7069e+135 | 1.7411e+135 | 1.7759e+135 | 1.8114e+135 | 1.8476e+135 | 1.8846e+135 | 1.9223e+135 | 1.9607e+135 | 1.9999e+135 | 2.0399e+135 | 2.0807e+135 | 2.1224e+135 | 2.1648e+135 | 2.2081e+135 | 2.2523e+135 | 2.2973e+135 | 2.3433e+135 | 2.3901e+135 | 2.4379e+135 | 2.4867e+135 | 2.5364e+135 | 2.5871e+135 | 2.6389e+135 | 2.6917e+135 | 2.7455e+135 | 2.8004e+135 | 2.8564e+135 | 2.9135e+135 | 2.9718e+135 | 3.0313e+135 | 3.0919e+135 | 3.1537e+135 | 3.2168e+135 | 3.2811e+135 | 3.3468e+135 | 3.4137e+135 | 3.482e+135 | 3.5516e+135 | 3.6226e+135 | 3.6951e+135 | 3.769e+135 | 3.8444e+135 | 3.9213e+135 | 3.9997e+135 | 4.0797e+135 | 4.1613e+135 | 4.2445e+135 | 4.3294e+135 | 4.416e+135 | 4.5043e+135 | 4.5944e+135 | 4.6863e+135 | 4.78e+135 | 4.8756e+135 | 4.9731e+135 | 5.0726e+135 | 5.174e+135 | 5.2775e+135 | 5.383e+135 | 5.4907e+135 | 5.6005e+135 | 5.7125e+135 | 5.8268e+135 | 5.9433e+135 | 6.0622e+135 | 6.1834e+135 | 6.3071e+135 | 6.4332e+135 | 6.5619e+135 | 6.6931e+135 | 6.827e+135 | 6.9635e+135 | 7.1028e+135 | 7.2449e+135 | 7.3898e+135 | 7.5376e+135 | 7.6883e+135 | 7.8421e+135 | 7.9989e+135 | 8.1589e+135 | 8.3221e+135 | 8.4885e+135 | 8.6583e+135 | 8.8314e+135 | 9.0081e+135 | 9.1882e+135 | 9.372e+135 | 9.5594e+135 | 9.7506e+135 | 9.9456e+135 | 1.0145e+136 | 1.0347e+136 | 1.0554e+136 | 1.0765e+136 | 1.0981e+136 | 1.12e+136 | 1.1424e+136 | 1.1653e+136 | 1.1886e+136 | 1.2124e+136 | 1.2366e+136 | 1.2613e+136 | 1.2866e+136 | 1.3123e+136 | 1.3386e+136 | 1.3653e+136 | 1.3926e+136 | 1.4205e+136 | 1.4489e+136 | 1.4779e+136 | 1.5074e+136 | 1.5376e+136 | 1.5683e+136 | 1.5997e+136 | 1.6317e+136 | 1.6643e+136 | 1.6976e+136 | 1.7316e+136 | 1.7662e+136 | 1.8015e+136 | 1.8375e+136 | 1.8743e+136 | 1.9118e+136 | 1.95e+136 | 1.989e+136 | 2.0288e+136 | 2.0694e+136 | 2.1108e+136 | 2.153e+136 | 2.196e+136 | 2.24e+136 | 2.2848e+136 | 2.3305e+136 | 2.3771e+136 | 2.4246e+136 | 2.4731e+136 | 2.5226e+136 | 2.573e+136 | 2.6245e+136 | 2.677e+136 | 2.7305e+136 | 2.7851e+136 | 2.8408e+136 | 2.8976e+136 | 2.9556e+136 | 3.0147e+136 | 3.075e+136 | 3.1365e+136 | 3.1992e+136 | 3.2632e+136 | 3.3285e+136 | 3.395e+136 | 3.4629e+136 | 3.5322e+136 | 3.6028e+136 | 3.6749e+136 | 3.7484e+136 | 3.8234e+136 | 3.8998e+136 | 3.9778e+136 | 4.0574e+136 | 4.1385e+136 | 4.2213e+136 | 4.3057e+136 | 4.3918e+136 | 4.4797e+136 | 4.5693e+136 | 4.6606e+136 | 4.7539e+136 | 4.8489e+136 | 4.9459e+136 | 5.0448e+136 | 5.1457e+136 | 5.2486e+136 | 5.3536e+136 | 5.4607e+136 | 5.5699e+136 | 5.6813e+136 | 5.7949e+136 | 5.9108e+136 | 6.029e+136 | 6.1496e+136 | 6.2726e+136 | 6.3981e+136 | 6.526e+136 | 6.6566e+136 | 6.7897e+136 | 6.9255e+136 | 7.064e+136 | 7.2053e+136 | 7.3494e+136 | 7.4964e+136 | 7.6463e+136 | 7.7992e+136 | 7.9552e+136 | 8.1143e+136 | 8.2766e+136 | 8.4421e+136 | 8.611e+136 | 8.7832e+136 | 8.9588e+136 | 9.138e+136 | 9.3208e+136 | 9.5072e+136 | 9.6973e+136 | 9.8913e+136 | 1.0089e+137 | 1.0291e+137 | 1.0497e+137 | 1.0707e+137 | 1.0921e+137 | 1.1139e+137 | 1.1362e+137 | 1.1589e+137 | 1.1821e+137 | 1.2057e+137 | 1.2299e+137 | 1.2545e+137 | 1.2795e+137 | 1.3051e+137 | 1.3312e+137 | 1.3579e+137 | 1.385e+137 | 1.4127e+137 | 1.441e+137 | 1.4698e+137 | 1.4992e+137 | 1.5292e+137 | 1.5598e+137 | 1.591e+137 | 1.6228e+137 | 1.6552e+137 | 1.6883e+137 | 1.7221e+137 | 1.7565e+137 | 1.7917e+137 | 1.8275e+137 | 1.8641e+137 | 1.9013e+137 | 1.9394e+137 | 1.9781e+137 | 2.0177e+137 | 2.0581e+137 | 2.0992e+137 | 2.1412e+137 | 2.184e+137 | 2.2277e+137 | 2.2723e+137 | 2.3177e+137 | 2.3641e+137 | 2.4114e+137 | 2.4596e+137 | 2.5088e+137 | 2.5589e+137 | 2.6101e+137 | 2.6623e+137 | 2.7156e+137 | 2.7699e+137 | 2.8253e+137 | 2.8818e+137 | 2.9394e+137 | 2.9982e+137 | 3.0582e+137 | 3.1193e+137 | 3.1817e+137 | 3.2454e+137 | 3.3103e+137 | 3.3765e+137 | 3.444e+137 | 3.5129e+137 | 3.5831e+137 | 3.6548e+137 | 3.7279e+137 | 3.8025e+137 | 3.8785e+137 | 3.9561e+137 | 4.0352e+137 | 4.1159e+137 | 4.1982e+137 | 4.2822e+137 | 4.3678e+137 | 4.4552e+137 | 4.5443e+137 | 4.6352e+137 | 4.7279e+137 | 4.8224e+137 | 4.9189e+137 | 5.0173e+137 | 5.1176e+137 | 5.22e+137 | 5.3244e+137 | 5.4308e+137 | 5.5395e+137 | 5.6503e+137 | 5.7633e+137 | 5.8785e+137 | 5.9961e+137 | 6.116e+137 | 6.2383e+137 | 6.3631e+137 | 6.4904e+137 | 6.6202e+137 | 6.7526e+137 | 6.8876e+137 | 7.0254e+137 | 7.1659e+137 | 7.3092e+137 | 7.4554e+137 | 7.6045e+137 | 7.7566e+137 | 7.9117e+137 | 8.07e+137 | 8.2314e+137 | 8.396e+137 | 8.5639e+137 | 8.7352e+137 | 8.9099e+137 | 9.0881e+137 | 9.2698e+137 | 9.4552e+137 | 9.6443e+137 | 9.8372e+137 | 1.0034e+138 | 1.0235e+138 | 1.0439e+138 | 1.0648e+138 | 1.0861e+138 | 1.1078e+138 | 1.13e+138 | 1.1526e+138 | 1.1756e+138 | 1.1992e+138 | 1.2231e+138 | 1.2476e+138 | 1.2726e+138 | 1.298e+138 | 1.324e+138 | 1.3504e+138 | 1.3774e+138 | 1.405e+138 | 1.4331e+138 | 1.4618e+138 | 1.491e+138 | 1.5208e+138 | 1.5512e+138 | 1.5823e+138 | 1.6139e+138 | 1.6462e+138 | 1.6791e+138 | 1.7127e+138 | 1.7469e+138 | 1.7819e+138 | 1.8175e+138 | 1.8539e+138 | 1.8909e+138 | 1.9288e+138 | 1.9673e+138 | 2.0067e+138 | 2.0468e+138 | 2.0878e+138 | 2.1295e+138 | 2.1721e+138 | 2.2155e+138 | 2.2599e+138 | 2.305e+138 | 2.3511e+138 | 2.3982e+138 | 2.4461e+138 | 2.4951e+138 | 2.545e+138 | 2.5959e+138 | 2.6478e+138 | 2.7007e+138 | 2.7547e+138 | 2.8098e+138 | 2.866e+138 | 2.9234e+138 | 2.9818e+138 | 3.0415e+138 | 3.1023e+138 | 3.1643e+138 | 3.2276e+138 | 3.2922e+138 | 3.358e+138 | 3.4252e+138 | 3.4937e+138 | 3.5636e+138 | 3.6348e+138 | 3.7075e+138 | 3.7817e+138 | 3.8573e+138 | 3.9345e+138 | 4.0131e+138 | 4.0934e+138 | 4.1753e+138 | 4.2588e+138 | 4.344e+138 | 4.4308e+138 | 4.5195e+138 | 4.6098e+138 | 4.702e+138 | 4.7961e+138 | 4.892e+138 | 4.9898e+138 | 5.0896e+138 | 5.1914e+138 | 5.2953e+138 | 5.4012e+138 | 5.5092e+138 | 5.6194e+138 | 5.7318e+138 | 5.8464e+138 | 5.9633e+138 | 6.0826e+138 | 6.2042e+138 | 6.3283e+138 | 6.4549e+138 | 6.584e+138 | 6.7157e+138 | 6.85e+138 | 6.987e+138 | 7.1267e+138 | 7.2693e+138 | 7.4146e+138 | 7.5629e+138 | 7.7142e+138 | 7.8685e+138 | 8.0258e+138 | 8.1864e+138 | 8.3501e+138 | 8.5171e+138 | 8.6874e+138 | 8.8612e+138 | 9.0384e+138 | 9.2192e+138 | 9.4036e+138 | 9.5916e+138 | 9.7835e+138 | 9.9791e+138 | 1.0179e+139 | 1.0382e+139 | 1.059e+139 | 1.0802e+139 | 1.1018e+139 | 1.1238e+139 | 1.1463e+139 | 1.1692e+139 | 1.1926e+139 | 1.2165e+139 | 1.2408e+139 | 1.2656e+139 | 1.2909e+139 | 1.3167e+139 | 1.3431e+139 | 1.3699e+139 | 1.3973e+139 | 1.4253e+139 | 1.4538e+139 | 1.4828e+139 | 1.5125e+139 | 1.5428e+139 | 1.5736e+139 | 1.6051e+139 | 1.6372e+139 | 1.6699e+139 | 1.7033e+139 | 1.7374e+139 | 1.7721e+139 | 1.8076e+139 | 1.8437e+139 | 1.8806e+139 | 1.9182e+139 | 1.9566e+139 | 1.9957e+139 | 2.0356e+139 | 2.0763e+139 | 2.1179e+139 | 2.1602e+139 | 2.2034e+139 | 2.2475e+139 | 2.2925e+139 | 2.3383e+139 | 2.3851e+139 | 2.4328e+139 | 2.4814e+139 | 2.5311e+139 | 2.5817e+139 | 2.6333e+139 | 2.686e+139 | 2.7397e+139 | 2.7945e+139 | 2.8504e+139 | 2.9074e+139 | 2.9655e+139 | 3.0248e+139 | 3.0853e+139 | 3.147e+139 | 3.21e+139 | 3.2742e+139 | 3.3397e+139 | 3.4065e+139 | 3.4746e+139 | 3.5441e+139 | 3.615e+139 | 3.6873e+139 | 3.761e+139 | 3.8362e+139 | 3.913e+139 | 3.9912e+139 | 4.071e+139 | 4.1525e+139 | 4.2355e+139 | 4.3202e+139 | 4.4066e+139 | 4.4948e+139 | 4.5846e+139 | 4.6763e+139 | 4.7699e+139 | 4.8653e+139 | 4.9626e+139 | 5.0618e+139 | 5.1631e+139 | 5.2663e+139 | 5.3716e+139 | 5.4791e+139 | 5.5887e+139 | 5.7004e+139 | 5.8144e+139 | 5.9307e+139 | 6.0493e+139 | 6.1703e+139 | 6.2937e+139 | 6.4196e+139 | 6.548e+139 | 6.679e+139 | 6.8125e+139 | 6.9488e+139 | 7.0878e+139 | 7.2295e+139 | 7.3741e+139 | 7.5216e+139 | 7.672e+139 | 7.8255e+139 | 7.982e+139 | 8.1416e+139 | 8.3045e+139 | 8.4705e+139 | 8.64e+139 | 8.8128e+139 | 8.989e+139 | 9.1688e+139 | 9.3522e+139 | 9.5392e+139 | 9.73e+139 | 9.9246e+139 | 1.0123e+140 | 1.0326e+140 | 1.0532e+140 | 1.0743e+140 | 1.0958e+140 | 1.1177e+140 | 1.14e+140 | 1.1628e+140 | 1.1861e+140 | 1.2098e+140 | 1.234e+140 | 1.2587e+140 | 1.2839e+140 | 1.3095e+140 | 1.3357e+140 | 1.3624e+140 | 1.3897e+140 | 1.4175e+140 | 1.4458e+140 | 1.4747e+140 | 1.5042e+140 | 1.5343e+140 | 1.565e+140 | 1.5963e+140 | 1.6282e+140 | 1.6608e+140 | 1.694e+140 | 1.7279e+140 | 1.7625e+140 | 1.7977e+140 | 1.8337e+140 | 1.8703e+140 | 1.9077e+140 | 1.9459e+140 | 1.9848e+140 | 2.0245e+140 | 2.065e+140 | 2.1063e+140 | 2.1484e+140 | 2.1914e+140 | 2.2352e+140 | 2.2799e+140 | 2.3255e+140 | 2.372e+140 | 2.4195e+140 | 2.4679e+140 | 2.5172e+140 | 2.5676e+140 | 2.6189e+140 | 2.6713e+140 | 2.7247e+140 | 2.7792e+140 | 2.8348e+140 | 2.8915e+140 | 2.9493e+140 | 3.0083e+140 | 3.0685e+140 | 3.1298e+140 | 3.1924e+140 | 3.2563e+140 | 3.3214e+140 | 3.3878e+140 | 3.4556e+140 | 3.5247e+140 | 3.5952e+140 | 3.6671e+140 | 3.7405e+140 | 3.8153e+140 | 3.8916e+140 | 3.9694e+140 | 4.0488e+140 | 4.1298e+140 | 4.2124e+140 | 4.2966e+140 | 4.3825e+140 | 4.4702e+140 | 4.5596e+140 | 4.6508e+140 | 4.7438e+140 | 4.8387e+140 | 4.9354e+140 | 5.0342e+140 | 5.1348e+140 | 5.2375e+140 | 5.3423e+140 | 5.4491e+140 | 5.5581e+140 | 5.6693e+140 | 5.7827e+140 | 5.8983e+140 | 6.0163e+140 | 6.1366e+140 | 6.2593e+140 | 6.3845e+140 | 6.5122e+140 | 6.6425e+140 | 6.7753e+140 | 6.9108e+140 | 7.049e+140 | 7.19e+140 | 7.3338e+140 | 7.4805e+140 | 7.6301e+140 | 7.7827e+140 | 7.9384e+140 | 8.0971e+140 | 8.2591e+140 | 8.4243e+140 | 8.5927e+140 | 8.7646e+140 | 8.9399e+140 | 9.1187e+140 | 9.3011e+140 | 9.4871e+140 | 9.6768e+140 | 9.8704e+140 | 1.0068e+141 | 1.0269e+141 | 1.0474e+141 | 1.0684e+141 | 1.0898e+141 | 1.1116e+141 | 1.1338e+141 | 1.1565e+141 | 1.1796e+141 | 1.2032e+141 | 1.2273e+141 | 1.2518e+141 | 1.2768e+141 | 1.3024e+141 | 1.3284e+141 | 1.355e+141 | 1.3821e+141 | 1.4097e+141 | 1.4379e+141 | 1.4667e+141 | 1.496e+141 | 1.5259e+141 | 1.5565e+141 | 1.5876e+141 | 1.6193e+141 | 1.6517e+141 | 1.6848e+141 | 1.7185e+141 | 1.7528e+141 | 1.7879e+141 | 1.8236e+141 | 1.8601e+141 | 1.8973e+141 | 1.9353e+141 | 1.974e+141 | 2.0134e+141 | 2.0537e+141 | 2.0948e+141 | 2.1367e+141 | 2.1794e+141 | 2.223e+141 | 2.2675e+141 | 2.3128e+141 | 2.3591e+141 | 2.4062e+141 | 2.4544e+141 | 2.5035e+141 | 2.5535e+141 | 2.6046e+141 | 2.6567e+141 | 2.7098e+141 | 2.764e+141 | 2.8193e+141 | 2.8757e+141 | 2.9332e+141 | 2.9919e+141 | 3.0517e+141 | 3.1127e+141 | 3.175e+141 | 3.2385e+141 | 3.3033e+141 | 3.3693e+141 | 3.4367e+141 | 3.5054e+141 | 3.5756e+141 | 3.6471e+141 | 3.72e+141 | 3.7944e+141 | 3.8703e+141 | 3.9477e+141 | 4.0267e+141 | 4.1072e+141 | 4.1893e+141 | 4.2731e+141 | 4.3586e+141 | 4.4458e+141 | 4.5347e+141 | 4.6254e+141 | 4.7179e+141 | 4.8122e+141 | 4.9085e+141 | 5.0066e+141 | 5.1068e+141 | 5.2089e+141 | 5.3131e+141 | 5.4194e+141 | 5.5277e+141 | 5.6383e+141 | 5.7511e+141 | 5.8661e+141 | 5.9834e+141 | 6.1031e+141 | 6.2251e+141 | 6.3496e+141 | 6.4766e+141 | 6.6062e+141 | 6.7383e+141 | 6.873e+141 | 7.0105e+141 | 7.1507e+141 | 7.2937e+141 | 7.4396e+141 | 7.5884e+141 | 7.7402e+141 | 7.895e+141 | 8.0529e+141 | 8.2139e+141 | 8.3782e+141 | 8.5458e+141 | 8.7167e+141 | 8.891e+141 | 9.0688e+141 | 9.2502e+141 | 9.4352e+141 | 9.6239e+141 | 9.8164e+141 | 1.0013e+142 | 1.0213e+142 | 1.0417e+142 | 1.0626e+142 | 1.0838e+142 | 1.1055e+142 | 1.1276e+142 | 1.1501e+142 | 1.1732e+142 | 1.1966e+142 | 1.2205e+142 | 1.245e+142 | 1.2699e+142 | 1.2953e+142 | 1.3212e+142 | 1.3476e+142 | 1.3745e+142 | 1.402e+142 | 1.4301e+142 | 1.4587e+142 | 1.4878e+142 | 1.5176e+142 | 1.5479e+142 | 1.5789e+142 | 1.6105e+142 | 1.6427e+142 | 1.6755e+142 | 1.7091e+142 | 1.7432e+142 | 1.7781e+142 | 1.8137e+142 | 1.8499e+142 | 1.8869e+142 | 1.9247e+142 | 1.9632e+142 | 2.0024e+142 | 2.0425e+142 | 2.0833e+142 | 2.125e+142 | 2.1675e+142 | 2.2109e+142 | 2.2551e+142 | 2.3002e+142 | 2.3462e+142 | 2.3931e+142 | 2.441e+142 | 2.4898e+142 | 2.5396e+142 | 2.5904e+142 | 2.6422e+142 | 2.695e+142 | 2.7489e+142 | 2.8039e+142 | 2.86e+142 | 2.9172e+142 | 2.9755e+142 | 3.035e+142 | 3.0957e+142 | 3.1576e+142 | 3.2208e+142 | 3.2852e+142 | 3.3509e+142 | 3.4179e+142 | 3.4863e+142 | 3.556e+142 | 3.6271e+142 | 3.6997e+142 | 3.7737e+142 | 3.8491e+142 | 3.9261e+142 | 4.0047e+142 | 4.0847e+142 | 4.1664e+142 | 4.2498e+142 | 4.3348e+142 | 4.4215e+142 | 4.5099e+142 | 4.6001e+142 | 4.6921e+142 | 4.7859e+142 | 4.8816e+142 | 4.9793e+142 | 5.0789e+142 | 5.1804e+142 | 5.2841e+142 | 5.3897e+142 | 5.4975e+142 | 5.6075e+142 | 5.7196e+142 | 5.834e+142 | 5.9507e+142 | 6.0697e+142 | 6.1911e+142 | 6.3149e+142 | 6.4412e+142 | 6.5701e+142 | 6.7015e+142 | 6.8355e+142 | 6.9722e+142 | 7.1116e+142 | 7.2539e+142 | 7.399e+142 | 7.5469e+142 | 7.6979e+142 | 7.8518e+142 | 8.0089e+142 | 8.169e+142 | 8.3324e+142 | 8.4991e+142 | 8.669e+142 | 8.8424e+142 | 9.0193e+142 | 9.1997e+142 | 9.3837e+142 | 9.5713e+142 | 9.7628e+142 | 9.958e+142 | 1.0157e+143 | 1.036e+143 | 1.0568e+143 | 1.0779e+143 | 1.0994e+143 | 1.1214e+143 | 1.1439e+143
Check |  | 0
Muskrat Falls |  | 10491669.9638 | -2.6077e-08 |  | 370510.446 | 466863.6062 | 476200.8783 | 485724.8958 | 497165.8733 | 505348.1816 | 515455.1453 | 525764.2482 | 538148.3301 | 547005.1238 | 557945.2263 | 569104.1308 | 582509.0593 | 592095.9377 | 603937.8564 | 616016.6136 | 630526.5393 | 640903.6848 | 653721.7584 | 666796.1936 | 682502.2039 | 693734.7598 | 707609.455 | 721761.6441 | 738762.3348 | 750920.8146 | 765939.2309 | 781258.0155 | 799660.1097 | 812820.8393 | 829077.2561 | 845658.8012 | 865577.8198 | 879823.4168 | 897419.8851 | 915368.2828 | 936929.2692 | 952349.1614 | 971396.1447 | 990824.0676 | 1014162.3726 | 1030853.3599 | 1051470.4271 | 1072499.8356 | 1097761.9676 | 1115828.829 | 1138145.4056 | 1160908.3137 | 1188252.8577 | 1207809.0095 | 806873.8893 | #REF! | #REF! | #REF! | #REF! | #REF! | #REF! | #REF! | #REF! | #REF! | #REF! | #REF! | #REF! | #REF! | #REF! | #REF! | #REF! | #REF! | #REF! | #REF! | #REF! | #REF! | #REF! | #REF! | #REF! | #REF! | #REF! | #REF! | #REF! | #REF! | #REF! | #REF! | #REF! | #REF! | #REF! | #REF! | #REF! | #REF! | #REF! | #REF! | #REF! | #REF! | #REF! | #REF! | #REF! | #REF! | #REF! | #REF! | #REF! | #REF! | #REF! | #REF! | #REF! | #REF! | #REF! | #REF! | #REF! | #REF! | #REF! | #REF! | #REF! | #REF! | #REF! | #REF! | #REF! | #REF! | #REF! | #REF! | #REF! | #REF! | #REF! | #REF! | #REF! | #REF! | #REF! | #REF! | #REF! | #REF! | #REF! | #REF! | #REF! | #REF! | #REF! | #REF! | #REF! | #REF! | #REF! | #REF! | #REF! | #REF! | #REF! | #REF! | #REF! | #REF! | #REF! | #REF! | #REF! | #REF! | #REF! | #REF! | #REF! | #REF! | #REF! | #REF! | #REF! | #REF! | #REF! | #REF! | #REF! | #REF! | #REF! | #REF! | #REF! | #REF! | #REF! | #REF! | #REF! | #REF! | #REF! | #REF! | #REF! | #REF! | #REF! | #REF! | #REF! | #REF! | #REF! | #REF! | #REF! | #REF! | #REF! | #REF! | #REF! | #REF! | #REF! | #REF! | #REF! | #REF! | #REF! | #REF! | #REF! | #REF! | #REF! | #REF! | #REF! | #REF! | #REF! | #REF! | #REF! | #REF! | #REF! | #REF! | #REF! | #REF! | #REF! | #REF! | #REF! | #REF! | #REF! | #REF! | #REF! | #REF! | #REF! | #REF! | #REF! | #REF! | #REF! | #REF! | #REF! | #REF! | #REF! | #REF! | #REF! | #REF! | #REF! | #REF! | #REF! | #REF! | #REF! | #REF! | #REF! | #REF! | #REF! | #REF! | #REF! | #REF! | #REF! | #REF! | #REF! | #REF! | #REF! | #REF! | #REF! | #REF! | #REF! | #REF! | #REF! | #REF! | #REF! | #REF! | #REF! | #REF! | #REF! | #REF! | #REF! | #REF! | #REF! | #REF! | #REF! | #REF! | #REF! | #REF! | #REF! | #REF! | #REF! | #REF! | #REF! | #REF! | #REF! | #REF! | #REF! | #REF! | #REF! | #REF! | #REF! | #REF! | #REF! | #REF! | #REF! | #REF! | #REF! | #REF! | #REF! | #REF! | #REF! | #REF! | #REF! | #REF! | #REF! | #REF! | #REF! | #REF! | #REF! | #REF! | #REF! | #REF! | #REF! | #REF! | #REF! | #REF! | #REF! | #REF! | #REF! | #REF! | #REF! | #REF! | #REF! | #REF! | #REF! | #REF! | #REF! | #REF! | #REF! | #REF! | #REF! | #REF! | #REF! | #REF! | #REF! | #REF! | #REF! | #REF! | #REF! | #REF! | #REF! | #REF! | #REF! | #REF! | #REF! | #REF! | #REF! | #REF! | #REF! | #REF! | #REF! | #REF! | #REF! | #REF! | #REF! | #REF! | #REF! | #REF! | #REF! | #REF! | #REF! | #REF! | #REF! | #REF! | #REF! | #REF! | #REF! | #REF! | #REF! | #REF! | #REF! | #REF! | #REF! | #REF! | #REF! | #REF! | #REF! | #REF! | #REF! | #REF! | #REF! | #REF! | #REF! | #REF! | #REF! | #REF! | #REF! | #REF! | #REF! | #REF! | #REF! | #REF! | #REF! | #REF! | #REF! | #REF! | #REF! | #REF! | #REF! | #REF! | #REF! | #REF! | #REF! | #REF! | #REF! | #REF! | #REF! | #REF! | #REF! | #REF! | #REF! | #REF! | #REF! | #REF! | #REF! | #REF! | #REF! | #REF! | #REF! | #REF! | #REF! | #REF! | #REF! | #REF! | #REF! | #REF! | #REF! | #REF! | #REF! | #REF! | #REF! | #REF! | #REF! | #REF! | #REF! | #REF! | #REF! | #REF! | #REF! | #REF! | #REF! | #REF! | #REF! | #REF! | #REF! | #REF! | #REF! | #REF! | #REF! | #REF! | #REF! | #REF! | #REF! | #REF! | #REF! | #REF! | #REF! | #REF! | #REF! | #REF! | #REF! | #REF! | #REF! | #REF! | #REF! | #REF! | #REF! | #REF! | #REF! | #REF! | #REF! | #REF! | #REF! | #REF! | #REF! | #REF! | #REF! | #REF! | #REF! | #REF! | #REF! | #REF! | #REF! | #REF! | #REF! | #REF! | #REF! | #REF! | #REF! | #REF! | #REF! | #REF! | #REF! | #REF! | #REF! | #REF! | #REF! | #REF! | #REF! | #REF! | #REF! | #REF! | #REF! | #REF! | #REF! | #REF! | #REF! | #REF! | #REF! | #REF! | #REF! | #REF! | #REF! | #REF! | #REF! | #REF! | #REF! | #REF! | #REF! | #REF! | #REF! | #REF! | #REF! | #REF! | #REF! | #REF! | #REF! | #REF! | #REF! | #REF! | #REF! | #REF! | #REF! | #REF! | #REF! | #REF! | #REF! | #REF! | #REF! | #REF! | #REF! | #REF! | #REF! | #REF! | #REF! | #REF! | #REF! | #REF! | #REF! | #REF! | #REF! | #REF! | #REF! | #REF! | #REF! | #REF! | #REF! | #REF! | #REF! | #REF! | #REF! | #REF! | #REF! | #REF! | #REF! | #REF! | #REF! | #REF! | #REF! | #REF! | #REF! | #REF! | #REF! | #REF! | #REF! | #REF! | #REF! | #REF! | #REF! | #REF! | #REF! | #REF! | #REF! | #REF! | #REF! | #REF! | #REF! | #REF! | #REF! | #REF! | #REF! | #REF! | #REF! | #REF! | #REF! | #REF! | #REF! | #REF! | #REF! | #REF! | #REF! | #REF! | #REF! | #REF! | #REF! | #REF! | #REF! | #REF! | #REF! | #REF! | #REF! | #REF! | #REF! | #REF! | #REF! | #REF! | #REF! | #REF! | #REF! | #REF! | #REF! | #REF! | #REF! | #REF! | #REF! | #REF! | #REF! | #REF! | #REF! | #REF! | #REF! | #REF! | #REF! | #REF! | #REF! | #REF! | #REF! | #REF! | #REF! | #REF! | #REF! | #REF! | #REF! | #REF! | #REF! | #REF! | #REF! | #REF! | #REF! | #REF! | #REF! | #REF! | #REF! | #REF! | #REF! | #REF! | #REF! | #REF! | #REF! | #REF! | #REF! | #REF! | #REF! | #REF! | #REF! | #REF! | #REF! | #REF! | #REF! | #REF! | #REF! | #REF! | #REF! | #REF! | #REF! | #REF! | #REF! | #REF! | #REF! | #REF! | #REF! | #REF! | #REF! | #REF! | #REF! | #REF! | #REF! | #REF! | #REF! | #REF! | #REF! | #REF! | #REF! | #REF! | #REF! | #REF! | #REF! | #REF! | #REF! | #REF! | #REF! | #REF! | #REF! | #REF! | #REF! | #REF! | #REF! | #REF! | #REF! | #REF! | #REF! | #REF! | #REF! | #REF! | #REF! | #REF! | #REF! | #REF! | #REF! | #REF! | #REF! | #REF! | #REF! | #REF! | #REF! | #REF! | #REF! | #REF! | #REF! | #REF! | #REF! | #REF! | #REF! | #REF! | #REF! | #REF! | #REF! | #REF! | #REF! | #REF! | #REF! | #REF! | #REF! | #REF! | #REF! | #REF! | #REF! | #REF! | #REF! | #REF! | #REF! | #REF! | #REF! | #REF! | #REF! | #REF! | #REF! | #REF! | #REF! | #REF! | #REF! | #REF! | #REF! | #REF! | #REF! | #REF! | #REF! | #REF! | #REF! | #REF! | #REF! | #REF! | #REF! | #REF! | #REF! | #REF! | #REF! | #REF! | #REF! | #REF! | #REF! | #REF! | #REF! | #REF! | #REF! | #REF! | #REF! | #REF! | #REF! | #REF! | #REF! | #REF! | #REF! | #REF! | #REF! | #REF! | #REF! | #REF! | #REF! | #REF! | #REF! | #REF! | #REF! | #REF! | #REF! | #REF! | #REF! | #REF! | #REF! | #REF! | #REF! | #REF! | #REF! | #REF! | #REF! | #REF! | #REF! | #REF! | #REF! | #REF! | #REF! | #REF! | #REF! | #REF! | #REF! | #REF! | #REF! | #REF! | #REF! | #REF! | #REF! | #REF! | #REF! | #REF! | #REF! | #REF! | #REF! | #REF! | #REF! | #REF! | #REF! | #REF! | #REF! | #REF! | #REF! | #REF! | #REF! | #REF! | #REF! | #REF! | #REF! | #REF! | #REF! | #REF! | #REF! | #REF! | #REF! | #REF! | #REF! | #REF! | #REF! | #REF! | #REF! | #REF! | #REF! | #REF! | #REF! | #REF! | #REF! | #REF! | #REF! | #REF! | #REF! | #REF! | #REF! | #REF! | #REF! | #REF! | #REF! | #REF! | #REF! | #REF! | #REF! | #REF! | #REF! | #REF! | #REF! | #REF! | #REF! | #REF! | #REF! | #REF! | #REF! | #REF! | #REF! | #REF! | #REF! | #REF! | #REF! | #REF! | #REF! | #REF! | #REF! | #REF! | #REF! | #REF! | #REF! | #REF! | #REF! | #REF! | #REF! | #REF! | #REF! | #REF! | #REF! | #REF! | #REF! | #REF! | #REF! | #REF! | #REF! | #REF! | #REF! | #REF! | #REF! | #REF! | #REF! | #REF! | #REF! | #REF! | #REF! | #REF! | #REF! | #REF! | #REF! | #REF! | #REF! | #REF! | #REF! | #REF! | #REF! | #REF! | #REF! | #REF! | #REF! | #REF! | #REF! | #REF! | #REF! | #REF! | #REF! | #REF! | #REF! | #REF! | #REF! | #REF! | #REF! | #REF! | #REF! | #REF! | #REF! | #REF! | #REF! | #REF! | #REF! | #REF! | #REF! | #REF! | #REF! | #REF! | #REF! | #REF! | #REF! | #REF! | #REF! | #REF! | #REF! | #REF! | #REF! | #REF! | #REF! | #REF! | #REF! | #REF! | #REF! | #REF! | #REF! | #REF! | #REF! | #REF! | #REF! | #REF! | #REF! | #REF! | #REF! | #REF! | #REF! | #REF! | #REF! | #REF! | #REF! | #REF! | #REF! | #REF! | #REF! | #REF! | #REF! | #REF! | #REF! | #REF! | #REF! | #REF! | #REF! | #REF! | #REF! | #REF! | #REF! | #REF! | #REF! | #REF! | #REF! | #REF! | #REF! | #REF! | #REF! | #REF! | #REF! | #REF! | #REF! | #REF! | #REF! | #REF! | #REF! | #REF! | #REF! | #REF! | #REF! | #REF! | #REF! | #REF! | #REF! | #REF! | #REF! | #REF! | #REF! | #REF! | #REF! | #REF! | #REF! | #REF! | #REF! | #REF! | #REF! | #REF! | #REF! | #REF! | #REF! | #REF! | #REF! | #REF! | #REF! | #REF! | #REF! | #REF! | #REF! | #REF! | #REF! | #REF! | #REF! | #REF! | #REF! | #REF! | #REF! | #REF! | #REF! | #REF! | #REF! | #REF! | #REF! | #REF! | #REF! | #REF! | #REF! | #REF! | #REF! | #REF! | #REF! | #REF! | #REF! | #REF! | #REF! | #REF! | #REF! | #REF! | #REF! | #REF! | #REF! | #REF! | #REF! | #REF! | #REF! | #REF! | #REF! | #REF! | #REF! | #REF! | #REF! | #REF! | #REF! | #REF! | #REF! | #REF! | #REF! | #REF! | #REF! | #REF! | #REF! | #REF! | #REF! | #REF! | #REF! | #REF! | #REF! | #REF! | #REF! | #REF! | #REF! | #REF! | #REF! | #REF! | #REF! | #REF! | #REF! | #REF! | #REF! | #REF! | #REF! | #REF! | #REF! | #REF! | #REF! | #REF! | #REF! | #REF! | #REF! | #REF! | #REF! | #REF! | #REF! | #REF! | #REF! | #REF! | #REF! | #REF! | #REF! | #REF! | #REF! | #REF! | #REF! | #REF! | #REF! | #REF! | #REF! | #REF! | #REF! | #REF! | #REF! | #REF! | #REF! | #REF! | #REF! | #REF! | #REF! | #REF! | #REF! | #REF! | #REF! | #REF! | #REF! | #REF! | #REF! | #REF! | #REF! | #REF! | #REF! | #REF! | #REF! | #REF! | #REF! | #REF! | #REF! | #REF! | #REF! | #REF! | #REF! | #REF! | #REF! | #REF! | #REF! | #REF! | #REF! | #REF! | #REF! | #REF! | #REF! | #REF! | #REF! | #REF! | #REF! | #REF! | #REF! | #REF! | #REF! | #REF! | #REF! | #REF! | #REF! | #REF! | #REF! | #REF! | #REF! | #REF! | #REF! | #REF! | #REF! | #REF! | #REF! | #REF! | #REF! | #REF! | #REF! | #REF! | #REF! | #REF! | #REF! | #REF! | #REF! | #REF! | #REF! | #REF! | #REF! | #REF! | #REF! | #REF! | #REF! | #REF! | #REF! | #REF! | #REF! | #REF! | #REF! | #REF! | #REF! | #REF! | #REF! | #REF! | #REF! | #REF! | #REF! | #REF! | #REF! | #REF! | #REF! | #REF! | #REF! | #REF! | #REF! | #REF! | #REF! | #REF! | #REF! | #REF! | #REF! | #REF! | #REF! | #REF! | #REF! | #REF! | #REF! | #REF! | #REF! | #REF! | #REF! | #REF! | #REF! | #REF! | #REF! | #REF! | #REF! | #REF! | #REF! | #REF! | #REF! | #REF! | #REF! | #REF! | #REF! | #REF! | #REF! | #REF! | #REF! | #REF! | #REF! | #REF! | #REF! | #REF! | #REF! | #REF! | #REF! | #REF! | #REF! | #REF! | #REF! | #REF! | #REF! | #REF! | #REF! | #REF! | #REF! | #REF! | #REF! | #REF! | #REF! | #REF! | #REF! | #REF! | #REF! | #REF! | #REF! | #REF! | #REF! | #REF! | #REF! | #REF! | #REF! | #REF! | #REF! | #REF! | #REF! | #REF! | #REF! | #REF! | #REF! | #REF! | #REF! | #REF! | #REF! | #REF! | #REF! | #REF! | #REF! | #REF! | #REF! | #REF! | #REF! | #REF! | #REF! | #REF! | #REF! | #REF! | #REF! | #REF! | #REF! | #REF! | #REF! | #REF! | #REF! | #REF! | #REF! | #REF! | #REF! | #REF! | #REF! | #REF! | #REF! | #REF! | #REF! | #REF! | #REF! | #REF! | #REF! | #REF! | #REF! | #REF! | #REF! | #REF! | #REF! | #REF! | #REF! | #REF! | #REF! | #REF! | #REF! | #REF! | #REF! | #REF! | #REF! | #REF! | #REF! | #REF! | #REF! | #REF! | #REF! | #REF! | #REF! | #REF! | #REF! | #REF! | #REF! | #REF! | #REF! | #REF! | #REF! | #REF! | #REF! | #REF! | #REF! | #REF! | #REF! | #REF! | #REF! | #REF! | #REF! | #REF! | #REF! | #REF! | #REF! | #REF! | #REF! | #REF! | #REF! | #REF! | #REF! | #REF! | #REF! | #REF! | #REF! | #REF! | #REF! | #REF! | #REF! | #REF! | #REF! | #REF! | #REF! | #REF! | #REF! | #REF! | #REF! | #REF! | #REF! | #REF! | #REF! | #REF! | #REF! | #REF! | #REF! | #REF! | #REF! | #REF! | #REF! | #REF! | #REF! | #REF! | #REF! | #REF! | #REF! | #REF! | #REF! | #REF! | #REF! | #REF! | #REF! | #REF! | #REF! | #REF! | #REF! | #REF! | #REF! | #REF! | #REF! | #REF! | #REF! | #REF! | #REF! | #REF! | #REF! | #REF! | #REF! | #REF! | #REF! | #REF! | #REF! | #REF! | #REF! | #REF! | #REF! | #REF! | #REF! | #REF! | #REF! | #REF! | #REF! | #REF! | #REF! | #REF! | #REF! | #REF! | #REF! | #REF! | #REF! | #REF! | #REF! | #REF! | #REF! | #REF! | #REF! | #REF! | #REF! | #REF! | #REF! | #REF! | #REF! | #REF! | #REF! | #REF! | #REF! | #REF! | #REF! | #REF! | #REF! | #REF! | #REF! | #REF! | #REF! | #REF! | #REF! | #REF! | #REF! | #REF! | #REF! | #REF! | #REF! | #REF! | #REF! | #REF! | #REF! | #REF! | #REF! | #REF! | #REF! | #REF! | #REF! | #REF! | #REF! | #REF! | #REF! | #REF! | #REF! | #REF! | #REF! | #REF! | #REF! | #REF! | #REF! | #REF! | #REF! | #REF! | #REF! | #REF! | #REF! | #REF! | #REF! | #REF! | #REF! | #REF! | #REF! | #REF! | #REF! | #REF! | #REF! | #REF! | #REF! | #REF! | #REF! | #REF! | #REF! | #REF! | #REF! | #REF! | #REF! | #REF! | #REF! | #REF! | #REF! | #REF! | #REF! | #REF! | #REF! | #REF! | #REF! | #REF! | #REF! | #REF! | #REF! | #REF! | #REF! | #REF! | #REF! | #REF! | #REF! | #REF! | #REF! | #REF! | #REF! | #REF! | #REF! | #REF! | #REF! | #REF! | #REF! | #REF! | #REF! | #REF! | #REF! | #REF! | #REF! | #REF! | #REF! | #REF! | #REF! | #REF! | #REF! | #REF! | #REF! | #REF! | #REF! | #REF! | #REF! | #REF! | #REF! | #REF! | #REF! | #REF! | #REF! | #REF! | #REF! | #REF! | #REF! | #REF! | #REF! | #REF! | #REF! | #REF! | #REF! | #REF! | #REF! | #REF! | #REF! | #REF! | #REF! | #REF! | #REF! | #REF! | #REF! | #REF! | #REF! | #REF! | #REF! | #REF! | #REF! | #REF! | #REF! | #REF! | #REF! | #REF! | #REF! | #REF! | #REF! | #REF! | #REF! | #REF! | #REF! | #REF! | #REF! | #REF! | #REF! | #REF! | #REF! | #REF! | #REF! | #REF! | #REF! | #REF! | #REF! | #REF! | #REF! | #REF! | #REF! | #REF! | #REF! | #REF! | #REF! | #REF! | #REF! | #REF! | #REF! | #REF! | #REF! | #REF! | #REF! | #REF! | #REF! | #REF! | #REF! | #REF! | #REF! | #REF! | #REF! | #REF! | #REF! | #REF! | #REF! | #REF! | #REF! | #REF! | #REF! | #REF! | #REF! | #REF! | #REF! | #REF! | #REF! | #REF! | #REF! | #REF! | #REF! | #REF! | #REF! | #REF! | #REF! | #REF! | #REF! | #REF! | #REF! | #REF! | #REF! | #REF! | #REF! | #REF! | #REF! | #REF! | #REF! | #REF! | #REF! | #REF! | #REF! | #REF! | #REF! | #REF! | #REF! | #REF! | #REF! | #REF! | #REF! | #REF! | #REF! | #REF! | #REF! | #REF! | #REF! | #REF! | #REF! | #REF! | #REF! | #REF! | #REF! | #REF! | #REF! | #REF! | #REF! | #REF! | #REF! | #REF! | #REF! | #REF! | #REF! | #REF! | #REF! | #REF! | #REF! | #REF! | #REF! | #REF! | #REF! | #REF! | #REF! | #REF! | #REF! | #REF! | #REF! | #REF! | #REF! | #REF! | #REF! | #REF! | #REF! | #REF! | #REF! | #REF! | #REF! | #REF! | #REF! | #REF! | #REF! | #REF! | #REF! | #REF! | #REF! | #REF! | #REF! | #REF! | #REF! | #REF! | #REF! | #REF! | #REF! | #REF! | #REF! | #REF! | #REF! | #REF! | #REF! | #REF! | #REF! | #REF! | #REF! | #REF! | #REF! | #REF! | #REF! | #REF! | #REF! | #REF! | #REF! | #REF! | #REF! | #REF! | #REF! | #REF! | #REF! | #REF! | #REF! | #REF! | #REF! | #REF! | #REF! | #REF! | #REF! | #REF! | #REF! | #REF! | #REF! | #REF! | #REF! | #REF! | #REF! | #REF! | #REF! | #REF! | #REF! | #REF! | #REF! | #REF! | #REF! | #REF! | #REF! | #REF! | #REF! | #REF! | #REF! | #REF! | #REF! | #REF! | #REF! | #REF! | #REF! | #REF! | #REF! | #REF! | #REF! | #REF! | #REF! | #REF! | #REF! | #REF! | #REF! | #REF! | #REF! | #REF! | #REF! | #REF! | #REF! | #REF! | #REF! | #REF! | #REF! | #REF! | #REF! | #REF! | #REF! | #REF! | #REF! | #REF! | #REF! | #REF! | #REF! | #REF! | #REF! | #REF! | #REF! | #REF! | #REF! | #REF! | #REF! | #REF! | #REF! | #REF! | #REF! | #REF! | #REF! | #REF! | #REF! | #REF! | #REF! | #REF! | #REF! | #REF! | #REF! | #REF! | #REF! | #REF! | #REF! | #REF! | #REF! | #REF! | #REF! | #REF! | #REF! | #REF! | #REF! | #REF! | #REF! | #REF! | #REF! | #REF! | #REF! | #REF! | #REF! | #REF! | #REF! | #REF! | #REF! | #REF! | #REF! | #REF! | #REF! | #REF! | #REF! | #REF! | #REF! | #REF! | #REF! | #REF! | #REF! | #REF! | #REF! | #REF! | #REF! | #REF! | #REF! | #REF! | #REF! | #REF! | #REF! | #REF! | #REF! | #REF! | #REF! | #REF! | #REF! | #REF! | #REF! | #REF! | #REF! | #REF! | #REF! | #REF! | #REF! | #REF! | #REF! | #REF! | #REF! | #REF! | #REF! | #REF! | #REF! | #REF! | #REF! | #REF! | #REF! | #REF! | #REF! | #REF! | #REF! | #REF! | #REF! | #REF! | #REF! | #REF! | #REF! | #REF! | #REF! | #REF! | #REF! | #REF! | #REF! | #REF! | #REF! | #REF! | #REF! | #REF! | #REF! | #REF! | #REF! | #REF! | #REF! | #REF! | #REF! | #REF! | #REF! | #REF! | #REF! | #REF! | #REF! | #REF! | #REF! | #REF! | #REF! | #REF! | #REF! | #REF! | #REF! | #REF! | #REF! | #REF! | #REF! | #REF! | #REF! | #REF! | #REF! | #REF! | #REF! | #REF! | #REF! | #REF! | #REF! | #REF! | #REF! | #REF! | #REF! | #REF! | #REF! | #REF! | #REF! | #REF! | #REF! | #REF! | #REF! | #REF! | #REF! | #REF! | #REF! | #REF! | #REF! | #REF! | #REF! | #REF! | #REF! | #REF! | #REF! | #REF! | #REF! | #REF! | #REF! | #REF! | #REF! | #REF! | #REF! | #REF! | #REF! | #REF! | #REF! | #REF! | #REF! | #REF! | #REF! | #REF! | #REF! | #REF! | #REF! | #REF! | #REF! | #REF! | #REF! | #REF! | #REF! | #REF! | #REF! | #REF! | #REF! | #REF! | #REF! | #REF! | #REF! | #REF! | #REF! | #REF! | #REF! | #REF! | #REF! | #REF! | #REF! | #REF! | #REF! | #REF! | #REF! | #REF! | #REF! | #REF! | #REF! | #REF! | #REF! | #REF! | #REF! | #REF! | #REF! | #REF! | #REF! | #REF! | #REF! | #REF! | #REF! | #REF! | #REF! | #REF! | #REF! | #REF! | #REF! | #REF! | #REF! | #REF! | #REF! | #REF! | #REF! | #REF! | #REF! | #REF! | #REF! | #REF! | #REF! | #REF! | #REF! | #REF! | #REF! | #REF! | #REF! | #REF! | #REF! | #REF! | #REF! | #REF! | #REF! | #REF! | #REF! | #REF! | #REF! | #REF! | #REF! | #REF! | #REF! | #REF! | #REF! | #REF! | #REF! | #REF! | #REF! | #REF! | #REF! | #REF! | #REF! | #REF! | #REF! | #REF! | #REF! | #REF! | #REF! | #REF! | #REF! | #REF! | #REF! | #REF! | #REF! | #REF! | #REF! | #REF! | #REF! | #REF! | #REF! | #REF! | #REF! | #REF! | #REF! | #REF! | #REF! | #REF! | #REF! | #REF! | #REF! | #REF! | #REF! | #REF! | #REF! | #REF! | #REF! | #REF! | #REF! | #REF! | #REF! | #REF! | #REF! | #REF! | #REF! | #REF! | #REF! | #REF! | #REF! | #REF! | #REF! | #REF! | #REF! | #REF! | #REF! | #REF! | #REF! | #REF! | #REF! | #REF! | #REF! | #REF! | #REF! | #REF! | #REF! | #REF! | #REF! | #REF! | #REF! | #REF! | #REF! | #REF! | #REF! | #REF! | #REF! | #REF! | #REF! | #REF! | #REF! | #REF! | #REF! | #REF! | #REF! | #REF! | #REF! | #REF! | #REF! | #REF! | #REF! | #REF! | #REF! | #REF! | #REF! | #REF! | #REF! | #REF! | #REF! | #REF! | #REF! | #REF! | #REF! | #REF! | #REF! | #REF! | #REF! | #REF! | #REF! | #REF! | #REF! | #REF! | #REF! | #REF! | #REF! | #REF! | #REF! | #REF! | #REF! | #REF! | #REF! | #REF! | #REF! | #REF! | #REF! | #REF! | #REF! | #REF! | #REF! | #REF! | #REF! | #REF! | #REF! | #REF! | #REF! | #REF! | #REF! | #REF! | #REF! | #REF! | #REF! | #REF! | #REF! | #REF! | #REF! | #REF! | #REF! | #REF! | #REF! | #REF! | #REF! | #REF! | #REF! | #REF! | #REF! | #REF! | #REF! | #REF! | #REF! | #REF! | #REF! | #REF! | #REF! | #REF! | #REF! | #REF! | #REF! | #REF! | #REF! | #REF! | #REF! | #REF! | #REF! | #REF! | #REF! | #REF! | #REF! | #REF! | #REF! | #REF! | #REF! | #REF! | #REF! | #REF! | #REF! | #REF! | #REF! | #REF! | #REF! | #REF! | #REF! | #REF! | #REF! | #REF! | #REF! | #REF! | #REF! | #REF! | #REF! | #REF! | #REF! | #REF! | #REF! | #REF! | #REF! | #REF! | #REF! | #REF! | #REF! | #REF! | #REF! | #REF! | #REF! | #REF! | #REF! | #REF! | #REF! | #REF! | #REF! | #REF! | #REF! | #REF! | #REF! | #REF! | #REF! | #REF! | #REF! | #REF! | #REF! | #REF! | #REF! | #REF! | #REF! | #REF! | #REF! | #REF! | #REF! | #REF! | #REF! | #REF! | #REF! | #REF! | #REF! | #REF! | #REF! | #REF! | #REF! | #REF! | #REF! | #REF! | #REF! | #REF! | #REF! | #REF! | #REF! | #REF! | #REF! | #REF! | #REF! | #REF! | #REF! | #REF! | #REF! | #REF! | #REF! | #REF! | #REF! | #REF! | #REF! | #REF! | #REF! | #REF! | #REF! | #REF! | #REF! | #REF! | #REF! | #REF! | #REF! | #REF! | #REF! | #REF! | #REF! | #REF! | #REF! | #REF! | #REF! | #REF! | #REF! | #REF! | #REF! | #REF! | #REF! | #REF! | #REF! | #REF! | #REF! | #REF! | #REF! | #REF! | #REF! | #REF! | #REF! | #REF! | #REF! | #REF! | #REF! | #REF! | #REF! | #REF! | #REF! | #REF! | #REF! | #REF! | #REF! | #REF! | #REF! | #REF! | #REF! | #REF! | #REF! | #REF! | #REF! | #REF! | #REF! | #REF! | #REF! | #REF! | #REF! | #REF! | #REF! | #REF! | #REF! | #REF! | #REF! | #REF! | #REF! | #REF! | #REF! | #REF! | #REF! | #REF! | #REF! | #REF! | #REF! | #REF! | #REF! | #REF! | #REF! | #REF! | #REF! | #REF! | #REF! | #REF! | #REF! | #REF! | #REF! | #REF! | #REF! | #REF! | #REF! | #REF! | #REF! | #REF! | #REF! | #REF! | #REF! | #REF! | #REF! | #REF! | #REF! | #REF! | #REF! | #REF! | #REF! | #REF! | #REF! | #REF! | #REF! | #REF! | #REF! | #REF! | #REF! | #REF! | #REF! | #REF! | #REF! | #REF! | #REF! | #REF! | #REF! | #REF! | #REF! | #REF! | #REF! | #REF! | #REF! | #REF! | #REF! | #REF! | #REF! | #REF! | #REF! | #REF! | #REF! | #REF! | #REF! | #REF! | #REF! | #REF! | #REF! | #REF! | #REF! | #REF! | #REF! | #REF! | #REF! | #REF! | #REF! | #REF! | #REF! | #REF! | #REF! | #REF! | #REF! | #REF! | #REF! | #REF! | #REF! | #REF! | #REF! | #REF! | #REF! | #REF! | #REF! | #REF! | #REF! | #REF! | #REF! | #REF! | #REF! | #REF! | #REF! | #REF! | #REF! | #REF! | #REF! | #REF! | #REF! | #REF! | #REF! | #REF! | #REF! | #REF! | #REF! | #REF! | #REF! | #REF! | #REF! | #REF! | #REF! | #REF! | #REF! | #REF! | #REF! | #REF! | #REF! | #REF! | #REF! | #REF! | #REF! | #REF! | #REF! | #REF! | #REF! | #REF! | #REF! | #REF! | #REF! | #REF! | #REF! | #REF! | #REF! | #REF! | #REF! | #REF! | #REF! | #REF! | #REF! | #REF! | #REF! | #REF! | #REF! | #REF! | #REF! | #REF! | #REF! | #REF! | #REF! | #REF! | #REF! | #REF! | #REF! | #REF! | #REF! | #REF! | #REF! | #REF! | #REF! | #REF! | #REF! | #REF! | #REF! | #REF! | #REF! | #REF! | #REF! | #REF! | #REF! | #REF! | #REF! | #REF! | #REF! | #REF! | #REF! | #REF! | #REF! | #REF! | #REF! | #REF! | #REF! | #REF! | #REF! | #REF! | #REF! | #REF! | #REF! | #REF! | #REF! | #REF! | #REF! | #REF! | #REF! | #REF! | #REF! | #REF! | #REF! | #REF! | #REF! | #REF! | #REF! | #REF! | #REF! | #REF! | #REF! | #REF! | #REF! | #REF! | #REF! | #REF! | #REF! | #REF! | #REF! | #REF! | #REF! | #REF! | #REF! | #REF! | #REF! | #REF! | #REF! | #REF! | #REF! | #REF! | #REF! | #REF! | #REF! | #REF! | #REF! | #REF! | #REF! | #REF! | #REF! | #REF! | #REF! | #REF! | #REF! | #REF! | #REF! | #REF! | #REF! | #REF! | #REF! | #REF! | #REF! | #REF! | #REF! | #REF! | #REF! | #REF! | #REF! | #REF! | #REF! | #REF! | #REF! | #REF! | #REF! | #REF! | #REF! | #REF! | #REF! | #REF! | #REF! | #REF! | #REF! | #REF! | #REF! | #REF! | #REF! | #REF! | #REF! | #REF! | #REF! | #REF! | #REF! | #REF! | #REF! | #REF! | #REF! | #REF! | #REF! | #REF! | #REF! | #REF! | #REF! | #REF! | #REF! | #REF! | #REF! | #REF! | #REF! | #REF! | #REF! | #REF! | #REF! | #REF! | #REF! | #REF! | #REF! | #REF! | #REF! | #REF! | #REF! | #REF! | #REF! | #REF! | #REF! | #REF! | #REF! | #REF! | #REF! | #REF! | #REF! | #REF! | #REF! | #REF! | #REF! | #REF! | #REF! | #REF! | #REF! | #REF! | #REF! | #REF! | #REF! | #REF! | #REF! | #REF! | #REF! | #REF! | #REF! | #REF! | #REF! | #REF! | #REF! | #REF! | #REF! | #REF! | #REF! | #REF! | #REF! | #REF! | #REF! | #REF! | #REF! | #REF! | #REF! | #REF! | #REF! | #REF! | #REF! | #REF! | #REF! | #REF! | #REF! | #REF! | #REF! | #REF! | #REF! | #REF! | #REF! | #REF! | #REF! | #REF! | #REF! | #REF! | #REF! | #REF! | #REF! | #REF! | #REF! | #REF! | #REF! | #REF! | #REF! | #REF! | #REF! | #REF! | #REF! | #REF! | #REF! | #REF! | #REF! | #REF! | #REF! | #REF! | #REF! | #REF! | #REF! | #REF! | #REF! | #REF! | #REF! | #REF! | #REF! | #REF! | #REF! | #REF! | #REF! | #REF! | #REF! | #REF! | #REF! | #REF! | #REF! | #REF! | #REF! | #REF! | #REF! | #REF! | #REF! | #REF! | #REF! | #REF! | #REF! | #REF! | #REF! | #REF! | #REF! | #REF! | #REF! | #REF! | #REF! | #REF! | #REF! | #REF! | #REF! | #REF! | #REF! | #REF! | #REF! | #REF! | #REF! | #REF! | #REF! | #REF! | #REF! | #REF! | #REF! | #REF! | #REF! | #REF! | #REF! | #REF! | #REF! | #REF! | #REF! | #REF! | #REF! | #REF! | #REF! | #REF! | #REF! | #REF! | #REF! | #REF! | #REF! | #REF! | #REF! | #REF! | #REF! | #REF! | #REF! | #REF! | #REF! | #REF! | #REF! | #REF! | #REF! | #REF! | #REF! | #REF! | #REF! | #REF! | #REF! | #REF! | #REF! | #REF! | #REF! | #REF! | #REF! | #REF! | #REF! | #REF! | #REF! | #REF! | #REF! | #REF! | #REF! | #REF! | #REF! | #REF! | #REF! | #REF! | #REF! | #REF! | #REF! | #REF! | #REF! | #REF! | #REF! | #REF! | #REF! | #REF! | #REF! | #REF! | #REF! | #REF! | #REF! | #REF! | #REF! | #REF! | #REF! | #REF! | #REF! | #REF! | #REF! | #REF! | #REF! | #REF! | #REF! | #REF! | #REF! | #REF! | #REF! | #REF! | #REF! | #REF! | #REF! | #REF! | #REF! | #REF! | #REF! | #REF! | #REF! | #REF! | #REF! | #REF! | #REF! | #REF! | #REF! | #REF! | #REF! | #REF! | #REF! | #REF! | #REF! | #REF! | #REF! | #REF! | #REF! | #REF! | #REF! | #REF! | #REF! | #REF! | #REF! | #REF! | #REF! | #REF! | #REF! | #REF! | #REF! | #REF! | #REF! | #REF! | #REF! | #REF! | #REF! | #REF! | #REF! | #REF! | #REF! | #REF! | #REF! | #REF! | #REF! | #REF! | #REF! | #REF! | #REF! | #REF! | #REF! | #REF! | #REF! | #REF! | #REF! | #REF! | #REF! | #REF! | #REF! | #REF! | #REF! | #REF! | #REF! | #REF! | #REF! | #REF! | #REF! | #REF! | #REF! | #REF! | #REF! | #REF! | #REF! | #REF! | #REF! | #REF! | #REF! | #REF! | #REF! | #REF! | #REF! | #REF! | #REF! | #REF! | #REF! | #REF! | #REF! | #REF! | #REF! | #REF! | #REF! | #REF! | #REF! | #REF! | #REF! | #REF! | #REF! | #REF! | #REF! | #REF! | #REF! | #REF! | #REF! | #REF! | #REF! | #REF! | #REF! | #REF! | #REF! | #REF! | #REF! | #REF! | #REF! | #REF! | #REF! | #REF! | #REF! | #REF! | #REF! | #REF! | #REF! | #REF! | #REF! | #REF! | #REF! | #REF! | #REF! | #REF! | #REF! | #REF! | #REF! | #REF! | #REF! | #REF! | #REF! | #REF! | #REF! | #REF! | #REF! | #REF! | #REF! | #REF! | #REF! | #REF! | #REF! | #REF! | #REF! | #REF! | #REF! | #REF! | #REF! | #REF! | #REF! | #REF! | #REF! | #REF! | #REF! | #REF! | #REF! | #REF! | #REF! | #REF! | #REF! | #REF! | #REF! | #REF! | #REF! | #REF! | #REF! | #REF! | #REF! | #REF! | #REF! | #REF! | #REF! | #REF! | #REF! | #REF! | #REF! | #REF! | #REF! | #REF! | #REF! | #REF! | #REF! | #REF! | #REF! | #REF! | #REF! | #REF! | #REF! | #REF! | #REF! | #REF! | #REF! | #REF! | #REF! | #REF! | #REF! | #REF! | #REF! | #REF! | #REF! | #REF! | #REF! | #REF! | #REF! | #REF! | #REF! | #REF! | #REF! | #REF! | #REF! | #REF! | #REF! | #REF! | #REF! | #REF! | #REF! | #REF! | #REF! | #REF! | #REF! | #REF! | #REF! | #REF! | #REF! | #REF! | #REF! | #REF! | #REF! | #REF! | #REF! | #REF! | #REF! | #REF! | #REF! | #REF! | #REF! | #REF! | #REF! | #REF! | #REF! | #REF! | #REF! | #REF! | #REF! | #REF! | #REF! | #REF! | #REF! | #REF! | #REF! | #REF! | #REF! | #REF! | #REF! | #REF! | #REF! | #REF! | #REF! | #REF! | #REF! | #REF! | #REF! | #REF! | #REF! | #REF! | #REF! | #REF! | #REF! | #REF! | #REF! | #REF! | #REF! | #REF! | #REF! | #REF! | #REF! | #REF! | #REF! | #REF! | #REF! | #REF! | #REF! | #REF! | #REF! | #REF! | #REF! | #REF! | #REF! | #REF! | #REF! | #REF! | #REF! | #REF! | #REF! | #REF! | #REF! | #REF! | #REF! | #REF! | #REF! | #REF! | #REF! | #REF! | #REF! | #REF! | #REF! | #REF! | #REF! | #REF! | #REF! | #REF! | #REF! | #REF! | #REF! | #REF! | #REF! | #REF! | #REF! | #REF! | #REF! | #REF! | #REF! | #REF! | #REF! | #REF! | #REF! | #REF! | #REF! | #REF! | #REF! | #REF! | #REF! | #REF! | #REF! | #REF! | #REF! | #REF! | #REF! | #REF! | #REF! | #REF! | #REF! | #REF! | #REF! | #REF! | #REF! | #REF! | #REF! | #REF! | #REF! | #REF! | #REF! | #REF! | #REF! | #REF! | #REF! | #REF! | #REF! | #REF! | #REF! | #REF! | #REF! | #REF! | #REF! | #REF! | #REF! | #REF! | #REF! | #REF! | #REF! | #REF! | #REF! | #REF! | #REF! | #REF! | #REF! | #REF! | #REF! | #REF! | #REF! | #REF! | #REF! | #REF! | #REF! | #REF! | #REF! | #REF! | #REF! | #REF! | #REF! | #REF! | #REF! | #REF! | #REF! | #REF! | #REF! | #REF! | #REF! | #REF! | #REF! | #REF! | #REF! | #REF! | #REF! | #REF! | #REF! | #REF! | #REF! | #REF! | #REF! | #REF! | #REF! | #REF! | #REF! | #REF! | #REF! | #REF! | #REF! | #REF! | #REF! | #REF! | #REF! | #REF! | #REF! | #REF! | #REF! | #REF! | #REF! | #REF! | #REF! | #REF! | #REF! | #REF! | #REF! | #REF! | #REF! | #REF! | #REF! | #REF! | #REF! | #REF! | #REF! | #REF! | #REF! | #REF! | #REF! | #REF! | #REF! | #REF! | #REF! | #REF! | #REF! | #REF! | #REF! | #REF! | #REF! | #REF! | #REF! | #REF! | #REF! | #REF! | #REF! | #REF! | #REF! | #REF! | #REF! | #REF! | #REF! | #REF! | #REF! | #REF! | #REF! | #REF! | #REF! | #REF! | #REF! | #REF! | #REF! | #REF! | #REF! | #REF! | #REF! | #REF! | #REF! | #REF! | #REF! | #REF! | #REF! | #REF! | #REF! | #REF! | #REF! | #REF! | #REF! | #REF! | #REF! | #REF! | #REF! | #REF! | #REF! | #REF! | #REF! | #REF! | #REF! | #REF! | #REF! | #REF! | #REF! | #REF! | #REF! | #REF! | #REF! | #REF! | #REF! | #REF! | #REF! | #REF! | #REF! | #REF! | #REF! | #REF! | #REF! | #REF! | #REF! | #REF! | #REF! | #REF! | #REF! | #REF! | #REF! | #REF! | #REF! | #REF! | #REF! | #REF! | #REF! | #REF! | #REF! | #REF! | #REF! | #REF! | #REF! | #REF! | #REF! | #REF! | #REF! | #REF! | #REF! | #REF! | #REF! | #REF! | #REF! | #REF! | #REF! | #REF! | #REF! | #REF! | #REF! | #REF! | #REF! | #REF! | #REF! | #REF! | #REF! | #REF! | #REF! | #REF! | #REF! | #REF! | #REF! | #REF! | #REF! | #REF! | #REF! | #REF! | #REF! | #REF! | #REF! | #REF! | #REF! | #REF! | #REF! | #REF! | #REF! | #REF! | #REF! | #REF! | #REF! | #REF! | #REF! | #REF! | #REF! | #REF! | #REF! | #REF! | #REF! | #REF! | #REF! | #REF! | #REF! | #REF! | #REF! | #REF! | #REF! | #REF! | #REF! | #REF! | #REF! | #REF! | #REF! | #REF! | #REF! | #REF! | #REF! | #REF! | #REF! | #REF! | #REF! | #REF! | #REF! | #REF! | #REF! | #REF! | #REF! | #REF! | #REF! | #REF! | #REF! | #REF! | #REF! | #REF! | #REF! | #REF! | #REF! | #REF! | #REF! | #REF! | #REF! | #REF! | #REF! | #REF! | #REF! | #REF! | #REF! | #REF! | #REF! | #REF! | #REF! | #REF! | #REF! | #REF! | #REF! | #REF! | #REF! | #REF! | #REF! | #REF! | #REF! | #REF! | #REF! | #REF! | #REF! | #REF! | #REF! | #REF! | #REF! | #REF! | #REF! | #REF! | #REF! | #REF! | #REF! | #REF! | #REF! | #REF! | #REF! | #REF! | #REF! | #REF! | #REF! | #REF! | #REF! | #REF! | #REF! | #REF! | #REF! | #REF! | #REF! | #REF! | #REF! | #REF! | #REF! | #REF! | #REF! | #REF! | #REF! | #REF! | #REF! | #REF! | #REF! | #REF! | #REF! | #REF! | #REF! | #REF! | #REF! | #REF! | #REF! | #REF! | #REF! | #REF! | #REF! | #REF! | #REF! | #REF! | #REF! | #REF! | #REF! | #REF! | #REF! | #REF! | #REF! | #REF! | #REF! | #REF! | #REF! | #REF! | #REF! | #REF! | #REF! | #REF! | #REF! | #REF! | #REF! | #REF! | #REF! | #REF! | #REF! | #REF! | #REF! | #REF! | #REF! | #REF! | #REF! | #REF! | #REF! | #REF! | #REF! | #REF! | #REF! | #REF! | #REF! | #REF! | #REF! | #REF! | #REF! | #REF! | #REF! | #REF! | #REF! | #REF! | #REF! | #REF! | #REF! | #REF! | #REF! | #REF! | #REF! | #REF! | #REF! | #REF! | #REF! | #REF! | #REF! | #REF! | #REF! | #REF! | #REF! | #REF! | #REF! | #REF! | #REF! | #REF! | #REF! | #REF! | #REF! | #REF! | #REF! | #REF! | #REF! | #REF! | #REF! | #REF! | #REF! | #REF! | #REF! | #REF! | #REF! | #REF! | #REF! | #REF! | #REF! | #REF! | #REF! | #REF! | #REF! | #REF! | #REF! | #REF! | #REF! | #REF! | #REF! | #REF! | #REF! | #REF! | #REF! | #REF! | #REF! | #REF! | #REF! | #REF! | #REF! | #REF! | #REF! | #REF! | #REF! | #REF! | #REF! | #REF! | #REF! | #REF! | #REF! | #REF! | #REF! | #REF! | #REF! | #REF! | #REF! | #REF! | #REF! | #REF! | #REF! | #REF! | #REF! | #REF! | #REF! | #REF! | #REF! | #REF! | #REF! | #REF! | #REF! | #REF! | #REF! | #REF! | #REF! | #REF! | #REF! | #REF! | #REF! | #REF! | #REF! | #REF! | #REF! | #REF! | #REF! | #REF! | #REF! | #REF! | #REF! | #REF! | #REF! | #REF! | #REF! | #REF! | #REF! | #REF! | #REF! | #REF! | #REF! | #REF! | #REF! | #REF! | #REF! | #REF! | #REF! | #REF! | #REF! | #REF! | #REF! | #REF! | #REF! | #REF! | #REF! | #REF! | #REF! | #REF! | #REF! | #REF! | #REF! | #REF! | #REF! | #REF! | #REF! | #REF! | #REF! | #REF! | #REF! | #REF! | #REF! | #REF! | #REF! | #REF! | #REF! | #REF! | #REF! | #REF! | #REF! | #REF! | #REF! | #REF! | #REF! | #REF! | #REF! | #REF! | #REF! | #REF! | #REF! | #REF! | #REF! | #REF! | #REF! | #REF! | #REF! | #REF! | #REF! | #REF! | #REF! | #REF! | #REF! | #REF! | #REF! | #REF! | #REF! | #REF! | #REF! | #REF! | #REF! | #REF! | #REF! | #REF! | #REF! | #REF! | #REF! | #REF! | #REF! | #REF! | #REF! | #REF! | #REF! | #REF! | #REF! | #REF! | #REF! | #REF! | #REF! | #REF! | #REF! | #REF! | #REF! | #REF! | #REF! | #REF! | #REF! | #REF! | #REF! | #REF! | #REF! | #REF! | #REF! | #REF! | #REF! | #REF! | #REF! | #REF! | #REF! | #REF! | #REF! | #REF! | #REF! | #REF! | #REF! | #REF! | #REF! | #REF! | #REF! | #REF! | #REF! | #REF! | #REF! | #REF! | #REF! | #REF! | #REF! | #REF! | #REF! | #REF! | #REF! | #REF! | #REF! | #REF! | #REF! | #REF! | #REF! | #REF! | #REF! | #REF! | #REF! | #REF! | #REF! | #REF! | #REF! | #REF! | #REF! | #REF! | #REF! | #REF! | #REF! | #REF! | #REF! | #REF! | #REF! | #REF! | #REF! | #REF! | #REF! | #REF! | #REF! | #REF! | #REF! | #REF! | #REF! | #REF! | #REF! | #REF! | #REF! | #REF! | #REF! | #REF! | #REF! | #REF! | #REF! | #REF! | #REF! | #REF! | #REF! | #REF! | #REF! | #REF! | #REF! | #REF! | #REF! | #REF! | #REF! | #REF! | #REF! | #REF! | #REF! | #REF! | #REF! | #REF! | #REF! | #REF! | #REF! | #REF! | #REF! | #REF! | #REF! | #REF! | #REF! | #REF! | #REF! | #REF! | #REF! | #REF! | #REF! | #REF! | #REF! | #REF! | #REF! | #REF! | #REF! | #REF! | #REF! | #REF! | #REF! | #REF! | #REF! | #REF! | #REF! | #REF! | #REF! | #REF! | #REF! | #REF! | #REF! | #REF! | #REF! | #REF! | #REF! | #REF! | #REF! | #REF! | #REF! | #REF! | #REF! | #REF! | #REF! | #REF! | #REF! | #REF! | #REF! | #REF! | #REF! | #REF! | #REF! | #REF! | #REF! | #REF! | #REF! | #REF! | #REF! | #REF! | #REF! | #REF! | #REF! | #REF! | #REF! | #REF! | #REF! | #REF! | #REF! | #REF! | #REF! | #REF! | #REF! | #REF! | #REF! | #REF! | #REF! | #REF! | #REF! | #REF! | #REF! | #REF! | #REF! | #REF! | #REF! | #REF! | #REF! | #REF! | #REF! | #REF! | #REF! | #REF! | #REF! | #REF! | #REF! | #REF! | #REF! | #REF! | #REF! | #REF! | #REF! | #REF! | #REF! | #REF! | #REF! | #REF! | #REF! | #REF! | #REF! | #REF! | #REF! | #REF! | #REF! | #REF! | #REF! | #REF! | #REF! | #REF! | #REF! | #REF! | #REF! | #REF! | #REF! | #REF! | #REF! | #REF! | #REF! | #REF! | #REF! | #REF! | #REF! | #REF! | #REF! | #REF! | #REF! | #REF! | #REF! | #REF! | #REF! | #REF! | #REF! | #REF! | #REF! | #REF! | #REF! | #REF! | #REF! | #REF! | #REF! | #REF! | #REF! | #REF! | #REF! | #REF! | #REF! | #REF! | #REF! | #REF! | #REF! | #REF! | #REF! | #REF! | #REF! | #REF! | #REF! | #REF! | #REF! | #REF! | #REF! | #REF! | #REF! | #REF! | #REF! | #REF! | #REF! | #REF! | #REF! | #REF! | #REF! | #REF! | #REF! | #REF! | #REF! | #REF! | #REF! | #REF! | #REF! | #REF! | #REF! | #REF! | #REF! | #REF! | #REF! | #REF! | #REF! | #REF! | #REF! | #REF! | #REF! | #REF! | #REF! | #REF! | #REF! | #REF! | #REF! | #REF! | #REF! | #REF! | #REF! | #REF! | #REF! | #REF! | #REF! | #REF! | #REF! | #REF! | #REF! | #REF! | #REF! | #REF! | #REF! | #REF! | #REF! | #REF! | #REF! | #REF! | #REF! | #REF! | #REF! | #REF! | #REF! | #REF! | #REF! | #REF! | #REF! | #REF! | #REF! | #REF! | #REF! | #REF! | #REF! | #REF! | #REF! | #REF! | #REF! | #REF! | #REF! | #REF! | #REF! | #REF! | #REF! | #REF! | #REF! | #REF! | #REF! | #REF! | #REF! | #REF! | #REF! | #REF! | #REF! | #REF! | #REF! | #REF! | #REF! | #REF! | #REF! | #REF! | #REF! | #REF! | #REF! | #REF! | #REF! | #REF! | #REF! | #REF! | #REF! | #REF! | #REF! | #REF! | #REF! | #REF! | #REF! | #REF! | #REF! | #REF! | #REF! | #REF! | #REF! | #REF! | #REF! | #REF! | #REF! | #REF! | #REF! | #REF! | #REF! | #REF! | #REF! | #REF! | #REF! | #REF! | #REF! | #REF! | #REF! | #REF! | #REF! | #REF! | #REF! | #REF! | #REF! | #REF! | #REF! | #REF! | #REF! | #REF! | #REF! | #REF! | #REF! | #REF! | #REF! | #REF! | #REF! | #REF! | #REF! | #REF! | #REF! | #REF! | #REF! | #REF! | #REF! | #REF! | #REF! | #REF! | #REF! | #REF! | #REF! | #REF! | #REF! | #REF! | #REF! | #REF! | #REF! | #REF! | #REF! | #REF! | #REF! | #REF! | #REF! | #REF! | #REF! | #REF! | #REF! | #REF! | #REF! | #REF! | #REF! | #REF! | #REF! | #REF! | #REF! | #REF! | #REF! | #REF! | #REF! | #REF! | #REF! | #REF! | #REF! | #REF! | #REF! | #REF! | #REF! | #REF! | #REF! | #REF! | #REF! | #REF! | #REF! | #REF! | #REF! | #REF! | #REF! | #REF! | #REF! | #REF! | #REF! | #REF! | #REF! | #REF! | #REF! | #REF! | #REF! | #REF! | #REF! | #REF! | #REF! | #REF! | #REF! | #REF! | #REF! | #REF! | #REF! | #REF! | #REF! | #REF! | #REF! | #REF! | #REF! | #REF! | #REF! | #REF! | #REF! | #REF! | #REF! | #REF! | #REF! | #REF! | #REF! | #REF! | #REF! | #REF! | #REF! | #REF! | #REF! | #REF! | #REF! | #REF! | #REF! | #REF! | #REF! | #REF! | #REF! | #REF! | #REF! | #REF! | #REF! | #REF! | #REF! | #REF! | #REF! | #REF! | #REF! | #REF! | #REF! | #REF! | #REF! | #REF! | #REF! | #REF! | #REF! | #REF! | #REF! | #REF! | #REF! | #REF! | #REF! | #REF! | #REF! | #REF! | #REF! | #REF! | #REF! | #REF! | #REF! | #REF! | #REF! | #REF! | #REF! | #REF! | #REF! | #REF! | #REF! | #REF! | #REF! | #REF! | #REF! | #REF! | #REF! | #REF! | #REF! | #REF! | #REF! | #REF! | #REF! | #REF! | #REF! | #REF! | #REF! | #REF! | #REF! | #REF! | #REF! | #REF! | #REF! | #REF! | #REF! | #REF! | #REF! | #REF! | #REF! | #REF! | #REF! | #REF! | #REF! | #REF! | #REF! | #REF! | #REF! | #REF! | #REF! | #REF! | #REF! | #REF! | #REF! | #REF! | #REF! | #REF! | #REF! | #REF! | #REF! | #REF! | #REF! | #REF! | #REF! | #REF! | #REF! | #REF! | #REF! | #REF! | #REF! | #REF! | #REF! | #REF! | #REF! | #REF! | #REF! | #REF! | #REF! | #REF! | #REF! | #REF! | #REF! | #REF! | #REF! | #REF! | #REF! | #REF! | #REF! | #REF! | #REF! | #REF! | #REF! | #REF! | #REF! | #REF! | #REF! | #REF! | #REF! | #REF! | #REF! | #REF! | #REF! | #REF! | #REF! | #REF! | #REF! | #REF! | #REF! | #REF! | #REF! | #REF! | #REF! | #REF! | #REF! | #REF! | #REF! | #REF! | #REF! | #REF! | #REF! | #REF! | #REF! | #REF! | #REF! | #REF! | #REF! | #REF! | #REF! | #REF! | #REF! | #REF! | #REF! | #REF! | #REF! | #REF! | #REF! | #REF! | #REF! | #REF! | #REF! | #REF! | #REF! | #REF! | #REF! | #REF! | #REF! | #REF! | #REF! | #REF! | #REF! | #REF! | #REF! | #REF! | #REF! | #REF! | #REF! | #REF! | #REF! | #REF! | #REF! | #REF! | #REF! | #REF! | #REF! | #REF! | #REF! | #REF! | #REF! | #REF! | #REF! | #REF! | #REF! | #REF! | #REF! | #REF! | #REF! | #REF! | #REF! | #REF! | #REF! | #REF! | #REF! | #REF! | #REF! | #REF! | #REF! | #REF! | #REF! | #REF! | #REF! | #REF! | #REF! | #REF! | #REF! | #REF! | #REF! | #REF! | #REF! | #REF! | #REF! | #REF! | #REF! | #REF! | #REF! | #REF! | #REF! | #REF! | #REF! | #REF! | #REF! | #REF! | #REF! | #REF! | #REF! | #REF! | #REF! | #REF! | #REF! | #REF! | #REF! | #REF! | #REF! | #REF! | #REF! | #REF! | #REF! | #REF! | #REF! | #REF! | #REF! | #REF! | #REF! | #REF! | #REF! | #REF! | #REF! | #REF! | #REF! | #REF! | #REF! | #REF! | #REF! | #REF! | #REF! | #REF! | #REF! | #REF! | #REF! | #REF! | #REF! | #REF! | #REF! | #REF! | #REF! | #REF! | #REF! | #REF! | #REF! | #REF! | #REF! | #REF! | #REF! | #REF! | #REF! | #REF! | #REF! | #REF! | #REF! | #REF! | #REF! | #REF! | #REF! | #REF! | #REF! | #REF! | #REF! | #REF! | #REF! | #REF! | #REF! | #REF! | #REF! | #REF! | #REF! | #REF! | #REF! | #REF! | #REF! | #REF! | #REF! | #REF! | #REF! | #REF! | #REF! | #REF! | #REF! | #REF! | #REF! | #REF! | #REF! | #REF! | #REF! | #REF! | #REF! | #REF! | #REF! | #REF! | #REF! | #REF! | #REF! | #REF! | #REF! | #REF! | #REF! | #REF! | #REF! | #REF! | #REF! | #REF! | #REF! | #REF! | #REF! | #REF! | #REF! | #REF! | #REF! | #REF! | #REF! | #REF! | #REF! | #REF! | #REF! | #REF! | #REF! | #REF! | #REF! | #REF! | #REF! | #REF! | #REF! | #REF! | #REF! | #REF! | #REF! | #REF! | #REF! | #REF! | #REF! | #REF! | #REF! | #REF! | #REF! | #REF! | #REF! | #REF! | #REF! | #REF! | #REF! | #REF! | #REF! | #REF! | #REF! | #REF! | #REF! | #REF! | #REF! | #REF! | #REF! | #REF! | #REF! | #REF! | #REF! | #REF! | #REF! | #REF! | #REF! | #REF! | #REF! | #REF! | #REF! | #REF! | #REF! | #REF! | #REF! | #REF! | #REF! | #REF! | #REF! | #REF! | #REF! | #REF! | #REF! | #REF! | #REF! | #REF! | #REF! | #REF! | #REF! | #REF! | #REF! | #REF! | #REF! | #REF! | #REF! | #REF! | #REF! | #REF! | #REF! | #REF! | #REF! | #REF! | #REF! | #REF! | #REF! | #REF! | #REF! | #REF! | #REF! | #REF! | #REF! | #REF! | #REF! | #REF! | #REF! | #REF! | #REF! | #REF! | #REF! | #REF! | #REF! | #REF! | #REF! | #REF! | #REF! | #REF! | #REF! | #REF! | #REF! | #REF! | #REF! | #REF! | #REF! | #REF! | #REF! | #REF! | #REF! | #REF! | #REF! | #REF! | #REF! | #REF! | #REF! | #REF! | #REF! | #REF! | #REF! | #REF! | #REF! | #REF! | #REF! | #REF! | #REF! | #REF! | #REF! | #REF! | #REF! | #REF! | #REF! | #REF! | #REF! | #REF! | #REF! | #REF! | #REF! | #REF! | #REF! | #REF! | #REF! | #REF! | #REF! | #REF! | #REF! | #REF! | #REF! | #REF! | #REF! | #REF! | #REF! | #REF! | #REF! | #REF! | #REF! | #REF! | #REF! | #REF! | #REF! | #REF! | #REF! | #REF! | #REF! | #REF! | #REF! | #REF! | #REF! | #REF! | #REF! | #REF! | #REF! | #REF! | #REF! | #REF! | #REF! | #REF! | #REF! | #REF! | #REF! | #REF! | #REF! | #REF! | #REF! | #REF! | #REF! | #REF! | #REF! | #REF! | #REF! | #REF! | #REF! | #REF! | #REF! | #REF! | #REF! | #REF! | #REF! | #REF! | #REF! | #REF! | #REF! | #REF! | #REF! | #REF! | #REF! | #REF! | #REF! | #REF! | #REF! | #REF! | #REF! | #REF! | #REF! | #REF! | #REF! | #REF! | #REF! | #REF! | #REF! | #REF! | #REF! | #REF! | #REF! | #REF! | #REF! | #REF! | #REF! | #REF! | #REF! | #REF! | #REF! | #REF! | #REF! | #REF! | #REF! | #REF! | #REF! | #REF! | #REF! | #REF! | #REF! | #REF! | #REF! | #REF! | #REF! | #REF! | #REF! | #REF! | #REF! | #REF! | #REF! | #REF! | #REF! | #REF! | #REF! | #REF! | #REF! | #REF! | #REF! | #REF! | #REF! | #REF! | #REF! | #REF! | #REF! | #REF! | #REF! | #REF! | #REF! | #REF! | #REF! | #REF! | #REF! | #REF! | #REF! | #REF! | #REF! | #REF! | #REF! | #REF! | #REF! | #REF! | #REF! | #REF! | #REF! | #REF! | #REF! | #REF! | #REF! | #REF! | #REF! | #REF! | #REF! | #REF! | #REF! | #REF! | #REF! | #REF! | #REF! | #REF! | #REF! | #REF! | #REF! | #REF! | #REF! | #REF! | #REF! | #REF! | #REF! | #REF! | #REF! | #REF! | #REF! | #REF! | #REF! | #REF! | #REF! | #REF! | #REF! | #REF! | #REF! | #REF! | #REF! | #REF! | #REF! | #REF! | #REF! | #REF! | #REF! | #REF! | #REF! | #REF! | #REF! | #REF! | #REF! | #REF! | #REF! | #REF! | #REF! | #REF! | #REF! | #REF! | #REF! | #REF! | #REF! | #REF! | #REF! | #REF! | #REF! | #REF! | #REF! | #REF! | #REF! | #REF! | #REF! | #REF! | #REF! | #REF! | #REF! | #REF! | #REF! | #REF! | #REF! | #REF! | #REF! | #REF! | #REF! | #REF! | #REF! | #REF! | #REF! | #REF! | #REF! | #REF! | #REF! | #REF! | #REF! | #REF! | #REF! | #REF! | #REF! | #REF! | #REF! | #REF! | #REF! | #REF! | #REF! | #REF! | #REF! | #REF! | #REF! | #REF! | #REF! | #REF! | #REF! | #REF! | #REF! | #REF! | #REF! | #REF! | #REF! | #REF! | #REF! | #REF! | #REF! | #REF! | #REF! | #REF! | #REF! | #REF! | #REF! | #REF! | #REF! | #REF! | #REF! | #REF! | #REF! | #REF! | #REF! | #REF! | #REF! | #REF! | #REF! | #REF! | #REF! | #REF! | #REF! | #REF! | #REF! | #REF! | #REF! | #REF! | #REF! | #REF! | #REF! | #REF! | #REF! | #REF! | #REF! | #REF! | #REF! | #REF! | #REF! | #REF! | #REF! | #REF! | #REF! | #REF! | #REF! | #REF! | #REF! | #REF! | #REF! | #REF! | #REF! | #REF! | #REF! | #REF! | #REF! | #REF! | #REF! | #REF! | #REF! | #REF! | #REF! | #REF! | #REF! | #REF! | #REF! | #REF! | #REF! | #REF! | #REF! | #REF! | #REF! | #REF! | #REF! | #REF! | #REF! | #REF! | #REF! | #REF! | #REF! | #REF! | #REF! | #REF! | #REF! | #REF! | #REF! | #REF! | #REF! | #REF! | #REF! | #REF! | #REF! | #REF! | #REF! | #REF! | #REF! | #REF! | #REF! | #REF! | #REF! | #REF! | #REF! | #REF! | #REF! | #REF! | #REF! | #REF! | #REF! | #REF! | #REF! | #REF! | #REF! | #REF! | #REF! | #REF! | #REF! | #REF! | #REF! | #REF! | #REF! | #REF! | #REF! | #REF! | #REF! | #REF! | #REF! | #REF! | #REF! | #REF! | #REF! | #REF! | #REF! | #REF! | #REF! | #REF! | #REF! | #REF! | #REF! | #REF! | #REF! | #REF! | #REF! | #REF! | #REF! | #REF! | #REF! | #REF! | #REF! | #REF! | #REF! | #REF! | #REF! | #REF! | #REF! | #REF! | #REF! | #REF! | #REF! | #REF! | #REF! | #REF! | #REF! | #REF! | #REF! | #REF! | #REF! | #REF! | #REF! | #REF! | #REF! | #REF! | #REF! | #REF! | #REF! | #REF! | #REF! | #REF! | #REF! | #REF! | #REF! | #REF! | #REF! | #REF! | #REF! | #REF! | #REF! | #REF! | #REF! | #REF! | #REF! | #REF! | #REF! | #REF! | #REF! | #REF! | #REF! | #REF! | #REF! | #REF! | #REF! | #REF! | #REF! | #REF! | #REF! | #REF! | #REF! | #REF! | #REF! | #REF! | #REF! | #REF! | #REF! | #REF! | #REF! | #REF! | #REF! | #REF! | #REF! | #REF! | #REF! | #REF! | #REF! | #REF! | #REF! | #REF! | #REF! | #REF! | #REF! | #REF! | #REF! | #REF! | #REF! | #REF! | #REF! | #REF! | #REF! | #REF! | #REF! | #REF! | #REF! | #REF! | #REF! | #REF! | #REF! | #REF! | #REF! | #REF! | #REF! | #REF! | #REF! | #REF! | #REF! | #REF! | #REF! | #REF! | #REF! | #REF! | #REF! | #REF! | #REF! | #REF! | #REF! | #REF! | #REF! | #REF! | #REF! | #REF! | #REF! | #REF! | #REF! | #REF! | #REF! | #REF! | #REF! | #REF! | #REF! | #REF! | #REF! | #REF! | #REF! | #REF! | #REF! | #REF! | #REF! | #REF! | #REF! | #REF! | #REF! | #REF! | #REF! | #REF! | #REF! | #REF! | #REF! | #REF! | #REF! | #REF! | #REF! | #REF! | #REF! | #REF! | #REF! | #REF! | #REF! | #REF! | #REF! | #REF! | #REF! | #REF! | #REF! | #REF! | #REF! | #REF! | #REF! | #REF! | #REF! | #REF! | #REF! | #REF! | #REF! | #REF! | #REF! | #REF! | #REF! | #REF! | #REF! | #REF! | #REF! | #REF! | #REF! | #REF! | #REF! | #REF! | #REF! | #REF! | #REF! | #REF! | #REF! | #REF! | #REF! | #REF! | #REF! | #REF! | #REF! | #REF! | #REF! | #REF! | #REF! | #REF! | #REF! | #REF! | #REF! | #REF! | #REF! | #REF! | #REF! | #REF! | #REF! | #REF! | #REF! | #REF! | #REF! | #REF! | #REF! | #REF! | #REF! | #REF! | #REF! | #REF! | #REF! | #REF! | #REF! | #REF! | #REF! | #REF! | #REF! | #REF! | #REF! | #REF! | #REF! | #REF! | #REF! | #REF! | #REF! | #REF! | #REF! | #REF! | #REF! | #REF! | #REF! | #REF! | #REF! | #REF! | #REF! | #REF! | #REF! | #REF! | #REF! | #REF! | #REF! | #REF! | #REF! | #REF! | #REF! | #REF! | #REF! | #REF! | #REF! | #REF! | #REF! | #REF! | #REF! | #REF! | #REF! | #REF! | #REF! | #REF! | #REF! | #REF! | #REF! | #REF! | #REF! | #REF! | #REF! | #REF! | #REF! | #REF! | #REF! | #REF! | #REF! | #REF! | #REF! | #REF! | #REF! | #REF! | #REF! | #REF! | #REF! | #REF! | #REF! | #REF! | #REF! | #REF! | #REF! | #REF! | #REF! | #REF! | #REF! | #REF! | #REF! | #REF! | #REF! | #REF! | #REF! | #REF! | #REF! | #REF! | #REF! | #REF! | #REF! | #REF! | #REF! | #REF! | #REF! | #REF! | #REF! | #REF! | #REF! | #REF! | #REF! | #REF! | #REF! | #REF! | #REF! | #REF! | #REF! | #REF! | #REF! | #REF! | #REF! | #REF! | #REF! | #REF! | #REF! | #REF! | #REF! | #REF! | #REF! | #REF! | #REF! | #REF! | #REF! | #REF! | #REF! | #REF! | #REF! | #REF! | #REF! | #REF! | #REF! | #REF! | #REF! | #REF! | #REF! | #REF! | #REF! | #REF! | #REF! | #REF! | #REF! | #REF! | #REF! | #REF! | #REF! | #REF! | #REF! | #REF! | #REF! | #REF! | #REF! | #REF! | #REF! | #REF! | #REF! | #REF! | #REF! | #REF! | #REF! | #REF! | #REF! | #REF! | #REF! | #REF! | #REF! | #REF! | #REF! | #REF! | #REF! | #REF! | #REF! | #REF! | #REF! | #REF! | #REF! | #REF! | #REF! | #REF! | #REF! | #REF! | #REF! | #REF! | #REF! | #REF! | #REF! | #REF! | #REF! | #REF! | #REF! | #REF! | #REF! | #REF! | #REF! | #REF! | #REF! | #REF! | #REF! | #REF! | #REF! | #REF! | #REF! | #REF! | #REF! | #REF! | #REF! | #REF! | #REF! | #REF! | #REF! | #REF! | #REF! | #REF! | #REF! | #REF! | #REF! | #REF! | #REF! | #REF! | #REF! | #REF! | #REF! | #REF! | #REF! | #REF! | #REF! | #REF! | #REF! | #REF! | #REF! | #REF! | #REF! | #REF! | #REF! | #REF! | #REF! | #REF! | #REF! | #REF! | #REF! | #REF! | #REF! | #REF! | #REF! | #REF! | #REF! | #REF! | #REF! | #REF! | #REF! | #REF! | #REF! | #REF! | #REF! | #REF! | #REF! | #REF! | #REF! | #REF! | #REF! | #REF! | #REF! | #REF! | #REF! | #REF! | #REF! | #REF! | #REF! | #REF! | #REF! | #REF! | #REF! | #REF! | #REF! | #REF! | #REF! | #REF! | #REF! | #REF! | #REF! | #REF! | #REF! | #REF! | #REF! | #REF! | #REF! | #REF! | #REF! | #REF! | #REF! | #REF! | #REF! | #REF! | #REF! | #REF! | #REF! | #REF! | #REF! | #REF! | #REF! | #REF! | #REF! | #REF! | #REF! | #REF! | #REF! | #REF! | #REF! | #REF! | #REF! | #REF! | #REF! | #REF! | #REF! | #REF! | #REF! | #REF! | #REF! | #REF! | #REF! | #REF! | #REF! | #REF! | #REF! | #REF! | #REF! | #REF! | #REF! | #REF! | #REF! | #REF! | #REF! | #REF! | #REF! | #REF! | #REF! | #REF! | #REF! | #REF! | #REF! | #REF! | #REF! | #REF! | #REF! | #REF! | #REF! | #REF! | #REF! | #REF! | #REF! | #REF! | #REF! | #REF! | #REF! | #REF! | #REF! | #REF! | #REF! | #REF! | #REF! | #REF! | #REF! | #REF! | #REF! | #REF! | #REF! | #REF! | #REF! | #REF! | #REF! | #REF! | #REF! | #REF! | #REF! | #REF! | #REF! | #REF! | #REF! | #REF! | #REF! | #REF! | #REF! | #REF! | #REF! | #REF! | #REF! | #REF! | #REF! | #REF! | #REF! | #REF! | #REF! | #REF! | #REF! | #REF! | #REF! | #REF! | #REF! | #REF! | #REF! | #REF! | #REF! | #REF! | #REF! | #REF! | #REF! | #REF! | #REF! | #REF! | #REF! | #REF! | #REF! | #REF! | #REF! | #REF! | #REF! | #REF! | #REF! | #REF! | #REF! | #REF! | #REF! | #REF! | #REF! | #REF! | #REF! | #REF! | #REF! | #REF! | #REF! | #REF! | #REF! | #REF! | #REF! | #REF! | #REF! | #REF! | #REF! | #REF! | #REF! | #REF! | #REF! | #REF! | #REF! | #REF! | #REF! | #REF! | #REF! | #REF! | #REF! | #REF! | #REF! | #REF! | #REF! | #REF! | #REF! | #REF! | #REF! | #REF! | #REF! | #REF! | #REF! | #REF! | #REF! | #REF! | #REF! | #REF! | #REF! | #REF! | #REF! | #REF! | #REF! | #REF! | #REF! | #REF! | #REF! | #REF! | #REF! | #REF! | #REF! | #REF! | #REF! | #REF! | #REF! | #REF! | #REF! | #REF! | #REF! | #REF! | #REF! | #REF! | #REF! | #REF! | #REF! | #REF! | #REF! | #REF! | #REF! | #REF! | #REF! | #REF! | #REF! | #REF! | #REF! | #REF! | #REF! | #REF! | #REF! | #REF! | #REF! | #REF! | #REF! | #REF! | #REF! | #REF! | #REF! | #REF! | #REF! | #REF! | #REF! | #REF! | #REF! | #REF! | #REF! | #REF! | #REF! | #REF! | #REF! | #REF! | #REF! | #REF! | #REF! | #REF! | #REF! | #REF! | #REF! | #REF! | #REF! | #REF! | #REF! | #REF! | #REF! | #REF! | #REF! | #REF! | #REF! | #REF! | #REF! | #REF! | #REF! | #REF! | #REF! | #REF! | #REF! | #REF! | #REF! | #REF! | #REF! | #REF! | #REF! | #REF! | #REF! | #REF! | #REF! | #REF! | #REF! | #REF! | #REF! | #REF! | #REF! | #REF! | #REF! | #REF! | #REF! | #REF! | #REF! | #REF! | #REF! | #REF! | #REF! | #REF! | #REF! | #REF! | #REF! | #REF! | #REF! | #REF! | #REF! | #REF! | #REF! | #REF! | #REF! | #REF! | #REF! | #REF! | #REF! | #REF! | #REF! | #REF! | #REF! | #REF! | #REF! | #REF! | #REF! | #REF! | #REF! | #REF! | #REF! | #REF! | #REF! | #REF! | #REF! | #REF! | #REF! | #REF! | #REF! | #REF! | #REF! | #REF! | #REF! | #REF! | #REF! | #REF! | #REF! | #REF! | #REF! | #REF! | #REF! | #REF! | #REF! | #REF! | #REF! | #REF! | #REF! | #REF! | #REF! | #REF! | #REF! | #REF! | #REF! | #REF! | #REF! | #REF! | #REF! | #REF! | #REF! | #REF! | #REF! | #REF! | #REF! | #REF! | #REF! | #REF! | #REF! | #REF! | #REF! | #REF! | #REF! | #REF! | #REF! | #REF! | #REF! | #REF! | #REF! | #REF! | #REF! | #REF! | #REF! | #REF! | #REF! | #REF! | #REF! | #REF! | #REF! | #REF! | #REF! | #REF! | #REF! | #REF! | #REF! | #REF! | #REF! | #REF! | #REF! | #REF! | #REF! | #REF! | #REF! | #REF! | #REF! | #REF! | #REF! | #REF! | #REF! | #REF! | #REF! | #REF! | #REF! | #REF! | #REF! | #REF! | #REF! | #REF! | #REF! | #REF! | #REF! | #REF! | #REF! | #REF! | #REF! | #REF! | #REF! | #REF! | #REF! | #REF! | #REF! | #REF! | #REF! | #REF! | #REF! | #REF! | #REF! | #REF! | #REF! | #REF! | #REF! | #REF! | #REF! | #REF! | #REF! | #REF! | #REF! | #REF! | #REF! | #REF! | #REF! | #REF! | #REF! | #REF! | #REF! | #REF! | #REF! | #REF! | #REF! | #REF! | #REF! | #REF! | #REF! | #REF! | #REF! | #REF! | #REF! | #REF! | #REF! | #REF! | #REF! | #REF! | #REF! | #REF! | #REF! | #REF! | #REF! | #REF! | #REF! | #REF! | #REF! | #REF! | #REF! | #REF! | #REF! | #REF! | #REF! | #REF! | #REF! | #REF! | #REF! | #REF! | #REF! | #REF! | #REF! | #REF! | #REF! | #REF! | #REF! | #REF! | #REF! | #REF! | #REF! | #REF! | #REF! | #REF! | #REF! | #REF! | #REF! | #REF! | #REF! | #REF! | #REF! | #REF! | #REF! | #REF! | #REF! | #REF! | #REF! | #REF! | #REF! | #REF! | #REF! | #REF! | #REF! | #REF! | #REF! | #REF! | #REF! | #REF! | #REF! | #REF! | #REF! | #REF! | #REF! | #REF! | #REF! | #REF! | #REF! | #REF! | #REF! | #REF! | #REF! | #REF! | #REF! | #REF! | #REF! | #REF! | #REF! | #REF! | #REF! | #REF! | #REF! | #REF! | #REF! | #REF! | #REF! | #REF! | #REF! | #REF! | #REF! | #REF! | #REF! | #REF! | #REF! | #REF! | #REF! | #REF! | #REF! | #REF! | #REF! | #REF! | #REF! | #REF! | #REF! | #REF! | #REF! | #REF! | #REF! | #REF! | #REF! | #REF! | #REF! | #REF! | #REF! | #REF! | #REF! | #REF! | #REF! | #REF! | #REF! | #REF! | #REF! | #REF! | #REF! | #REF! | #REF! | #REF! | #REF! | #REF! | #REF! | #REF! | #REF! | #REF! | #REF! | #REF! | #REF! | #REF! | #REF! | #REF! | #REF! | #REF! | #REF! | #REF! | #REF! | #REF! | #REF! | #REF! | #REF! | #REF! | #REF! | #REF! | #REF! | #REF! | #REF! | #REF! | #REF! | #REF! | #REF! | #REF! | #REF! | #REF! | #REF! | #REF! | #REF! | #REF! | #REF! | #REF! | #REF! | #REF! | #REF! | #REF! | #REF! | #REF! | #REF! | #REF! | #REF! | #REF! | #REF! | #REF! | #REF! | #REF! | #REF! | #REF! | #REF! | #REF! | #REF! | #REF! | #REF! | #REF! | #REF! | #REF! | #REF! | #REF! | #REF! | #REF! | #REF! | #REF! | #REF! | #REF! | #REF! | #REF! | #REF! | #REF! | #REF! | #REF! | #REF! | #REF! | #REF! | #REF! | #REF! | #REF! | #REF! | #REF! | #REF! | #REF! | #REF! | #REF! | #REF! | #REF! | #REF! | #REF! | #REF! | #REF! | #REF! | #REF! | #REF! | #REF! | #REF! | #REF! | #REF! | #REF! | #REF! | #REF! | #REF! | #REF! | #REF! | #REF! | #REF! | #REF! | #REF! | #REF! | #REF! | #REF! | #REF! | #REF! | #REF! | #REF! | #REF! | #REF! | #REF! | #REF! | #REF! | #REF! | #REF! | #REF! | #REF! | #REF! | #REF! | #REF! | #REF! | #REF! | #REF! | #REF! | #REF! | #REF! | #REF! | #REF! | #REF! | #REF! | #REF! | #REF! | #REF! | #REF! | #REF! | #REF! | #REF! | #REF! | #REF! | #REF! | #REF! | #REF! | #REF! | #REF! | #REF! | #REF! | #REF! | #REF! | #REF! | #REF! | #REF! | #REF! | #REF! | #REF! | #REF! | #REF! | #REF! | #REF! | #REF! | #REF! | #REF! | #REF! | #REF! | #REF! | #REF! | #REF! | #REF! | #REF! | #REF! | #REF! | #REF! | #REF! | #REF! | #REF! | #REF! | #REF! | #REF! | #REF! | #REF! | #REF! | #REF! | #REF! | #REF! | #REF! | #REF! | #REF! | #REF! | #REF! | #REF! | #REF! | #REF! | #REF! | #REF! | #REF! | #REF! | #REF! | #REF! | #REF! | #REF! | #REF! | #REF! | #REF! | #REF! | #REF! | #REF! | #REF! | #REF! | #REF! | #REF! | #REF! | #REF! | #REF! | #REF! | #REF! | #REF! | #REF! | #REF! | #REF! | #REF! | #REF! | #REF! | #REF! | #REF! | #REF! | #REF! | #REF! | #REF! | #REF! | #REF! | #REF! | #REF! | #REF! | #REF! | #REF! | #REF! | #REF! | #REF! | #REF! | #REF! | #REF! | #REF! | #REF! | #REF! | #REF! | #REF! | #REF! | #REF! | #REF! | #REF! | #REF! | #REF! | #REF! | #REF! | #REF! | #REF! | #REF! | #REF! | #REF! | #REF! | #REF! | #REF! | #REF! | #REF! | #REF! | #REF! | #REF! | #REF! | #REF! | #REF! | #REF! | #REF! | #REF! | #REF! | #REF! | #REF! | #REF! | #REF! | #REF! | #REF! | #REF! | #REF! | #REF! | #REF! | #REF! | #REF! | #REF! | #REF! | #REF! | #REF! | #REF! | #REF! | #REF! | #REF! | #REF! | #REF! | #REF! | #REF! | #REF! | #REF! | #REF! | #REF! | #REF! | #REF! | #REF! | #REF! | #REF! | #REF! | #REF! | #REF! | #REF! | #REF! | #REF! | #REF! | #REF! | #REF! | #REF! | #REF! | #REF! | #REF! | #REF! | #REF! | #REF! | #REF! | #REF! | #REF! | #REF! | #REF! | #REF! | #REF! | #REF! | #REF! | #REF! | #REF! | #REF! | #REF! | #REF! | #REF! | #REF! | #REF! | #REF! | #REF! | #REF! | #REF! | #REF! | #REF! | #REF! | #REF! | #REF! | #REF! | #REF! | #REF! | #REF! | #REF! | #REF! | #REF! | #REF! | #REF! | #REF! | #REF! | #REF! | #REF! | #REF! | #REF! | #REF! | #REF! | #REF! | #REF! | #REF! | #REF! | #REF! | #REF! | #REF! | #REF! | #REF! | #REF! | #REF! | #REF! | #REF! | #REF! | #REF! | #REF! | #REF! | #REF! | #REF! | #REF! | #REF! | #REF! | #REF! | #REF! | #REF! | #REF! | #REF! | #REF! | #REF! | #REF! | #REF! | #REF! | #REF! | #REF! | #REF! | #REF! | #REF! | #REF! | #REF! | #REF! | #REF! | #REF! | #REF! | #REF! | #REF! | #REF! | #REF! | #REF! | #REF! | #REF! | #REF! | #REF! | #REF! | #REF! | #REF! | #REF! | #REF! | #REF! | #REF! | #REF! | #REF! | #REF! | #REF! | #REF! | #REF! | #REF! | #REF! | #REF! | #REF! | #REF! | #REF! | #REF! | #REF! | #REF! | #REF! | #REF! | #REF! | #REF! | #REF! | #REF! | #REF! | #REF! | #REF! | #REF! | #REF! | #REF! | #REF! | #REF! | #REF! | #REF! | #REF! | #REF! | #REF! | #REF! | #REF! | #REF! | #REF! | #REF! | #REF! | #REF! | #REF! | #REF! | #REF! | #REF! | #REF! | #REF! | #REF! | #REF! | #REF! | #REF! | #REF! | #REF! | #REF! | #REF! | #REF! | #REF! | #REF! | #REF! | #REF! | #REF! | #REF! | #REF! | #REF! | #REF! | #REF! | #REF! | #REF! | #REF! | #REF! | #REF! | #REF! | #REF! | #REF! | #REF! | #REF! | #REF! | #REF! | #REF! | #REF! | #REF! | #REF! | #REF! | #REF! | #REF! | #REF! | #REF! | #REF! | #REF! | #REF! | #REF! | #REF! | #REF! | #REF! | #REF! | #REF! | #REF! | #REF! | #REF! | #REF! | #REF! | #REF! | #REF! | #REF! | #REF! | #REF! | #REF! | #REF! | #REF! | #REF! | #REF! | #REF! | #REF! | #REF! | #REF! | #REF! | #REF! | #REF! | #REF! | #REF! | #REF! | #REF! | #REF! | #REF! | #REF! | #REF! | #REF! | #REF! | #REF! | #REF! | #REF! | #REF! | #REF! | #REF! | #REF! | #REF! | #REF! | #REF! | #REF! | #REF! | #REF! | #REF! | #REF! | #REF! | #REF! | #REF! | #REF! | #REF! | #REF! | #REF! | #REF! | #REF! | #REF! | #REF! | #REF! | #REF! | #REF! | #REF! | #REF! | #REF! | #REF! | #REF! | #REF! | #REF! | #REF! | #REF! | #REF! | #REF! | #REF! | #REF! | #REF! | #REF! | #REF! | #REF! | #REF! | #REF! | #REF! | #REF! | #REF! | #REF! | #REF! | #REF! | #REF! | #REF! | #REF! | #REF! | #REF! | #REF! | #REF! | #REF! | #REF! | #REF! | #REF! | #REF! | #REF! | #REF! | #REF! | #REF! | #REF! | #REF! | #REF! | #REF! | #REF! | #REF! | #REF! | #REF! | #REF! | #REF! | #REF! | #REF! | #REF! | #REF! | #REF! | #REF! | #REF! | #REF! | #REF! | #REF! | #REF! | #REF! | #REF! | #REF! | #REF! | #REF! | #REF! | #REF! | #REF! | #REF! | #REF! | #REF! | #REF! | #REF! | #REF! | #REF! | #REF! | #REF! | #REF! | #REF! | #REF! | #REF! | #REF! | #REF! | #REF! | #REF! | #REF! | #REF! | #REF! | #REF! | #REF! | #REF! | #REF! | #REF! | #REF! | #REF! | #REF! | #REF! | #REF! | #REF! | #REF! | #REF! | #REF! | #REF! | #REF! | #REF! | #REF! | #REF! | #REF! | #REF! | #REF! | #REF! | #REF! | #REF! | #REF! | #REF! | #REF! | #REF! | #REF! | #REF! | #REF! | #REF! | #REF! | #REF! | #REF! | #REF! | #REF! | #REF! | #REF! | #REF! | #REF! | #REF! | #REF! | #REF! | #REF! | #REF! | #REF! | #REF! | #REF! | #REF! | #REF! | #REF! | #REF! | #REF! | #REF! | #REF! | #REF! | #REF! | #REF! | #REF! | #REF! | #REF! | #REF! | #REF! | #REF! | #REF! | #REF! | #REF! | #REF! | #REF! | #REF! | #REF! | #REF! | #REF! | #REF! | #REF! | #REF! | #REF! | #REF! | #REF! | #REF! | #REF! | #REF! | #REF! | #REF! | #REF! | #REF! | #REF! | #REF! | #REF! | #REF! | #REF! | #REF! | #REF! | #REF! | #REF! | #REF! | #REF! | #REF! | #REF! | #REF! | #REF! | #REF! | #REF! | #REF! | #REF! | #REF! | #REF! | #REF! | #REF! | #REF! | #REF! | #REF! | #REF! | #REF! | #REF! | #REF! | #REF! | #REF! | #REF! | #REF! | #REF! | #REF! | #REF! | #REF! | #REF! | #REF! | #REF! | #REF! | #REF! | #REF! | #REF! | #REF! | #REF! | #REF! | #REF! | #REF! | #REF! | #REF! | #REF! | #REF! | #REF! | #REF! | #REF! | #REF! | #REF! | #REF! | #REF! | #REF! | #REF! | #REF! | #REF! | #REF! | #REF! | #REF! | #REF! | #REF! | #REF! | #REF! | #REF! | #REF! | #REF! | #REF! | #REF! | #REF! | #REF! | #REF! | #REF! | #REF! | #REF! | #REF! | #REF! | #REF! | #REF! | #REF! | #REF! | #REF! | #REF! | #REF! | #REF! | #REF! | #REF! | #REF! | #REF! | #REF! | #REF! | #REF! | #REF! | #REF! | #REF! | #REF! | #REF! | #REF! | #REF! | #REF! | #REF! | #REF! | #REF! | #REF! | #REF! | #REF! | #REF! | #REF! | #REF! | #REF! | #REF! | #REF! | #REF! | #REF! | #REF! | #REF! | #REF! | #REF! | #REF! | #REF! | #REF! | #REF! | #REF! | #REF! | #REF! | #REF! | #REF! | #REF! | #REF! | #REF! | #REF! | #REF! | #REF! | #REF! | #REF! | #REF! | #REF! | #REF! | #REF! | #REF! | #REF! | #REF! | #REF! | #REF! | #REF! | #REF! | #REF! | #REF! | #REF! | #REF! | #REF! | #REF! | #REF! | #REF! | #REF! | #REF! | #REF! | #REF! | #REF! | #REF! | #REF! | #REF! | #REF! | #REF! | #REF! | #REF! | #REF! | #REF! | #REF! | #REF! | #REF! | #REF! | #REF! | #REF! | #REF! | #REF! | #REF! | #REF! | #REF! | #REF! | #REF! | #REF! | #REF! | #REF! | #REF! | #REF! | #REF! | #REF! | #REF! | #REF! | #REF! | #REF! | #REF! | #REF! | #REF! | #REF! | #REF! | #REF! | #REF! | #REF! | #REF! | #REF! | #REF! | #REF! | #REF! | #REF! | #REF! | #REF! | #REF! | #REF! | #REF! | #REF! | #REF! | #REF! | #REF! | #REF! | #REF! | #REF! | #REF! | #REF! | #REF! | #REF! | #REF! | #REF! | #REF! | #REF! | #REF! | #REF! | #REF! | #REF! | #REF! | #REF! | #REF! | #REF! | #REF! | #REF! | #REF! | #REF! | #REF! | #REF! | #REF! | #REF! | #REF! | #REF! | #REF! | #REF! | #REF! | #REF! | #REF! | #REF! | #REF! | #REF! | #REF! | #REF! | #REF! | #REF! | #REF! | #REF! | #REF! | #REF! | #REF! | #REF! | #REF! | #REF! | #REF! | #REF! | #REF! | #REF! | #REF! | #REF! | #REF! | #REF! | #REF! | #REF! | #REF! | #REF! | #REF! | #REF! | #REF! | #REF! | #REF! | #REF! | #REF! | #REF! | #REF! | #REF! | #REF! | #REF! | #REF! | #REF! | #REF! | #REF! | #REF! | #REF! | #REF! | #REF! | #REF! | #REF! | #REF! | #REF! | #REF! | #REF! | #REF! | #REF! | #REF! | #REF! | #REF! | #REF! | #REF! | #REF! | #REF! | #REF! | #REF! | #REF! | #REF! | #REF! | #REF! | #REF! | #REF! | #REF! | #REF! | #REF! | #REF! | #REF! | #REF! | #REF! | #REF! | #REF! | #REF! | #REF! | #REF! | #REF! | #REF! | #REF! | #REF! | #REF! | #REF! | #REF! | #REF! | #REF! | #REF! | #REF! | #REF! | #REF! | #REF! | #REF! | #REF! | #REF! | #REF! | #REF! | #REF! | #REF! | #REF! | #REF! | #REF! | #REF! | #REF! | #REF! | #REF! | #REF! | #REF! | #REF! | #REF! | #REF! | #REF! | #REF! | #REF! | #REF! | #REF! | #REF! | #REF! | #REF! | #REF! | #REF! | #REF! | #REF! | #REF! | #REF! | #REF! | #REF! | #REF! | #REF! | #REF! | #REF! | #REF! | #REF! | #REF! | #REF! | #REF! | #REF! | #REF! | #REF! | #REF! | #REF! | #REF! | #REF! | #REF! | #REF! | #REF! | #REF! | #REF! | #REF! | #REF! | #REF! | #REF! | #REF! | #REF! | #REF! | #REF! | #REF! | #REF! | #REF! | #REF! | #REF! | #REF! | #REF! | #REF! | #REF! | #REF! | #REF! | #REF! | #REF! | #REF! | #REF! | #REF! | #REF! | #REF! | #REF! | #REF! | #REF! | #REF! | #REF! | #REF! | #REF! | #REF! | #REF! | #REF! | #REF! | #REF! | #REF! | #REF! | #REF! | #REF! | #REF! | #REF! | #REF! | #REF! | #REF! | #REF! | #REF! | #REF! | #REF! | #REF! | #REF! | #REF! | #REF! | #REF! | #REF! | #REF! | #REF! | #REF! | #REF! | #REF! | #REF! | #REF! | #REF! | #REF! | #REF! | #REF! | #REF! | #REF! | #REF! | #REF! | #REF! | #REF! | #REF! | #REF! | #REF! | #REF! | #REF! | #REF! | #REF! | #REF! | #REF! | #REF! | #REF! | #REF! | #REF! | #REF! | #REF! | #REF! | #REF! | #REF! | #REF! | #REF! | #REF! | #REF! | #REF! | #REF! | #REF! | #REF! | #REF! | #REF! | #REF! | #REF! | #REF! | #REF! | #REF! | #REF! | #REF! | #REF! | #REF! | #REF! | #REF! | #REF! | #REF! | #REF! | #REF! | #REF! | #REF! | #REF! | #REF! | #REF! | #REF! | #REF! | #REF! | #REF! | #REF! | #REF! | #REF! | #REF! | #REF! | #REF! | #REF! | #REF! | #REF! | #REF! | #REF! | #REF! | #REF! | #REF! | #REF! | #REF! | #REF! | #REF! | #REF! | #REF! | #REF! | #REF! | #REF! | #REF! | #REF! | #REF! | #REF! | #REF! | #REF! | #REF! | #REF! | #REF! | #REF! | #REF! | #REF! | #REF! | #REF! | #REF! | #REF! | #REF! | #REF! | #REF! | #REF! | #REF! | #REF! | #REF! | #REF! | #REF! | #REF! | #REF! | #REF! | #REF! | #REF! | #REF! | #REF! | #REF! | #REF! | #REF! | #REF! | #REF! | #REF! | #REF! | #REF! | #REF! | #REF! | #REF! | #REF! | #REF! | #REF! | #REF! | #REF! | #REF! | #REF! | #REF! | #REF! | #REF! | #REF! | #REF! | #REF! | #REF! | #REF! | #REF! | #REF! | #REF! | #REF! | #REF! | #REF! | #REF! | #REF! | #REF! | #REF! | #REF! | #REF! | #REF! | #REF! | #REF! | #REF! | #REF! | #REF! | #REF! | #REF! | #REF! | #REF! | #REF! | #REF! | #REF! | #REF! | #REF! | #REF! | #REF! | #REF! | #REF! | #REF! | #REF! | #REF! | #REF! | #REF! | #REF! | #REF! | #REF! | #REF! | #REF! | #REF! | #REF! | #REF! | #REF! | #REF! | #REF! | #REF! | #REF! | #REF! | #REF! | #REF! | #REF! | #REF! | #REF! | #REF! | #REF! | #REF! | #REF! | #REF! | #REF! | #REF! | #REF! | #REF! | #REF! | #REF! | #REF! | #REF! | #REF! | #REF! | #REF! | #REF! | #REF! | #REF! | #REF! | #REF! | #REF! | #REF! | #REF! | #REF! | #REF! | #REF! | #REF! | #REF! | #REF! | #REF! | #REF! | #REF! | #REF! | #REF! | #REF! | #REF! | #REF! | #REF! | #REF! | #REF! | #REF! | #REF! | #REF! | #REF! | #REF! | #REF! | #REF! | #REF! | #REF! | #REF! | #REF! | #REF! | #REF! | #REF! | #REF! | #REF! | #REF! | #REF! | #REF! | #REF! | #REF! | #REF! | #REF! | #REF! | #REF! | #REF! | #REF! | #REF! | #REF! | #REF! | #REF! | #REF! | #REF! | #REF! | #REF! | #REF! | #REF! | #REF! | #REF! | #REF! | #REF! | #REF! | #REF! | #REF! | #REF! | #REF! | #REF! | #REF! | #REF! | #REF! | #REF! | #REF! | #REF! | #REF! | #REF! | #REF! | #REF! | #REF! | #REF! | #REF! | #REF! | #REF! | #REF! | #REF! | #REF! | #REF! | #REF! | #REF! | #REF! | #REF! | #REF! | #REF! | #REF! | #REF! | #REF! | #REF! | #REF! | #REF! | #REF! | #REF! | #REF! | #REF! | #REF! | #REF! | #REF! | #REF! | #REF! | #REF! | #REF! | #REF! | #REF! | #REF! | #REF! | #REF! | #REF! | #REF! | #REF! | #REF! | #REF! | #REF! | #REF! | #REF! | #REF! | #REF! | #REF! | #REF! | #REF! | #REF! | #REF! | #REF! | #REF! | #REF! | #REF! | #REF! | #REF! | #REF! | #REF! | #REF! | #REF! | #REF! | #REF! | #REF! | #REF! | #REF! | #REF! | #REF! | #REF! | #REF! | #REF! | #REF! | #REF! | #REF! | #REF! | #REF! | #REF! | #REF! | #REF! | #REF! | #REF! | #REF! | #REF! | #REF! | #REF! | #REF! | #REF! | #REF! | #REF! | #REF! | #REF! | #REF! | #REF! | #REF! | #REF! | #REF! | #REF! | #REF! | #REF! | #REF! | #REF! | #REF! | #REF! | #REF! | #REF! | #REF! | #REF! | #REF! | #REF! | #REF! | #REF! | #REF! | #REF! | #REF! | #REF! | #REF! | #REF! | #REF! | #REF! | #REF! | #REF! | #REF! | #REF! | #REF! | #REF! | #REF! | #REF! | #REF! | #REF! | #REF! | #REF! | #REF! | #REF! | #REF! | #REF! | #REF! | #REF! | #REF! | #REF! | #REF! | #REF! | #REF! | #REF! | #REF! | #REF! | #REF! | #REF! | #REF! | #REF! | #REF! | #REF! | #REF! | #REF! | #REF! | #REF! | #REF! | #REF! | #REF! | #REF! | #REF! | #REF! | #REF! | #REF! | #REF! | #REF! | #REF! | #REF! | #REF! | #REF! | #REF! | #REF! | #REF! | #REF! | #REF! | #REF! | #REF! | #REF! | #REF! | #REF! | #REF! | #REF! | #REF! | #REF! | #REF! | #REF! | #REF! | #REF! | #REF! | #REF! | #REF! | #REF! | #REF! | #REF! | #REF! | #REF! | #REF! | #REF! | #REF! | #REF! | #REF! | #REF! | #REF! | #REF! | #REF! | #REF! | #REF! | #REF! | #REF! | #REF! | #REF! | #REF! | #REF! | #REF! | #REF! | #REF! | #REF! | #REF! | #REF! | #REF! | #REF! | #REF! | #REF! | #REF! | #REF! | #REF! | #REF! | #REF! | #REF! | #REF! | #REF! | #REF! | #REF! | #REF! | #REF! | #REF! | #REF! | #REF! | #REF! | #REF! | #REF! | #REF! | #REF! | #REF! | #REF! | #REF! | #REF! | #REF! | #REF! | #REF! | #REF! | #REF! | #REF! | #REF! | #REF! | #REF! | #REF! | #REF! | #REF! | #REF! | #REF! | #REF! | #REF! | #REF! | #REF! | #REF! | #REF! | #REF! | #REF! | #REF! | #REF! | #REF! | #REF! | #REF! | #REF! | #REF! | #REF! | #REF! | #REF! | #REF! | #REF! | #REF! | #REF! | #REF! | #REF! | #REF! | #REF! | #REF! | #REF! | #REF! | #REF! | #REF! | #REF! | #REF! | #REF! | #REF! | #REF! | #REF! | #REF! | #REF! | #REF! | #REF! | #REF! | #REF! | #REF! | #REF! | #REF! | #REF! | #REF! | #REF! | #REF! | #REF! | #REF! | #REF! | #REF! | #REF! | #REF! | #REF! | #REF! | #REF! | #REF! | #REF! | #REF! | #REF! | #REF! | #REF! | #REF! | #REF! | #REF! | #REF! | #REF! | #REF! | #REF! | #REF! | #REF! | #REF! | #REF! | #REF! | #REF! | #REF! | #REF! | #REF! | #REF! | #REF! | #REF! | #REF! | #REF! | #REF! | #REF! | #REF! | #REF! | #REF! | #REF! | #REF! | #REF! | #REF! | #REF! | #REF! | #REF! | #REF! | #REF! | #REF! | #REF! | #REF! | #REF! | #REF! | #REF! | #REF! | #REF! | #REF! | #REF! | #REF! | #REF! | #REF! | #REF! | #REF! | #REF! | #REF! | #REF! | #REF! | #REF! | #REF! | #REF! | #REF! | #REF! | #REF! | #REF! | #REF! | #REF! | #REF! | #REF! | #REF! | #REF! | #REF! | #REF! | #REF! | #REF! | #REF! | #REF! | #REF! | #REF! | #REF! | #REF! | #REF! | #REF! | #REF! | #REF! | #REF! | #REF! | #REF! | #REF! | #REF! | #REF! | #REF! | #REF! | #REF! | #REF! | #REF! | #REF! | #REF! | #REF! | #REF! | #REF! | #REF! | #REF! | #REF! | #REF! | #REF! | #REF! | #REF! | #REF! | #REF! | #REF! | #REF! | #REF! | #REF! | #REF! | #REF! | #REF! | #REF! | #REF! | #REF! | #REF! | #REF! | #REF! | #REF! | #REF! | #REF! | #REF! | #REF! | #REF! | #REF! | #REF! | #REF! | #REF! | #REF! | #REF! | #REF! | #REF! | #REF! | #REF! | #REF! | #REF! | #REF! | #REF! | #REF! | #REF! | #REF! | #REF! | #REF! | #REF! | #REF! | #REF! | #REF! | #REF! | #REF! | #REF! | #REF! | #REF! | #REF! | #REF! | #REF! | #REF! | #REF! | #REF! | #REF! | #REF! | #REF! | #REF! | #REF! | #REF! | #REF! | #REF! | #REF! | #REF! | #REF! | #REF! | #REF! | #REF! | #REF! | #REF! | #REF! | #REF! | #REF! | #REF! | #REF! | #REF! | #REF! | #REF! | #REF! | #REF! | #REF! | #REF! | #REF! | #REF! | #REF! | #REF! | #REF! | #REF! | #REF! | #REF! | #REF! | #REF! | #REF! | #REF! | #REF! | #REF! | #REF! | #REF! | #REF! | #REF! | #REF! | #REF! | #REF! | #REF! | #REF! | #REF! | #REF! | #REF! | #REF! | #REF! | #REF! | #REF! | #REF! | #REF! | #REF! | #REF! | #REF! | #REF! | #REF! | #REF! | #REF! | #REF! | #REF! | #REF! | #REF! | #REF! | #REF! | #REF! | #REF! | #REF! | #REF! | #REF! | #REF! | #REF! | #REF! | #REF! | #REF! | #REF! | #REF! | #REF! | #REF! | #REF! | #REF! | #REF! | #REF! | #REF! | #REF! | #REF! | #REF! | #REF! | #REF! | #REF! | #REF! | #REF! | #REF! | #REF! | #REF! | #REF! | #REF! | #REF! | #REF! | #REF! | #REF! | #REF! | #REF! | #REF! | #REF! | #REF! | #REF! | #REF! | #REF! | #REF! | #REF! | #REF! | #REF! | #REF! | #REF! | #REF! | #REF! | #REF! | #REF! | #REF! | #REF! | #REF! | #REF! | #REF! | #REF! | #REF! | #REF! | #REF! | #REF! | #REF! | #REF! | #REF! | #REF! | #REF! | #REF! | #REF! | #REF! | #REF! | #REF! | #REF! | #REF! | #REF! | #REF! | #REF! | #REF! | #REF! | #REF! | #REF! | #REF! | #REF! | #REF! | #REF! | #REF! | #REF! | #REF! | #REF! | #REF! | #REF! | #REF! | #REF! | #REF! | #REF! | #REF! | #REF! | #REF! | #REF! | #REF! | #REF! | #REF! | #REF! | #REF! | #REF! | #REF! | #REF! | #REF! | #REF! | #REF! | #REF! | #REF! | #REF! | #REF! | #REF! | #REF! | #REF! | #REF! | #REF! | #REF! | #REF! | #REF! | #REF! | #REF! | #REF! | #REF! | #REF! | #REF! | #REF! | #REF! | #REF! | #REF! | #REF! | #REF! | #REF! | #REF! | #REF! | #REF! | #REF! | #REF! | #REF! | #REF! | #REF! | #REF! | #REF! | #REF! | #REF! | #REF! | #REF! | #REF! | #REF! | #REF! | #REF! | #REF! | #REF! | #REF! | #REF! | #REF! | #REF! | #REF! | #REF! | #REF! | #REF! | #REF! | #REF! | #REF! | #REF! | #REF! | #REF! | #REF! | #REF! | #REF! | #REF! | #REF! | #REF! | #REF! | #REF! | #REF! | #REF! | #REF! | #REF! | #REF! | #REF! | #REF! | #REF! | #REF! | #REF! | #REF! | #REF! | #REF! | #REF! | #REF! | #REF! | #REF! | #REF! | #REF! | #REF! | #REF! | #REF! | #REF! | #REF! | #REF! | #REF! | #REF! | #REF! | #REF! | #REF! | #REF! | #REF! | #REF! | #REF! | #REF! | #REF! | #REF! | #REF! | #REF! | #REF! | #REF! | #REF! | #REF! | #REF! | #REF! | #REF! | #REF! | #REF! | #REF! | #REF! | #REF! | #REF! | #REF! | #REF! | #REF! | #REF! | #REF! | #REF! | #REF! | #REF! | #REF! | #REF! | #REF! | #REF! | #REF! | #REF! | #REF! | #REF! | #REF! | #REF! | #REF! | #REF! | #REF! | #REF! | #REF! | #REF! | #REF! | #REF! | #REF! | #REF! | #REF! | #REF! | #REF! | #REF! | #REF! | #REF! | #REF! | #REF! | #REF! | #REF! | #REF! | #REF! | #REF! | #REF! | #REF! | #REF! | #REF! | #REF! | #REF! | #REF! | #REF! | #REF! | #REF! | #REF! | #REF! | #REF! | #REF! | #REF! | #REF! | #REF! | #REF! | #REF! | #REF! | #REF! | #REF! | #REF! | #REF! | #REF! | #REF! | #REF! | #REF! | #REF! | #REF! | #REF! | #REF! | #REF! | #REF! | #REF! | #REF! | #REF! | #REF! | #REF! | #REF! | #REF! | #REF! | #REF! | #REF! | #REF! | #REF! | #REF! | #REF! | #REF! | #REF! | #REF! | #REF! | #REF! | #REF! | #REF! | #REF! | #REF! | #REF! | #REF! | #REF! | #REF! | #REF! | #REF! | #REF! | #REF! | #REF! | #REF! | #REF! | #REF! | #REF! | #REF! | #REF! | #REF! | #REF! | #REF! | #REF! | #REF! | #REF! | #REF! | #REF! | #REF! | #REF! | #REF! | #REF! | #REF! | #REF! | #REF! | #REF! | #REF! | #REF! | #REF! | #REF! | #REF! | #REF! | #REF! | #REF! | #REF! | #REF! | #REF! | #REF! | #REF! | #REF! | #REF! | #REF! | #REF! | #REF! | #REF! | #REF! | #REF! | #REF! | #REF! | #REF! | #REF! | #REF! | #REF! | #REF! | #REF! | #REF! | #REF! | #REF! | #REF! | #REF! | #REF! | #REF! | #REF! | #REF! | #REF! | #REF! | #REF! | #REF! | #REF! | #REF! | #REF! | #REF! | #REF! | #REF! | #REF! | #REF! | #REF! | #REF! | #REF! | #REF! | #REF! | #REF! | #REF! | #REF! | #REF! | #REF! | #REF! | #REF! | #REF! | #REF! | #REF! | #REF! | #REF! | #REF! | #REF! | #REF! | #REF! | #REF! | #REF! | #REF! | #REF! | #REF! | #REF! | #REF! | #REF! | #REF! | #REF! | #REF! | #REF! | #REF! | #REF! | #REF! | #REF! | #REF! | #REF! | #REF! | #REF! | #REF! | #REF! | #REF! | #REF! | #REF! | #REF! | #REF! | #REF! | #REF! | #REF! | #REF! | #REF! | #REF! | #REF! | #REF! | #REF! | #REF! | #REF! | #REF! | #REF! | #REF! | #REF! | #REF! | #REF! | #REF! | #REF! | #REF! | #REF! | #REF! | #REF! | #REF! | #REF! | #REF! | #REF! | #REF! | #REF! | #REF! | #REF! | #REF! | #REF! | #REF! | #REF! | #REF! | #REF! | #REF! | #REF! | #REF! | #REF! | #REF! | #REF! | #REF! | #REF! | #REF! | #REF! | #REF! | #REF! | #REF! | #REF! | #REF! | #REF! | #REF! | #REF! | #REF! | #REF! | #REF! | #REF! | #REF! | #REF! | #REF! | #REF! | #REF! | #REF! | #REF! | #REF! | #REF! | #REF! | #REF! | #REF! | #REF! | #REF! | #REF! | #REF! | #REF! | #REF! | #REF! | #REF! | #REF! | #REF! | #REF! | #REF! | #REF! | #REF! | #REF! | #REF! | #REF! | #REF! | #REF! | #REF! | #REF! | #REF! | #REF! | #REF! | #REF! | #REF! | #REF! | #REF! | #REF! | #REF! | #REF! | #REF! | #REF! | #REF! | #REF! | #REF! | #REF! | #REF! | #REF! | #REF! | #REF! | #REF! | #REF! | #REF! | #REF! | #REF! | #REF! | #REF! | #REF! | #REF! | #REF! | #REF! | #REF! | #REF! | #REF! | #REF! | #REF! | #REF! | #REF! | #REF! | #REF! | #REF! | #REF! | #REF! | #REF! | #REF! | #REF! | #REF! | #REF! | #REF! | #REF! | #REF! | #REF! | #REF! | #REF! | #REF! | #REF! | #REF! | #REF! | #REF! | #REF! | #REF! | #REF! | #REF! | #REF! | #REF! | #REF! | #REF! | #REF! | #REF! | #REF! | #REF! | #REF! | #REF! | #REF! | #REF! | #REF! | #REF! | #REF! | #REF! | #REF! | #REF! | #REF! | #REF! | #REF! | #REF! | #REF! | #REF! | #REF! | #REF! | #REF! | #REF! | #REF! | #REF! | #REF! | #REF! | #REF! | #REF! | #REF! | #REF! | #REF! | #REF! | #REF! | #REF! | #REF! | #REF! | #REF! | #REF! | #REF! | #REF! | #REF! | #REF! | #REF! | #REF! | #REF! | #REF! | #REF! | #REF! | #REF! | #REF! | #REF! | #REF! | #REF! | #REF! | #REF! | #REF! | #REF! | #REF! | #REF! | #REF! | #REF! | #REF! | #REF! | #REF! | #REF! | #REF! | #REF! | #REF! | #REF! | #REF! | #REF! | #REF! | #REF! | #REF! | #REF! | #REF! | #REF! | #REF! | #REF! | #REF! | #REF! | #REF! | #REF! | #REF! | #REF! | #REF! | #REF! | #REF! | #REF! | #REF! | #REF! | #REF! | #REF! | #REF! | #REF! | #REF! | #REF! | #REF! | #REF! | #REF! | #REF! | #REF! | #REF! | #REF! | #REF! | #REF! | #REF! | #REF! | #REF! | #REF! | #REF! | #REF! | #REF! | #REF! | #REF! | #REF! | #REF! | #REF! | #REF! | #REF! | #REF! | #REF! | #REF! | #REF! | #REF! | #REF! | #REF! | #REF! | #REF! | #REF! | #REF! | #REF! | #REF! | #REF! | #REF! | #REF! | #REF! | #REF! | #REF! | #REF! | #REF! | #REF! | #REF! | #REF! | #REF! | #REF! | #REF! | #REF! | #REF! | #REF! | #REF! | #REF! | #REF! | #REF! | #REF! | #REF! | #REF! | #REF! | #REF! | #REF! | #REF! | #REF! | #REF! | #REF! | #REF! | #REF! | #REF! | #REF! | #REF! | #REF! | #REF! | #REF! | #REF! | #REF! | #REF! | #REF! | #REF! | #REF! | #REF! | #REF! | #REF! | #REF! | #REF! | #REF! | #REF! | #REF! | #REF! | #REF! | #REF! | #REF! | #REF! | #REF! | #REF! | #REF! | #REF! | #REF! | #REF! | #REF! | #REF! | #REF! | #REF! | #REF! | #REF! | #REF! | #REF! | #REF! | #REF! | #REF! | #REF! | #REF! | #REF! | #REF! | #REF! | #REF! | #REF! | #REF! | #REF! | #REF! | #REF! | #REF! | #REF! | #REF! | #REF! | #REF! | #REF! | #REF! | #REF! | #REF! | #REF! | #REF! | #REF! | #REF! | #REF! | #REF! | #REF! | #REF! | #REF! | #REF! | #REF! | #REF! | #REF! | #REF! | #REF! | #REF! | #REF! | #REF! | #REF! | #REF! | #REF! | #REF! | #REF! | #REF! | #REF! | #REF! | #REF! | #REF! | #REF! | #REF! | #REF! | #REF! | #REF! | #REF! | #REF! | #REF! | #REF! | #REF! | #REF! | #REF! | #REF! | #REF! | #REF! | #REF! | #REF! | #REF! | #REF! | #REF! | #REF! | #REF! | #REF! | #REF! | #REF! | #REF! | #REF! | #REF! | #REF! | #REF! | #REF! | #REF! | #REF! | #REF! | #REF! | #REF! | #REF! | #REF! | #REF! | #REF! | #REF! | #REF! | #REF! | #REF! | #REF! | #REF! | #REF! | #REF! | #REF! | #REF! | #REF! | #REF! | #REF! | #REF! | #REF! | #REF! | #REF! | #REF! | #REF! | #REF! | #REF! | #REF! | #REF! | #REF! | #REF! | #REF! | #REF! | #REF! | #REF! | #REF! | #REF! | #REF! | #REF! | #REF! | #REF! | #REF! | #REF! | #REF! | #REF! | #REF! | #REF! | #REF! | #REF! | #REF! | #REF! | #REF! | #REF! | #REF! | #REF! | #REF! | #REF! | #REF! | #REF! | #REF! | #REF! | #REF! | #REF! | #REF! | #REF! | #REF! | #REF! | #REF! | #REF! | #REF! | #REF! | #REF! | #REF! | #REF! | #REF! | #REF! | #REF! | #REF! | #REF! | #REF! | #REF! | #REF! | #REF! | #REF! | #REF! | #REF! | #REF! | #REF! | #REF! | #REF! | #REF! | #REF! | #REF! | #REF! | #REF! | #REF! | #REF! | #REF! | #REF! | #REF! | #REF! | #REF! | #REF! | #REF! | #REF! | #REF! | #REF! | #REF! | #REF! | #REF! | #REF! | #REF! | #REF! | #REF! | #REF! | #REF! | #REF! | #REF! | #REF! | #REF! | #REF! | #REF! | #REF! | #REF! | #REF! | #REF! | #REF! | #REF! | #REF! | #REF! | #REF! | #REF! | #REF! | #REF! | #REF! | #REF! | #REF! | #REF! | #REF! | #REF! | #REF! | #REF! | #REF! | #REF! | #REF! | #REF! | #REF! | #REF! | #REF! | #REF! | #REF! | #REF! | #REF! | #REF! | #REF! | #REF! | #REF! | #REF! | #REF! | #REF! | #REF! | #REF! | #REF! | #REF! | #REF! | #REF! | #REF! | #REF! | #REF! | #REF! | #REF! | #REF! | #REF! | #REF! | #REF! | #REF! | #REF! | #REF! | #REF! | #REF! | #REF! | #REF! | #REF! | #REF! | #REF! | #REF! | #REF! | #REF! | #REF! | #REF! | #REF! | #REF! | #REF! | #REF! | #REF! | #REF! | #REF! | #REF! | #REF! | #REF! | #REF! | #REF! | #REF! | #REF! | #REF! | #REF! | #REF! | #REF! | #REF! | #REF! | #REF! | #REF! | #REF! | #REF! | #REF! | #REF! | #REF! | #REF! | #REF! | #REF! | #REF! | #REF! | #REF! | #REF! | #REF! | #REF! | #REF! | #REF! | #REF! | #REF! | #REF! | #REF! | #REF! | #REF! | #REF! | #REF! | #REF! | #REF! | #REF! | #REF! | #REF! | #REF! | #REF! | #REF! | #REF! | #REF! | #REF! | #REF! | #REF! | #REF! | #REF! | #REF! | #REF! | #REF! | #REF! | #REF! | #REF! | #REF! | #REF! | #REF! | #REF! | #REF! | #REF! | #REF! | #REF! | #REF! | #REF! | #REF! | #REF! | #REF! | #REF! | #REF! | #REF! | #REF! | #REF! | #REF! | #REF! | #REF! | #REF! | #REF! | #REF! | #REF! | #REF! | #REF! | #REF! | #REF! | #REF! | #REF! | #REF! | #REF! | #REF! | #REF! | #REF! | #REF! | #REF! | #REF! | #REF! | #REF! | #REF! | #REF! | #REF! | #REF! | #REF! | #REF! | #REF! | #REF! | #REF! | #REF! | #REF! | #REF! | #REF! | #REF! | #REF! | #REF! | #REF! | #REF! | #REF! | #REF! | #REF! | #REF! | #REF! | #REF! | #REF! | #REF! | #REF! | #REF! | #REF! | #REF! | #REF! | #REF! | #REF! | #REF! | #REF! | #REF! | #REF! | #REF! | #REF! | #REF! | #REF! | #REF! | #REF! | #REF! | #REF! | #REF! | #REF! | #REF! | #REF! | #REF! | #REF! | #REF! | #REF! | #REF! | #REF! | #REF! | #REF! | #REF! | #REF! | #REF! | #REF! | #REF! | #REF! | #REF! | #REF! | #REF! | #REF! | #REF! | #REF! | #REF! | #REF! | #REF! | #REF! | #REF! | #REF! | #REF! | #REF! | #REF! | #REF! | #REF! | #REF! | #REF! | #REF! | #REF! | #REF! | #REF! | #REF! | #REF! | #REF! | #REF! | #REF! | #REF! | #REF! | #REF! | #REF! | #REF! | #REF! | #REF! | #REF! | #REF! | #REF! | #REF! | #REF! | #REF! | #REF! | #REF! | #REF! | #REF! | #REF! | #REF! | #REF! | #REF! | #REF! | #REF! | #REF! | #REF! | #REF! | #REF! | #REF! | #REF! | #REF! | #REF! | #REF! | #REF! | #REF! | #REF! | #REF! | #REF! | #REF! | #REF! | #REF! | #REF! | #REF! | #REF! | #REF! | #REF! | #REF! | #REF! | #REF! | #REF! | #REF! | #REF! | #REF! | #REF! | #REF! | #REF! | #REF! | #REF! | #REF! | #REF! | #REF! | #REF! | #REF! | #REF! | #REF! | #REF! | #REF! | #REF! | #REF! | #REF! | #REF! | #REF! | #REF! | #REF! | #REF! | #REF! | #REF! | #REF! | #REF! | #REF! | #REF! | #REF! | #REF! | #REF! | #REF! | #REF! | #REF! | #REF! | #REF! | #REF! | #REF! | #REF! | #REF! | #REF! | #REF! | #REF! | #REF! | #REF! | #REF! | #REF! | #REF! | #REF! | #REF! | #REF! | #REF! | #REF! | #REF! | #REF! | #REF! | #REF! | #REF! | #REF! | #REF! | #REF! | #REF! | #REF! | #REF! | #REF! | #REF! | #REF! | #REF! | #REF! | #REF! | #REF! | #REF! | #REF! | #REF! | #REF! | #REF! | #REF! | #REF! | #REF! | #REF! | #REF! | #REF! | #REF! | #REF! | #REF! | #REF! | #REF! | #REF! | #REF! | #REF! | #REF! | #REF! | #REF! | #REF! | #REF! | #REF! | #REF! | #REF! | #REF! | #REF! | #REF! | #REF! | #REF! | #REF! | #REF! | #REF! | #REF! | #REF! | #REF! | #REF! | #REF! | #REF! | #REF! | #REF! | #REF! | #REF! | #REF! | #REF! | #REF! | #REF! | #REF! | #REF! | #REF! | #REF! | #REF! | #REF! | #REF! | #REF! | #REF! | #REF! | #REF! | #REF! | #REF! | #REF! | #REF! | #REF! | #REF! | #REF! | #REF! | #REF! | #REF! | #REF! | #REF! | #REF! | #REF! | #REF! | #REF! | #REF! | #REF! | #REF! | #REF! | #REF! | #REF! | #REF! | #REF! | #REF! | #REF! | #REF! | #REF! | #REF! | #REF! | #REF! | #REF! | #REF! | #REF! | #REF! | #REF! | #REF! | #REF! | #REF! | #REF! | #REF! | #REF! | #REF! | #REF! | #REF! | #REF! | #REF! | #REF! | #REF! | #REF! | #REF! | #REF! | #REF! | #REF! | #REF! | #REF! | #REF! | #REF! | #REF! | #REF! | #REF! | #REF! | #REF! | #REF! | #REF! | #REF! | #REF! | #REF! | #REF! | #REF! | #REF! | #REF! | #REF! | #REF! | #REF! | #REF! | #REF! | #REF! | #REF! | #REF! | #REF! | #REF! | #REF! | #REF! | #REF! | #REF! | #REF! | #REF! | #REF! | #REF! | #REF! | #REF! | #REF! | #REF! | #REF! | #REF! | #REF! | #REF! | #REF! | #REF! | #REF! | #REF! | #REF! | #REF! | #REF! | #REF! | #REF! | #REF! | #REF! | #REF! | #REF! | #REF! | #REF! | #REF! | #REF! | #REF! | #REF! | #REF! | #REF! | #REF! | #REF! | #REF! | #REF! | #REF! | #REF! | #REF! | #REF! | #REF! | #REF! | #REF! | #REF! | #REF! | #REF! | #REF! | #REF! | #REF! | #REF! | #REF! | #REF! | #REF! | #REF! | #REF! | #REF! | #REF! | #REF! | #REF! | #REF! | #REF! | #REF! | #REF! | #REF! | #REF! | #REF! | #REF! | #REF! | #REF! | #REF! | #REF! | #REF! | #REF! | #REF! | #REF! | #REF! | #REF! | #REF! | #REF! | #REF! | #REF! | #REF! | #REF! | #REF! | #REF! | #REF! | #REF! | #REF! | #REF! | #REF! | #REF! | #REF! | #REF! | #REF! | #REF! | #REF! | #REF! | #REF! | #REF! | #REF! | #REF! | #REF! | #REF! | #REF! | #REF! | #REF! | #REF! | #REF! | #REF! | #REF! | #REF! | #REF! | #REF! | #REF! | #REF! | #REF! | #REF! | #REF! | #REF! | #REF! | #REF! | #REF! | #REF! | #REF! | #REF! | #REF! | #REF! | #REF! | #REF! | #REF! | #REF! | #REF! | #REF! | #REF! | #REF! | #REF! | #REF! | #REF! | #REF! | #REF! | #REF! | #REF! | #REF! | #REF! | #REF! | #REF! | #REF! | #REF! | #REF! | #REF! | #REF! | #REF! | #REF! | #REF! | #REF! | #REF! | #REF! | #REF! | #REF! | #REF! | #REF! | #REF! | #REF! | #REF! | #REF! | #REF! | #REF! | #REF! | #REF! | #REF! | #REF! | #REF! | #REF! | #REF! | #REF! | #REF! | #REF! | #REF! | #REF! | #REF! | #REF! | #REF! | #REF! | #REF! | #REF! | #REF! | #REF! | #REF! | #REF! | #REF! | #REF! | #REF! | #REF! | #REF! | #REF! | #REF! | #REF! | #REF! | #REF! | #REF! | #REF! | #REF! | #REF! | #REF! | #REF! | #REF! | #REF! | #REF! | #REF! | #REF! | #REF! | #REF! | #REF! | #REF! | #REF! | #REF! | #REF! | #REF! | #REF! | #REF! | #REF! | #REF! | #REF! | #REF! | #REF! | #REF! | #REF! | #REF! | #REF! | #REF! | #REF! | #REF! | #REF! | #REF! | #REF! | #REF! | #REF! | #REF! | #REF! | #REF! | #REF! | #REF! | #REF! | #REF! | #REF! | #REF! | #REF! | #REF! | #REF! | #REF! | #REF! | #REF! | #REF! | #REF! | #REF! | #REF! | #REF! | #REF! | #REF! | #REF! | #REF! | #REF! | #REF! | #REF! | #REF! | #REF! | #REF! | #REF! | #REF! | #REF! | #REF! | #REF! | #REF! | #REF! | #REF! | #REF! | #REF! | #REF! | #REF! | #REF! | #REF! | #REF! | #REF! | #REF! | #REF! | #REF! | #REF! | #REF! | #REF! | #REF! | #REF! | #REF! | #REF! | #REF! | #REF! | #REF! | #REF! | #REF! | #REF! | #REF! | #REF! | #REF! | #REF! | #REF! | #REF! | #REF! | #REF! | #REF! | #REF! | #REF! | #REF! | #REF! | #REF! | #REF! | #REF! | #REF! | #REF! | #REF! | #REF! | #REF! | #REF! | #REF! | #REF! | #REF! | #REF! | #REF! | #REF! | #REF! | #REF! | #REF! | #REF! | #REF! | #REF! | #REF! | #REF! | #REF! | #REF! | #REF! | #REF! | #REF! | #REF! | #REF! | #REF! | #REF! | #REF! | #REF! | #REF! | #REF! | #REF! | #REF! | #REF! | #REF! | #REF! | #REF! | #REF! | #REF! | #REF! | #REF! | #REF! | #REF! | #REF! | #REF! | #REF! | #REF! | #REF! | #REF! | #REF! | #REF! | #REF! | #REF! | #REF! | #REF! | #REF! | #REF! | #REF! | #REF! | #REF! | #REF! | #REF! | #REF! | #REF! | #REF! | #REF! | #REF! | #REF! | #REF! | #REF! | #REF! | #REF! | #REF! | #REF! | #REF! | #REF! | #REF! | #REF! | #REF! | #REF! | #REF! | #REF! | #REF! | #REF! | #REF! | #REF! | #REF! | #REF! | #REF! | #REF! | #REF! | #REF! | #REF! | #REF! | #REF! | #REF! | #REF! | #REF! | #REF! | #REF! | #REF! | #REF! | #REF! | #REF! | #REF! | #REF! | #REF! | #REF! | #REF! | #REF! | #REF! | #REF! | #REF! | #REF! | #REF! | #REF! | #REF! | #REF! | #REF! | #REF! | #REF! | #REF! | #REF! | #REF! | #REF! | #REF! | #REF! | #REF! | #REF! | #REF! | #REF! | #REF! | #REF! | #REF! | #REF! | #REF! | #REF! | #REF! | #REF! | #REF! | #REF! | #REF! | #REF! | #REF! | #REF! | #REF! | #REF! | #REF! | #REF! | #REF! | #REF! | #REF! | #REF! | #REF! | #REF! | #REF! | #REF! | #REF! | #REF! | #REF! | #REF! | #REF! | #REF! | #REF! | #REF! | #REF! | #REF! | #REF! | #REF! | #REF! | #REF! | #REF! | #REF! | #REF! | #REF! | #REF! | #REF! | #REF! | #REF! | #REF! | #REF! | #REF! | #REF! | #REF! | #REF! | #REF! | #REF! | #REF! | #REF! | #REF! | #REF! | #REF! | #REF! | #REF! | #REF! | #REF! | #REF! | #REF! | #REF! | #REF! | #REF! | #REF! | #REF! | #REF! | #REF! | #REF! | #REF! | #REF! | #REF! | #REF! | #REF! | #REF! | #REF! | #REF! | #REF! | #REF! | #REF! | #REF! | #REF! | #REF! | #REF! | #REF! | #REF! | #REF! | #REF! | #REF! | #REF! | #REF! | #REF! | #REF! | #REF! | #REF! | #REF! | #REF! | #REF! | #REF! | #REF! | #REF! | #REF! | #REF! | #REF! | #REF! | #REF! | #REF! | #REF! | #REF! | #REF! | #REF! | #REF! | #REF! | #REF! | #REF! | #REF! | #REF! | #REF! | #REF! | #REF! | #REF! | #REF! | #REF! | #REF! | #REF! | #REF! | #REF! | #REF! | #REF! | #REF! | #REF! | #REF! | #REF! | #REF! | #REF! | #REF! | #REF! | #REF! | #REF! | #REF! | #REF! | #REF! | #REF! | #REF! | #REF! | #REF! | #REF! | #REF! | #REF! | #REF! | #REF! | #REF! | #REF! | #REF! | #REF! | #REF! | #REF! | #REF! | #REF! | #REF! | #REF! | #REF! | #REF! | #REF! | #REF! | #REF! | #REF! | #REF! | #REF! | #REF! | #REF! | #REF! | #REF! | #REF! | #REF! | #REF! | #REF! | #REF! | #REF! | #REF! | #REF! | #REF! | #REF! | #REF! | #REF! | #REF! | #REF! | #REF! | #REF! | #REF! | #REF! | #REF! | #REF! | #REF! | #REF! | #REF! | #REF! | #REF! | #REF! | #REF! | #REF! | #REF! | #REF! | #REF! | #REF! | #REF! | #REF! | #REF! | #REF! | #REF! | #REF! | #REF! | #REF! | #REF! | #REF! | #REF! | #REF! | #REF! | #REF! | #REF! | #REF! | #REF! | #REF! | #REF! | #REF! | #REF! | #REF! | #REF! | #REF! | #REF! | #REF! | #REF! | #REF! | #REF! | #REF! | #REF! | #REF! | #REF! | #REF! | #REF! | #REF! | #REF! | #REF! | #REF! | #REF! | #REF! | #REF! | #REF! | #REF! | #REF! | #REF! | #REF! | #REF! | #REF! | #REF! | #REF! | #REF! | #REF! | #REF! | #REF! | #REF! | #REF! | #REF! | #REF! | #REF! | #REF! | #REF! | #REF! | #REF! | #REF! | #REF! | #REF! | #REF! | #REF! | #REF! | #REF! | #REF! | #REF! | #REF! | #REF! | #REF! | #REF! | #REF! | #REF! | #REF! | #REF! | #REF! | #REF! | #REF! | #REF! | #REF! | #REF! | #REF! | #REF! | #REF! | #REF! | #REF! | #REF! | #REF! | #REF! | #REF! | #REF! | #REF! | #REF! | #REF! | #REF! | #REF! | #REF! | #REF! | #REF! | #REF! | #REF! | #REF! | #REF! | #REF! | #REF! | #REF! | #REF! | #REF! | #REF! | #REF! | #REF! | #REF! | #REF! | #REF! | #REF! | #REF! | #REF! | #REF! | #REF! | #REF! | #REF! | #REF! | #REF! | #REF! | #REF! | #REF! | #REF! | #REF! | #REF! | #REF! | #REF! | #REF! | #REF! | #REF! | #REF! | #REF! | #REF! | #REF! | #REF! | #REF! | #REF! | #REF! | #REF! | #REF! | #REF! | #REF! | #REF! | #REF! | #REF! | #REF! | #REF! | #REF! | #REF! | #REF! | #REF! | #REF! | #REF! | #REF! | #REF! | #REF! | #REF! | #REF! | #REF! | #REF! | #REF! | #REF! | #REF! | #REF! | #REF! | #REF! | #REF! | #REF! | #REF! | #REF! | #REF! | #REF! | #REF! | #REF! | #REF! | #REF! | #REF! | #REF! | #REF! | #REF! | #REF! | #REF! | #REF! | #REF! | #REF! | #REF! | #REF! | #REF! | #REF! | #REF! | #REF! | #REF! | #REF! | #REF! | #REF! | #REF! | #REF! | #REF! | #REF! | #REF! | #REF! | #REF! | #REF! | #REF! | #REF! | #REF! | #REF! | #REF! | #REF! | #REF! | #REF! | #REF! | #REF! | #REF! | #REF! | #REF! | #REF! | #REF! | #REF! | #REF! | #REF! | #REF! | #REF! | #REF! | #REF! | #REF! | #REF! | #REF! | #REF! | #REF! | #REF! | #REF! | #REF! | #REF! | #REF! | #REF! | #REF! | #REF! | #REF! | #REF! | #REF! | #REF! | #REF! | #REF! | #REF! | #REF! | #REF! | #REF! | #REF! | #REF! | #REF! | #REF! | #REF! | #REF! | #REF! | #REF! | #REF! | #REF! | #REF! | #REF! | #REF! | #REF! | #REF! | #REF! | #REF! | #REF! | #REF! | #REF! | #REF! | #REF! | #REF! | #REF! | #REF! | #REF! | #REF! | #REF! | #REF! | #REF! | #REF! | #REF! | #REF! | #REF! | #REF! | #REF! | #REF! | #REF! | #REF! | #REF! | #REF! | #REF! | #REF! | #REF! | #REF! | #REF! | #REF! | #REF! | #REF! | #REF! | #REF! | #REF! | #REF! | #REF! | #REF! | #REF! | #REF! | #REF! | #REF! | #REF! | #REF! | #REF! | #REF! | #REF! | #REF! | #REF! | #REF! | #REF! | #REF! | #REF! | #REF! | #REF! | #REF! | #REF! | #REF! | #REF! | #REF! | #REF! | #REF! | #REF! | #REF! | #REF! | #REF! | #REF! | #REF! | #REF! | #REF! | #REF! | #REF! | #REF! | #REF! | #REF! | #REF! | #REF! | #REF! | #REF! | #REF! | #REF! | #REF! | #REF! | #REF! | #REF! | #REF! | #REF! | #REF! | #REF! | #REF! | #REF! | #REF! | #REF! | #REF! | #REF! | #REF! | #REF! | #REF! | #REF! | #REF! | #REF! | #REF! | #REF! | #REF! | #REF! | #REF! | #REF! | #REF! | #REF! | #REF! | #REF! | #REF! | #REF! | #REF! | #REF! | #REF! | #REF! | #REF! | #REF! | #REF! | #REF! | #REF! | #REF! | #REF! | #REF! | #REF! | #REF! | #REF! | #REF! | #REF! | #REF! | #REF! | #REF! | #REF! | #REF! | #REF! | #REF! | #REF! | #REF! | #REF! | #REF! | #REF! | #REF! | #REF! | #REF! | #REF! | #REF! | #REF! | #REF! | #REF! | #REF! | #REF! | #REF! | #REF! | #REF! | #REF! | #REF! | #REF! | #REF! | #REF! | #REF! | #REF! | #REF! | #REF! | #REF! | #REF! | #REF! | #REF! | #REF! | #REF! | #REF! | #REF! | #REF! | #REF! | #REF! | #REF! | #REF! | #REF! | #REF! | #REF! | #REF! | #REF! | #REF! | #REF! | #REF! | #REF! | #REF! | #REF! | #REF! | #REF! | #REF! | #REF! | #REF! | #REF! | #REF! | #REF! | #REF! | #REF! | #REF! | #REF! | #REF! | #REF! | #REF! | #REF! | #REF! | #REF! | #REF! | #REF! | #REF! | #REF! | #REF! | #REF! | #REF! | #REF! | #REF! | #REF! | #REF! | #REF! | #REF! | #REF! | #REF! | #REF! | #REF! | #REF! | #REF! | #REF! | #REF! | #REF! | #REF! | #REF! | #REF! | #REF! | #REF! | #REF! | #REF! | #REF! | #REF! | #REF! | #REF! | #REF! | #REF! | #REF! | #REF! | #REF! | #REF! | #REF! | #REF! | #REF! | #REF! | #REF! | #REF! | #REF! | #REF! | #REF! | #REF! | #REF! | #REF! | #REF! | #REF! | #REF! | #REF! | #REF! | #REF! | #REF! | #REF! | #REF! | #REF! | #REF! | #REF! | #REF! | #REF! | #REF! | #REF! | #REF! | #REF! | #REF! | #REF! | #REF! | #REF! | #REF! | #REF! | #REF! | #REF! | #REF! | #REF! | #REF! | #REF! | #REF! | #REF! | #REF! | #REF! | #REF! | #REF! | #REF! | #REF! | #REF! | #REF! | #REF! | #REF! | #REF! | #REF! | #REF! | #REF! | #REF! | #REF! | #REF! | #REF! | #REF! | #REF! | #REF! | #REF! | #REF! | #REF! | #REF! | #REF! | #REF! | #REF! | #REF! | #REF! | #REF! | #REF! | #REF! | #REF! | #REF! | #REF! | #REF! | #REF! | #REF! | #REF! | #REF! | #REF! | #REF! | #REF! | #REF! | #REF! | #REF! | #REF! | #REF! | #REF! | #REF! | #REF! | #REF! | #REF! | #REF! | #REF! | #REF! | #REF! | #REF! | #REF! | #REF! | #REF! | #REF! | #REF! | #REF! | #REF! | #REF! | #REF! | #REF! | #REF! | #REF! | #REF! | #REF! | #REF! | #REF! | #REF! | #REF! | #REF! | #REF! | #REF! | #REF! | #REF! | #REF! | #REF! | #REF! | #REF! | #REF! | #REF! | #REF! | #REF! | #REF! | #REF! | #REF! | #REF! | #REF! | #REF! | #REF! | #REF! | #REF! | #REF! | #REF! | #REF! | #REF! | #REF! | #REF! | #REF! | #REF! | #REF! | #REF! | #REF! | #REF! | #REF! | #REF! | #REF! | #REF! | #REF! | #REF! | #REF! | #REF! | #REF! | #REF! | #REF! | #REF! | #REF! | #REF! | #REF! | #REF! | #REF! | #REF! | #REF! | #REF! | #REF! | #REF! | #REF! | #REF! | #REF! | #REF! | #REF! | #REF! | #REF! | #REF! | #REF! | #REF! | #REF! | #REF! | #REF! | #REF! | #REF! | #REF! | #REF! | #REF! | #REF! | #REF! | #REF! | #REF! | #REF! | #REF! | #REF! | #REF! | #REF! | #REF! | #REF! | #REF! | #REF! | #REF! | #REF! | #REF! | #REF! | #REF! | #REF! | #REF! | #REF! | #REF! | #REF! | #REF! | #REF! | #REF! | #REF! | #REF! | #REF! | #REF! | #REF! | #REF! | #REF! | #REF! | #REF! | #REF! | #REF! | #REF! | #REF! | #REF! | #REF! | #REF! | #REF! | #REF! | #REF! | #REF! | #REF! | #REF! | #REF! | #REF! | #REF! | #REF! | #REF! | #REF! | #REF! | #REF! | #REF! | #REF! | #REF! | #REF! | #REF! | #REF! | #REF! | #REF! | #REF! | #REF! | #REF! | #REF! | #REF! | #REF! | #REF! | #REF! | #REF! | #REF! | #REF! | #REF! | #REF! | #REF! | #REF! | #REF! | #REF! | #REF! | #REF! | #REF! | #REF! | #REF! | #REF! | #REF! | #REF! | #REF! | #REF! | #REF! | #REF! | #REF! | #REF! | #REF! | #REF! | #REF! | #REF! | #REF! | #REF! | #REF! | #REF! | #REF! | #REF! | #REF! | #REF! | #REF! | #REF! | #REF! | #REF! | #REF! | #REF! | #REF! | #REF! | #REF! | #REF! | #REF! | #REF! | #REF! | #REF! | #REF! | #REF! | #REF! | #REF! | #REF! | #REF! | #REF! | #REF! | #REF! | #REF! | #REF! | #REF! | #REF! | #REF! | #REF! | #REF! | #REF! | #REF! | #REF! | #REF! | #REF! | #REF! | #REF! | #REF! | #REF! | #REF! | #REF! | #REF! | #REF! | #REF! | #REF! | #REF! | #REF! | #REF! | #REF! | #REF! | #REF! | #REF! | #REF! | #REF! | #REF! | #REF! | #REF! | #REF! | #REF! | #REF! | #REF! | #REF! | #REF! | #REF! | #REF! | #REF! | #REF! | #REF! | #REF! | #REF! | #REF! | #REF! | #REF! | #REF! | #REF! | #REF! | #REF! | #REF! | #REF! | #REF! | #REF! | #REF! | #REF! | #REF! | #REF! | #REF! | #REF! | #REF! | #REF! | #REF! | #REF! | #REF! | #REF! | #REF! | #REF! | #REF! | #REF! | #REF! | #REF! | #REF! | #REF! | #REF! | #REF! | #REF! | #REF! | #REF! | #REF! | #REF! | #REF! | #REF! | #REF! | #REF! | #REF! | #REF! | #REF! | #REF! | #REF! | #REF! | #REF! | #REF! | #REF! | #REF! | #REF! | #REF! | #REF! | #REF! | #REF! | #REF! | #REF! | #REF! | #REF! | #REF! | #REF! | #REF! | #REF! | #REF! | #REF! | #REF! | #REF! | #REF! | #REF! | #REF! | #REF! | #REF! | #REF! | #REF! | #REF! | #REF! | #REF! | #REF! | #REF! | #REF! | #REF! | #REF! | #REF! | #REF! | #REF! | #REF! | #REF! | #REF! | #REF! | #REF! | #REF! | #REF! | #REF! | #REF! | #REF! | #REF! | #REF! | #REF! | #REF! | #REF! | #REF! | #REF! | #REF! | #REF! | #REF! | #REF! | #REF! | #REF! | #REF! | #REF! | #REF! | #REF! | #REF! | #REF! | #REF! | #REF! | #REF! | #REF! | #REF! | #REF! | #REF! | #REF! | #REF! | #REF! | #REF! | #REF! | #REF! | #REF! | #REF! | #REF! | #REF! | #REF! | #REF! | #REF! | #REF! | #REF! | #REF! | #REF! | #REF! | #REF! | #REF! | #REF! | #REF! | #REF! | #REF! | #REF! | #REF! | #REF! | #REF! | #REF! | #REF! | #REF! | #REF! | #REF! | #REF! | #REF! | #REF! | #REF! | #REF! | #REF! | #REF! | #REF! | #REF! | #REF! | #REF! | #REF! | #REF! | #REF! | #REF! | #REF! | #REF! | #REF! | #REF! | #REF! | #REF! | #REF! | #REF! | #REF! | #REF! | #REF! | #REF! | #REF! | #REF! | #REF! | #REF! | #REF! | #REF! | #REF! | #REF! | #REF! | #REF! | #REF! | #REF! | #REF! | #REF! | #REF! | #REF! | #REF! | #REF! | #REF! | #REF! | #REF! | #REF! | #REF! | #REF! | #REF! | #REF! | #REF! | #REF! | #REF! | #REF! | #REF! | #REF! | #REF! | #REF! | #REF! | #REF! | #REF! | #REF! | #REF! | #REF! | #REF! | #REF! | #REF! | #REF! | #REF! | #REF! | #REF! | #REF! | #REF! | #REF! | #REF! | #REF! | #REF! | #REF! | #REF! | #REF! | #REF! | #REF! | #REF! | #REF! | #REF! | #REF! | #REF! | #REF! | #REF! | #REF! | #REF! | #REF! | #REF! | #REF! | #REF! | #REF! | #REF! | #REF! | #REF! | #REF! | #REF! | #REF! | #REF! | #REF! | #REF! | #REF! | #REF! | #REF! | #REF! | #REF! | #REF! | #REF! | #REF! | #REF! | #REF! | #REF! | #REF! | #REF! | #REF! | #REF! | #REF! | #REF! | #REF! | #REF! | #REF! | #REF! | #REF! | #REF! | #REF! | #REF! | #REF! | #REF! | #REF! | #REF! | #REF! | #REF! | #REF! | #REF! | #REF! | #REF! | #REF! | #REF! | #REF! | #REF! | #REF! | #REF! | #REF! | #REF! | #REF! | #REF! | #REF! | #REF! | #REF! | #REF! | #REF! | #REF! | #REF! | #REF! | #REF! | #REF! | #REF! | #REF! | #REF! | #REF! | #REF! | #REF! | #REF! | #REF! | #REF! | #REF! | #REF! | #REF! | #REF! | #REF! | #REF! | #REF! | #REF! | #REF! | #REF! | #REF! | #REF! | #REF! | #REF! | #REF! | #REF! | #REF! | #REF! | #REF! | #REF! | #REF! | #REF! | #REF! | #REF! | #REF! | #REF! | #REF! | #REF! | #REF! | #REF! | #REF! | #REF! | #REF! | #REF! | #REF! | #REF! | #REF! | #REF! | #REF! | #REF! | #REF! | #REF! | #REF! | #REF! | #REF! | #REF! | #REF! | #REF! | #REF! | #REF! | #REF! | #REF! | #REF! | #REF! | #REF! | #REF! | #REF! | #REF! | #REF! | #REF! | #REF! | #REF! | #REF! | #REF! | #REF! | #REF! | #REF! | #REF! | #REF! | #REF! | #REF! | #REF! | #REF! | #REF! | #REF! | #REF! | #REF! | #REF! | #REF! | #REF! | #REF! | #REF! | #REF! | #REF! | #REF! | #REF! | #REF! | #REF! | #REF! | #REF! | #REF! | #REF! | #REF! | #REF! | #REF! | #REF! | #REF! | #REF! | #REF! | #REF! | #REF! | #REF! | #REF! | #REF! | #REF! | #REF! | #REF! | #REF! | #REF! | #REF! | #REF! | #REF! | #REF! | #REF! | #REF! | #REF! | #REF! | #REF! | #REF! | #REF! | #REF! | #REF! | #REF! | #REF! | #REF! | #REF! | #REF! | #REF! | #REF! | #REF! | #REF! | #REF! | #REF! | #REF! | #REF! | #REF! | #REF! | #REF! | #REF! | #REF! | #REF! | #REF! | #REF! | #REF! | #REF! | #REF! | #REF! | #REF! | #REF! | #REF! | #REF! | #REF! | #REF! | #REF! | #REF! | #REF! | #REF! | #REF! | #REF! | #REF! | #REF! | #REF! | #REF! | #REF! | #REF! | #REF! | #REF! | #REF! | #REF! | #REF! | #REF! | #REF! | #REF! | #REF! | #REF! | #REF! | #REF! | #REF! | #REF! | #REF! | #REF! | #REF! | #REF! | #REF! | #REF! | #REF! | #REF! | #REF! | #REF! | #REF! | #REF! | #REF! | #REF! | #REF! | #REF! | #REF! | #REF! | #REF! | #REF! | #REF! | #REF! | #REF! | #REF! | #REF! | #REF! | #REF! | #REF! | #REF! | #REF! | #REF! | #REF! | #REF! | #REF! | #REF! | #REF! | #REF! | #REF! | #REF! | #REF! | #REF! | #REF! | #REF! | #REF! | #REF! | #REF! | #REF! | #REF! | #REF! | #REF! | #REF! | #REF! | #REF! | #REF! | #REF! | #REF! | #REF! | #REF! | #REF! | #REF! | #REF! | #REF! | #REF! | #REF! | #REF! | #REF! | #REF! | #REF! | #REF! | #REF! | #REF! | #REF! | #REF! | #REF! | #REF! | #REF! | #REF! | #REF! | #REF! | #REF! | #REF! | #REF! | #REF! | #REF! | #REF! | #REF! | #REF! | #REF! | #REF! | #REF! | #REF! | #REF! | #REF! | #REF! | #REF! | #REF! | #REF! | #REF! | #REF! | #REF! | #REF! | #REF! | #REF! | #REF! | #REF! | #REF! | #REF! | #REF! | #REF! | #REF! | #REF! | #REF! | #REF! | #REF! | #REF! | #REF! | #REF! | #REF! | #REF! | #REF! | #REF! | #REF! | #REF! | #REF! | #REF! | #REF! | #REF! | #REF! | #REF! | #REF! | #REF! | #REF! | #REF! | #REF! | #REF! | #REF! | #REF! | #REF! | #REF! | #REF! | #REF! | #REF! | #REF! | #REF! | #REF! | #REF! | #REF! | #REF! | #REF! | #REF! | #REF! | #REF! | #REF! | #REF! | #REF! | #REF! | #REF! | #REF! | #REF! | #REF! | #REF! | #REF! | #REF! | #REF! | #REF! | #REF! | #REF! | #REF! | #REF! | #REF! | #REF! | #REF! | #REF! | #REF! | #REF! | #REF! | #REF! | #REF! | #REF! | #REF! | #REF! | #REF! | #REF! | #REF! | #REF! | #REF! | #REF! | #REF! | #REF! | #REF! | #REF! | #REF! | #REF! | #REF! | #REF! | #REF! | #REF! | #REF! | #REF! | #REF! | #REF! | #REF! | #REF! | #REF! | #REF! | #REF! | #REF! | #REF! | #REF! | #REF! | #REF! | #REF! | #REF! | #REF! | #REF! | #REF! | #REF! | #REF! | #REF! | #REF! | #REF! | #REF! | #REF! | #REF! | #REF! | #REF! | #REF! | #REF! | #REF! | #REF! | #REF! | #REF! | #REF! | #REF! | #REF! | #REF! | #REF! | #REF! | #REF! | #REF! | #REF! | #REF! | #REF! | #REF! | #REF! | #REF! | #REF! | #REF! | #REF! | #REF! | #REF! | #REF! | #REF! | #REF! | #REF! | #REF! | #REF! | #REF! | #REF! | #REF! | #REF! | #REF! | #REF! | #REF! | #REF! | #REF! | #REF! | #REF! | #REF! | #REF! | #REF! | #REF! | #REF! | #REF! | #REF! | #REF! | #REF! | #REF! | #REF! | #REF! | #REF! | #REF! | #REF! | #REF! | #REF! | #REF! | #REF! | #REF! | #REF! | #REF! | #REF! | #REF! | #REF! | #REF! | #REF! | #REF! | #REF! | #REF! | #REF! | #REF! | #REF! | #REF! | #REF! | #REF! | #REF! | #REF! | #REF! | #REF! | #REF! | #REF! | #REF! | #REF! | #REF! | #REF! | #REF! | #REF! | #REF! | #REF! | #REF! | #REF! | #REF! | #REF! | #REF! | #REF! | #REF! | #REF! | #REF! | #REF! | #REF! | #REF! | #REF! | #REF! | #REF! | #REF! | #REF! | #REF! | #REF! | #REF! | #REF! | #REF! | #REF! | #REF! | #REF! | #REF! | #REF! | #REF! | #REF! | #REF! | #REF! | #REF! | #REF! | #REF! | #REF! | #REF! | #REF! | #REF! | #REF! | #REF! | #REF! | #REF! | #REF! | #REF! | #REF! | #REF! | #REF! | #REF! | #REF! | #REF! | #REF! | #REF! | #REF! | #REF! | #REF! | #REF! | #REF! | #REF! | #REF! | #REF! | #REF! | #REF! | #REF! | #REF! | #REF! | #REF! | #REF! | #REF! | #REF! | #REF! | #REF! | #REF! | #REF! | #REF! | #REF! | #REF! | #REF! | #REF! | #REF! | #REF! | #REF! | #REF! | #REF! | #REF! | #REF! | #REF! | #REF! | #REF! | #REF! | #REF! | #REF! | #REF! | #REF! | #REF! | #REF! | #REF! | #REF! | #REF! | #REF! | #REF! | #REF! | #REF! | #REF! | #REF! | #REF! | #REF! | #REF! | #REF! | #REF! | #REF! | #REF! | #REF! | #REF! | #REF! | #REF! | #REF! | #REF! | #REF! | #REF! | #REF! | #REF! | #REF! | #REF! | #REF! | #REF! | #REF! | #REF! | #REF! | #REF! | #REF! | #REF! | #REF! | #REF! | #REF! | #REF! | #REF! | #REF! | #REF! | #REF! | #REF! | #REF! | #REF! | #REF! | #REF! | #REF! | #REF! | #REF! | #REF! | #REF! | #REF! | #REF! | #REF! | #REF! | #REF! | #REF! | #REF! | #REF! | #REF! | #REF! | #REF! | #REF! | #REF! | #REF! | #REF! | #REF! | #REF! | #REF! | #REF! | #REF! | #REF! | #REF! | #REF! | #REF! | #REF! | #REF! | #REF! | #REF! | #REF! | #REF! | #REF! | #REF! | #REF! | #REF! | #REF! | #REF! | #REF! | #REF! | #REF! | #REF! | #REF! | #REF! | #REF! | #REF! | #REF! | #REF! | #REF! | #REF! | #REF! | #REF! | #REF! | #REF! | #REF! | #REF! | #REF! | #REF! | #REF! | #REF! | #REF! | #REF! | #REF! | #REF! | #REF! | #REF! | #REF! | #REF! | #REF! | #REF! | #REF! | #REF! | #REF! | #REF! | #REF! | #REF! | #REF! | #REF! | #REF! | #REF! | #REF! | #REF! | #REF! | #REF! | #REF! | #REF! | #REF! | #REF! | #REF! | #REF! | #REF! | #REF! | #REF! | #REF! | #REF! | #REF! | #REF! | #REF! | #REF! | #REF! | #REF! | #REF! | #REF! | #REF! | #REF! | #REF! | #REF! | #REF! | #REF! | #REF! | #REF! | #REF! | #REF! | #REF! | #REF! | #REF! | #REF! | #REF! | #REF! | #REF! | #REF! | #REF! | #REF! | #REF! | #REF! | #REF! | #REF! | #REF! | #REF! | #REF! | #REF! | #REF! | #REF! | #REF! | #REF! | #REF! | #REF! | #REF! | #REF! | #REF! | #REF! | #REF! | #REF! | #REF! | #REF! | #REF! | #REF! | #REF! | #REF! | #REF! | #REF! | #REF! | #REF! | #REF! | #REF! | #REF! | #REF! | #REF! | #REF! | #REF! | #REF! | #REF! | #REF! | #REF! | #REF! | #REF! | #REF! | #REF! | #REF! | #REF! | #REF! | #REF! | #REF! | #REF! | #REF! | #REF! | #REF! | #REF! | #REF! | #REF! | #REF! | #REF! | #REF! | #REF! | #REF! | #REF! | #REF! | #REF! | #REF! | #REF! | #REF! | #REF! | #REF! | #REF! | #REF! | #REF! | #REF! | #REF! | #REF! | #REF! | #REF! | #REF! | #REF! | #REF! | #REF! | #REF! | #REF! | #REF! | #REF! | #REF! | #REF! | #REF! | #REF! | #REF! | #REF! | #REF! | #REF! | #REF! | #REF! | #REF! | #REF! | #REF! | #REF! | #REF! | #REF! | #REF! | #REF! | #REF! | #REF! | #REF! | #REF! | #REF! | #REF! | #REF! | #REF! | #REF! | #REF! | #REF! | #REF! | #REF! | #REF! | #REF! | #REF! | #REF! | #REF! | #REF! | #REF! | #REF! | #REF! | #REF! | #REF! | #REF! | #REF! | #REF! | #REF! | #REF! | #REF! | #REF! | #REF! | #REF! | #REF! | #REF! | #REF! | #REF! | #REF! | #REF! | #REF! | #REF! | #REF! | #REF! | #REF! | #REF! | #REF! | #REF! | #REF! | #REF! | #REF! | #REF! | #REF! | #REF! | #REF! | #REF! | #REF! | #REF! | #REF! | #REF! | #REF! | #REF! | #REF! | #REF! | #REF! | #REF! | #REF! | #REF! | #REF! | #REF! | #REF! | #REF! | #REF! | #REF! | #REF! | #REF! | #REF! | #REF! | #REF! | #REF! | #REF! | #REF! | #REF! | #REF! | #REF! | #REF! | #REF! | #REF! | #REF! | #REF! | #REF! | #REF! | #REF! | #REF! | #REF! | #REF! | #REF! | #REF! | #REF! | #REF! | #REF! | #REF! | #REF! | #REF! | #REF! | #REF! | #REF! | #REF! | #REF! | #REF! | #REF! | #REF! | #REF! | #REF! | #REF! | #REF! | #REF! | #REF! | #REF! | #REF! | #REF! | #REF! | #REF! | #REF! | #REF! | #REF! | #REF! | #REF! | #REF! | #REF! | #REF! | #REF! | #REF! | #REF! | #REF! | #REF! | #REF! | #REF! | #REF! | #REF! | #REF! | #REF! | #REF! | #REF! | #REF! | #REF! | #REF! | #REF! | #REF! | #REF! | #REF! | #REF! | #REF! | #REF! | #REF! | #REF! | #REF! | #REF! | #REF! | #REF! | #REF! | #REF! | #REF! | #REF! | #REF! | #REF! | #REF! | #REF! | #REF! | #REF! | #REF! | #REF! | #REF! | #REF! | #REF! | #REF! | #REF! | #REF! | #REF! | #REF! | #REF! | #REF! | #REF! | #REF! | #REF! | #REF! | #REF! | #REF! | #REF! | #REF! | #REF! | #REF! | #REF! | #REF! | #REF! | #REF! | #REF! | #REF! | #REF! | #REF! | #REF! | #REF! | #REF! | #REF! | #REF! | #REF! | #REF! | #REF! | #REF! | #REF! | #REF! | #REF! | #REF! | #REF! | #REF! | #REF! | #REF! | #REF! | #REF! | #REF! | #REF! | #REF! | #REF! | #REF! | #REF! | #REF! | #REF! | #REF! | #REF! | #REF! | #REF! | #REF! | #REF! | #REF! | #REF! | #REF! | #REF! | #REF! | #REF! | #REF! | #REF! | #REF! | #REF! | #REF! | #REF! | #REF! | #REF! | #REF! | #REF! | #REF! | #REF! | #REF! | #REF! | #REF! | #REF! | #REF! | #REF! | #REF! | #REF! | #REF! | #REF! | #REF! | #REF! | #REF! | #REF! | #REF! | #REF! | #REF! | #REF! | #REF! | #REF! | #REF! | #REF! | #REF! | #REF! | #REF! | #REF! | #REF! | #REF! | #REF! | #REF! | #REF! | #REF! | #REF! | #REF! | #REF! | #REF! | #REF! | #REF! | #REF! | #REF! | #REF! | #REF! | #REF! | #REF! | #REF! | #REF! | #REF! | #REF! | #REF! | #REF! | #REF! | #REF! | #REF! | #REF! | #REF! | #REF! | #REF! | #REF! | #REF! | #REF! | #REF! | #REF! | #REF! | #REF! | #REF! | #REF! | #REF! | #REF! | #REF! | #REF! | #REF! | #REF! | #REF! | #REF! | #REF! | #REF! | #REF! | #REF! | #REF! | #REF! | #REF! | #REF! | #REF! | #REF! | #REF! | #REF! | #REF! | #REF! | #REF! | #REF! | #REF! | #REF! | #REF! | #REF! | #REF! | #REF! | #REF! | #REF! | #REF! | #REF! | #REF! | #REF! | #REF! | #REF! | #REF! | #REF! | #REF! | #REF! | #REF! | #REF! | #REF! | #REF! | #REF! | #REF! | #REF! | #REF! | #REF! | #REF! | #REF! | #REF! | #REF! | #REF! | #REF! | #REF! | #REF! | #REF! | #REF! | #REF! | #REF! | #REF! | #REF! | #REF! | #REF! | #REF! | #REF! | #REF! | #REF! | #REF! | #REF! | #REF! | #REF! | #REF! | #REF! | #REF! | #REF! | #REF! | #REF! | #REF! | #REF! | #REF! | #REF! | #REF! | #REF! | #REF! | #REF! | #REF! | #REF! | #REF! | #REF! | #REF! | #REF! | #REF! | #REF! | #REF! | #REF! | #REF! | #REF! | #REF! | #REF! | #REF! | #REF! | #REF! | #REF! | #REF! | #REF! | #REF! | #REF! | #REF! | #REF! | #REF! | #REF! | #REF! | #REF! | #REF! | #REF! | #REF! | #REF! | #REF! | #REF! | #REF! | #REF! | #REF! | #REF! | #REF! | #REF! | #REF! | #REF! | #REF! | #REF! | #REF! | #REF! | #REF! | #REF! | #REF! | #REF! | #REF! | #REF! | #REF! | #REF! | #REF! | #REF! | #REF! | #REF! | #REF! | #REF! | #REF! | #REF! | #REF! | #REF! | #REF! | #REF! | #REF! | #REF! | #REF! | #REF! | #REF! | #REF! | #REF! | #REF! | #REF! | #REF! | #REF! | #REF! | #REF! | #REF! | #REF! | #REF! | #REF! | #REF! | #REF! | #REF! | #REF! | #REF! | #REF! | #REF! | #REF! | #REF! | #REF! | #REF! | #REF! | #REF! | #REF! | #REF! | #REF! | #REF! | #REF! | #REF! | #REF! | #REF! | #REF! | #REF! | #REF! | #REF! | #REF! | #REF! | #REF! | #REF! | #REF! | #REF! | #REF! | #REF! | #REF! | #REF! | #REF! | #REF! | #REF! | #REF! | #REF! | #REF! | #REF! | #REF! | #REF! | #REF! | #REF! | #REF! | #REF! | #REF! | #REF! | #REF! | #REF! | #REF! | #REF! | #REF! | #REF! | #REF! | #REF! | #REF! | #REF! | #REF! | #REF! | #REF! | #REF! | #REF! | #REF! | #REF! | #REF! | #REF! | #REF! | #REF! | #REF! | #REF! | #REF! | #REF! | #REF! | #REF! | #REF! | #REF! | #REF! | #REF! | #REF! | #REF! | #REF! | #REF! | #REF! | #REF! | #REF! | #REF! | #REF! | #REF! | #REF! | #REF! | #REF! | #REF! | #REF! | #REF! | #REF! | #REF! | #REF! | #REF! | #REF! | #REF! | #REF! | #REF! | #REF! | #REF! | #REF! | #REF! | #REF! | #REF! | #REF! | #REF! | #REF! | #REF! | #REF! | #REF! | #REF! | #REF! | #REF! | #REF! | #REF! | #REF! | #REF! | #REF! | #REF! | #REF! | #REF! | #REF! | #REF! | #REF! | #REF! | #REF! | #REF! | #REF! | #REF! | #REF! | #REF! | #REF! | #REF! | #REF! | #REF! | #REF! | #REF! | #REF! | #REF! | #REF! | #REF! | #REF! | #REF! | #REF! | #REF! | #REF! | #REF! | #REF! | #REF! | #REF! | #REF! | #REF! | #REF! | #REF! | #REF! | #REF! | #REF! | #REF! | #REF! | #REF! | #REF! | #REF! | #REF! | #REF! | #REF! | #REF! | #REF! | #REF! | #REF! | #REF! | #REF! | #REF! | #REF! | #REF! | #REF! | #REF! | #REF! | #REF! | #REF! | #REF! | #REF! | #REF! | #REF! | #REF! | #REF! | #REF! | #REF! | #REF! | #REF! | #REF! | #REF! | #REF! | #REF! | #REF! | #REF! | #REF! | #REF! | #REF! | #REF! | #REF! | #REF! | #REF! | #REF! | #REF! | #REF! | #REF! | #REF! | #REF! | #REF! | #REF! | #REF! | #REF! | #REF! | #REF! | #REF! | #REF! | #REF! | #REF! | #REF! | #REF! | #REF! | #REF! | #REF! | #REF! | #REF! | #REF! | #REF! | #REF! | #REF! | #REF! | #REF! | #REF! | #REF! | #REF! | #REF! | #REF! | #REF! | #REF! | #REF! | #REF! | #REF! | #REF! | #REF! | #REF! | #REF! | #REF! | #REF! | #REF! | #REF! | #REF! | #REF! | #REF! | #REF! | #REF! | #REF! | #REF! | #REF! | #REF! | #REF! | #REF! | #REF! | #REF! | #REF! | #REF! | #REF! | #REF! | #REF! | #REF! | #REF! | #REF! | #REF! | #REF! | #REF! | #REF! | #REF! | #REF! | #REF! | #REF! | #REF! | #REF! | #REF! | #REF! | #REF! | #REF! | #REF! | #REF! | #REF! | #REF! | #REF! | #REF! | #REF! | #REF! | #REF! | #REF! | #REF! | #REF! | #REF! | #REF! | #REF! | #REF! | #REF! | #REF! | #REF! | #REF! | #REF! | #REF! | #REF! | #REF! | #REF! | #REF! | #REF! | #REF! | #REF! | #REF! | #REF! | #REF! | #REF! | #REF! | #REF! | #REF! | #REF! | #REF! | #REF! | #REF! | #REF! | #REF! | #REF! | #REF! | #REF! | #REF! | #REF! | #REF! | #REF! | #REF! | #REF! | #REF! | #REF! | #REF! | #REF! | #REF! | #REF! | #REF! | #REF! | #REF! | #REF! | #REF! | #REF! | #REF! | #REF! | #REF! | #REF! | #REF! | #REF! | #REF! | #REF! | #REF! | #REF! | #REF! | #REF! | #REF! | #REF! | #REF! | #REF! | #REF! | #REF! | #REF! | #REF! | #REF! | #REF! | #REF! | #REF! | #REF! | #REF! | #REF! | #REF! | #REF! | #REF! | #REF! | #REF! | #REF! | #REF! | #REF! | #REF! | #REF! | #REF! | #REF! | #REF! | #REF! | #REF! | #REF! | #REF! | #REF! | #REF! | #REF! | #REF! | #REF! | #REF! | #REF! | #REF! | #REF! | #REF! | #REF! | #REF! | #REF! | #REF! | #REF! | #REF! | #REF! | #REF! | #REF! | #REF! | #REF! | #REF! | #REF! | #REF! | #REF! | #REF! | #REF! | #REF! | #REF! | #REF! | #REF! | #REF! | #REF! | #REF! | #REF! | #REF! | #REF! | #REF! | #REF! | #REF! | #REF! | #REF! | #REF! | #REF! | #REF! | #REF! | #REF! | #REF! | #REF! | #REF! | #REF! | #REF! | #REF! | #REF! | #REF! | #REF! | #REF! | #REF! | #REF! | #REF! | #REF! | #REF! | #REF! | #REF! | #REF! | #REF! | #REF! | #REF! | #REF! | #REF! | #REF! | #REF! | #REF! | #REF! | #REF! | #REF! | #REF! | #REF! | #REF! | #REF! | #REF! | #REF! | #REF! | #REF! | #REF! | #REF! | #REF! | #REF! | #REF! | #REF! | #REF! | #REF! | #REF! | #REF! | #REF! | #REF! | #REF! | #REF! | #REF! | #REF! | #REF! | #REF! | #REF! | #REF! | #REF! | #REF! | #REF! | #REF! | #REF! | #REF! | #REF! | #REF! | #REF! | #REF! | #REF! | #REF! | #REF! | #REF! | #REF! | #REF! | #REF! | #REF! | #REF! | #REF! | #REF! | #REF! | #REF! | #REF! | #REF! | #REF! | #REF! | #REF! | #REF! | #REF! | #REF! | #REF! | #REF! | #REF! | #REF! | #REF! | #REF! | #REF! | #REF! | #REF! | #REF! | #REF! | #REF! | #REF! | #REF! | #REF! | #REF! | #REF! | #REF! | #REF! | #REF! | #REF! | #REF! | #REF! | #REF! | #REF! | #REF! | #REF! | #REF! | #REF! | #REF! | #REF! | #REF! | #REF! | #REF! | #REF! | #REF! | #REF! | #REF! | #REF! | #REF! | #REF! | #REF! | #REF! | #REF! | #REF! | #REF! | #REF! | #REF! | #REF! | #REF! | #REF! | #REF! | #REF! | #REF! | #REF! | #REF! | #REF! | #REF! | #REF! | #REF! | #REF! | #REF! | #REF! | #REF! | #REF! | #REF! | #REF! | #REF! | #REF! | #REF! | #REF! | #REF! | #REF! | #REF! | #REF! | #REF! | #REF! | #REF! | #REF! | #REF! | #REF! | #REF! | #REF! | #REF! | #REF! | #REF! | #REF! | #REF! | #REF! | #REF! | #REF! | #REF! | #REF! | #REF! | #REF! | #REF! | #REF! | #REF! | #REF! | #REF! | #REF! | #REF! | #REF! | #REF! | #REF! | #REF! | #REF! | #REF! | #REF! | #REF! | #REF! | #REF! | #REF! | #REF! | #REF! | #REF! | #REF! | #REF! | #REF! | #REF! | #REF! | #REF! | #REF! | #REF! | #REF! | #REF! | #REF! | #REF! | #REF! | #REF! | #REF! | #REF! | #REF! | #REF! | #REF! | #REF! | #REF! | #REF! | #REF! | #REF! | #REF! | #REF! | #REF! | #REF! | #REF! | #REF! | #REF! | #REF! | #REF! | #REF! | #REF! | #REF! | #REF! | #REF! | #REF! | #REF! | #REF! | #REF! | #REF! | #REF! | #REF! | #REF! | #REF! | #REF! | #REF! | #REF! | #REF! | #REF! | #REF! | #REF! | #REF! | #REF! | #REF! | #REF! | #REF! | #REF! | #REF! | #REF! | #REF! | #REF! | #REF! | #REF! | #REF! | #REF! | #REF! | #REF! | #REF! | #REF! | #REF! | #REF! | #REF! | #REF! | #REF! | #REF! | #REF! | #REF! | #REF! | #REF! | #REF! | #REF! | #REF! | #REF! | #REF! | #REF! | #REF! | #REF! | #REF! | #REF! | #REF! | #REF! | #REF! | #REF! | #REF! | #REF! | #REF! | #REF! | #REF! | #REF! | #REF! | #REF! | #REF! | #REF! | #REF! | #REF! | #REF! | #REF! | #REF! | #REF! | #REF! | #REF! | #REF! | #REF! | #REF! | #REF! | #REF! | #REF! | #REF! | #REF! | #REF! | #REF! | #REF! | #REF! | #REF! | #REF! | #REF! | #REF! | #REF! | #REF! | #REF! | #REF! | #REF! | #REF! | #REF! | #REF! | #REF! | #REF! | #REF! | #REF! | #REF! | #REF! | #REF! | #REF! | #REF! | #REF! | #REF! | #REF! | #REF! | #REF! | #REF! | #REF! | #REF! | #REF! | #REF! | #REF! | #REF! | #REF! | #REF! | #REF! | #REF! | #REF! | #REF! | #REF! | #REF! | #REF! | #REF! | #REF! | #REF! | #REF! | #REF! | #REF! | #REF! | #REF! | #REF! | #REF! | #REF! | #REF! | #REF! | #REF! | #REF! | #REF! | #REF! | #REF! | #REF! | #REF! | #REF! | #REF! | #REF! | #REF! | #REF! | #REF! | #REF! | #REF! | #REF! | #REF! | #REF! | #REF! | #REF! | #REF! | #REF! | #REF! | #REF! | #REF! | #REF! | #REF! | #REF! | #REF! | #REF! | #REF! | #REF! | #REF! | #REF! | #REF! | #REF! | #REF! | #REF! | #REF! | #REF! | #REF! | #REF! | #REF! | #REF! | #REF! | #REF! | #REF! | #REF! | #REF! | #REF! | #REF! | #REF! | #REF! | #REF! | #REF! | #REF! | #REF! | #REF! | #REF! | #REF! | #REF! | #REF! | #REF! | #REF! | #REF! | #REF! | #REF! | #REF! | #REF! | #REF! | #REF! | #REF! | #REF! | #REF! | #REF! | #REF! | #REF! | #REF! | #REF! | #REF! | #REF! | #REF! | #REF! | #REF! | #REF! | #REF! | #REF! | #REF! | #REF! | #REF! | #REF! | #REF! | #REF! | #REF! | #REF! | #REF! | #REF! | #REF! | #REF! | #REF! | #REF! | #REF! | #REF! | #REF! | #REF! | #REF! | #REF! | #REF! | #REF! | #REF! | #REF! | #REF! | #REF! | #REF! | #REF! | #REF! | #REF! | #REF! | #REF! | #REF! | #REF! | #REF! | #REF! | #REF! | #REF! | #REF! | #REF! | #REF! | #REF! | #REF! | #REF! | #REF! | #REF! | #REF! | #REF! | #REF! | #REF! | #REF! | #REF! | #REF! | #REF! | #REF! | #REF! | #REF! | #REF! | #REF! | #REF! | #REF! | #REF! | #REF! | #REF! | #REF! | #REF! | #REF! | #REF! | #REF! | #REF! | #REF! | #REF! | #REF! | #REF! | #REF! | #REF! | #REF! | #REF! | #REF! | #REF! | #REF! | #REF! | #REF! | #REF! | #REF! | #REF! | #REF! | #REF! | #REF! | #REF! | #REF! | #REF! | #REF! | #REF! | #REF! | #REF! | #REF! | #REF! | #REF! | #REF! | #REF! | #REF! | #REF! | #REF! | #REF! | #REF! | #REF! | #REF! | #REF! | #REF! | #REF! | #REF! | #REF! | #REF! | #REF! | #REF! | #REF! | #REF! | #REF! | #REF! | #REF! | #REF! | #REF! | #REF! | #REF! | #REF! | #REF! | #REF! | #REF! | #REF! | #REF! | #REF! | #REF! | #REF! | #REF! | #REF! | #REF! | #REF! | #REF! | #REF! | #REF! | #REF! | #REF! | #REF! | #REF! | #REF! | #REF! | #REF! | #REF! | #REF! | #REF! | #REF! | #REF! | #REF! | #REF! | #REF! | #REF! | #REF! | #REF! | #REF! | #REF! | #REF! | #REF! | #REF! | #REF! | #REF! | #REF! | #REF! | #REF! | #REF! | #REF! | #REF! | #REF! | #REF! | #REF! | #REF! | #REF! | #REF! | #REF! | #REF! | #REF! | #REF! | #REF! | #REF! | #REF! | #REF! | #REF! | #REF! | #REF! | #REF! | #REF! | #REF! | #REF! | #REF! | #REF! | #REF! | #REF! | #REF! | #REF! | #REF! | #REF! | #REF! | #REF! | #REF! | #REF! | #REF! | #REF! | #REF! | #REF! | #REF! | #REF! | #REF! | #REF! | #REF! | #REF! | #REF! | #REF! | #REF! | #REF! | #REF! | #REF! | #REF! | #REF! | #REF! | #REF! | #REF! | #REF! | #REF! | #REF! | #REF! | #REF! | #REF! | #REF! | #REF! | #REF! | #REF! | #REF! | #REF! | #REF! | #REF! | #REF! | #REF! | #REF! | #REF! | #REF! | #REF! | #REF! | #REF! | #REF! | #REF! | #REF! | #REF! | #REF! | #REF! | #REF! | #REF! | #REF! | #REF! | #REF! | #REF! | #REF! | #REF! | #REF! | #REF! | #REF! | #REF! | #REF! | #REF! | #REF! | #REF! | #REF! | #REF! | #REF! | #REF! | #REF! | #REF! | #REF! | #REF! | #REF! | #REF! | #REF! | #REF! | #REF! | #REF! | #REF! | #REF! | #REF! | #REF! | #REF! | #REF! | #REF! | #REF! | #REF! | #REF! | #REF! | #REF! | #REF! | #REF! | #REF! | #REF! | #REF! | #REF! | #REF! | #REF! | #REF! | #REF! | #REF! | #REF! | #REF! | #REF! | #REF! | #REF! | #REF! | #REF! | #REF! | #REF! | #REF! | #REF! | #REF! | #REF! | #REF! | #REF! | #REF! | #REF! | #REF! | #REF! | #REF! | #REF! | #REF! | #REF! | #REF! | #REF! | #REF! | #REF! | #REF! | #REF! | #REF! | #REF! | #REF! | #REF! | #REF! | #REF! | #REF! | #REF! | #REF! | #REF! | #REF! | #REF! | #REF! | #REF! | #REF! | #REF! | #REF! | #REF! | #REF! | #REF! | #REF! | #REF! | #REF! | #REF! | #REF! | #REF! | #REF! | #REF! | #REF! | #REF! | #REF! | #REF! | #REF! | #REF! | #REF! | #REF! | #REF! | #REF! | #REF! | #REF! | #REF! | #REF! | #REF! | #REF! | #REF! | #REF! | #REF! | #REF! | #REF! | #REF! | #REF! | #REF! | #REF! | #REF! | #REF! | #REF! | #REF! | #REF! | #REF! | #REF! | #REF! | #REF! | #REF! | #REF! | #REF! | #REF! | #REF! | #REF! | #REF! | #REF! | #REF! | #REF! | #REF! | #REF! | #REF! | #REF! | #REF! | #REF! | #REF! | #REF! | #REF! | #REF! | #REF! | #REF! | #REF! | #REF! | #REF! | #REF! | #REF! | #REF! | #REF! | #REF! | #REF! | #REF! | #REF! | #REF! | #REF! | #REF! | #REF! | #REF! | #REF! | #REF! | #REF! | #REF! | #REF! | #REF! | #REF! | #REF! | #REF! | #REF! | #REF! | #REF! | #REF! | #REF! | #REF! | #REF! | #REF! | #REF! | #REF! | #REF! | #REF! | #REF! | #REF! | #REF! | #REF! | #REF! | #REF! | #REF! | #REF! | #REF! | #REF! | #REF! | #REF! | #REF! | #REF! | #REF! | #REF! | #REF! | #REF! | #REF! | #REF! | #REF! | #REF! | #REF! | #REF! | #REF! | #REF! | #REF! | #REF! | #REF! | #REF! | #REF! | #REF! | #REF! | #REF! | #REF! | #REF! | #REF! | #REF! | #REF! | #REF! | #REF! | #REF! | #REF! | #REF! | #REF! | #REF! | #REF! | #REF! | #REF! | #REF! | #REF! | #REF! | #REF! | #REF! | #REF! | #REF! | #REF! | #REF! | #REF! | #REF! | #REF! | #REF! | #REF! | #REF! | #REF! | #REF! | #REF! | #REF! | #REF! | #REF! | #REF! | #REF! | #REF! | #REF! | #REF! | #REF! | #REF! | #REF! | #REF! | #REF! | #REF! | #REF! | #REF! | #REF! | #REF! | #REF! | #REF! | #REF! | #REF! | #REF! | #REF! | #REF! | #REF! | #REF! | #REF! | #REF! | #REF! | #REF! | #REF! | #REF! | #REF! | #REF! | #REF! | #REF! | #REF! | #REF! | #REF! | #REF! | #REF! | #REF! | #REF! | #REF! | #REF! | #REF! | #REF! | #REF! | #REF! | #REF! | #REF! | #REF! | #REF! | #REF! | #REF! | #REF! | #REF! | #REF! | #REF! | #REF! | #REF! | #REF! | #REF! | #REF! | #REF! | #REF! | #REF! | #REF! | #REF! | #REF! | #REF! | #REF! | #REF! | #REF! | #REF! | #REF! | #REF! | #REF! | #REF! | #REF! | #REF! | #REF! | #REF! | #REF! | #REF! | #REF! | #REF! | #REF! | #REF! | #REF! | #REF! | #REF! | #REF! | #REF! | #REF! | #REF! | #REF! | #REF! | #REF! | #REF! | #REF! | #REF! | #REF! | #REF! | #REF! | #REF! | #REF! | #REF! | #REF! | #REF! | #REF! | #REF! | #REF! | #REF! | #REF! | #REF! | #REF! | #REF! | #REF! | #REF! | #REF! | #REF! | #REF! | #REF! | #REF! | #REF! | #REF! | #REF! | #REF! | #REF! | #REF! | #REF! | #REF! | #REF! | #REF! | #REF! | #REF! | #REF! | #REF! | #REF! | #REF! | #REF! | #REF! | #REF! | #REF! | #REF! | #REF! | #REF! | #REF! | #REF! | #REF! | #REF! | #REF! | #REF! | #REF! | #REF! | #REF! | #REF! | #REF! | #REF! | #REF! | #REF! | #REF! | #REF! | #REF! | #REF! | #REF! | #REF! | #REF! | #REF! | #REF! | #REF! | #REF! | #REF! | #REF! | #REF! | #REF! | #REF! | #REF! | #REF! | #REF! | #REF! | #REF! | #REF! | #REF! | #REF! | #REF! | #REF! | #REF! | #REF! | #REF! | #REF! | #REF! | #REF! | #REF! | #REF! | #REF! | #REF! | #REF! | #REF! | #REF! | #REF! | #REF! | #REF! | #REF! | #REF! | #REF! | #REF! | #REF! | #REF! | #REF! | #REF! | #REF! | #REF! | #REF! | #REF! | #REF! | #REF! | #REF! | #REF! | #REF! | #REF! | #REF! | #REF! | #REF! | #REF! | #REF! | #REF! | #REF! | #REF! | #REF! | #REF! | #REF! | #REF! | #REF! | #REF! | #REF! | #REF! | #REF! | #REF! | #REF! | #REF! | #REF! | #REF! | #REF! | #REF! | #REF! | #REF! | #REF! | #REF! | #REF! | #REF! | #REF! | #REF! | #REF! | #REF! | #REF! | #REF! | #REF! | #REF! | #REF! | #REF! | #REF! | #REF! | #REF! | #REF! | #REF! | #REF! | #REF! | #REF! | #REF! | #REF! | #REF! | #REF! | #REF! | #REF! | #REF! | #REF! | #REF! | #REF! | #REF! | #REF! | #REF! | #REF! | #REF! | #REF! | #REF! | #REF! | #REF! | #REF! | #REF! | #REF! | #REF! | #REF! | #REF! | #REF! | #REF! | #REF! | #REF! | #REF! | #REF! | #REF! | #REF! | #REF! | #REF! | #REF! | #REF! | #REF! | #REF! | #REF! | #REF! | #REF! | #REF! | #REF! | #REF! | #REF! | #REF! | #REF! | #REF! | #REF! | #REF! | #REF! | #REF! | #REF! | #REF! | #REF! | #REF! | #REF! | #REF! | #REF! | #REF! | #REF! | #REF! | #REF! | #REF! | #REF! | #REF! | #REF! | #REF! | #REF! | #REF! | #REF! | #REF! | #REF! | #REF! | #REF! | #REF! | #REF! | #REF! | #REF! | #REF! | #REF! | #REF! | #REF! | #REF! | #REF! | #REF! | #REF! | #REF! | #REF! | #REF! | #REF! | #REF! | #REF! | #REF! | #REF! | #REF! | #REF! | #REF! | #REF! | #REF! | #REF! | #REF! | #REF! | #REF! | #REF! | #REF! | #REF! | #REF! | #REF! | #REF! | #REF! | #REF! | #REF! | #REF! | #REF! | #REF! | #REF! | #REF! | #REF! | #REF! | #REF! | #REF! | #REF! | #REF! | #REF! | #REF! | #REF! | #REF! | #REF! | #REF! | #REF! | #REF! | #REF! | #REF! | #REF! | #REF! | #REF! | #REF! | #REF! | #REF! | #REF! | #REF! | #REF! | #REF! | #REF! | #REF! | #REF! | #REF! | #REF! | #REF! | #REF! | #REF! | #REF! | #REF! | #REF! | #REF! | #REF! | #REF! | #REF! | #REF! | #REF! | #REF! | #REF! | #REF! | #REF! | #REF! | #REF! | #REF! | #REF! | #REF! | #REF! | #REF! | #REF! | #REF! | #REF! | #REF! | #REF! | #REF! | #REF! | #REF! | #REF! | #REF! | #REF! | #REF! | #REF! | #REF! | #REF! | #REF! | #REF! | #REF! | #REF! | #REF! | #REF! | #REF! | #REF! | #REF! | #REF! | #REF! | #REF! | #REF! | #REF! | #REF! | #REF! | #REF! | #REF! | #REF! | #REF! | #REF! | #REF! | #REF! | #REF! | #REF! | #REF! | #REF! | #REF! | #REF! | #REF! | #REF! | #REF! | #REF! | #REF! | #REF! | #REF! | #REF! | #REF! | #REF! | #REF! | #REF! | #REF! | #REF! | #REF! | #REF! | #REF! | #REF! | #REF! | #REF! | #REF! | #REF! | #REF! | #REF! | #REF! | #REF! | #REF! | #REF! | #REF! | #REF! | #REF! | #REF! | #REF! | #REF! | #REF! | #REF! | #REF! | #REF! | #REF! | #REF! | #REF! | #REF! | #REF! | #REF! | #REF! | #REF! | #REF! | #REF! | #REF! | #REF! | #REF! | #REF! | #REF! | #REF! | #REF! | #REF! | #REF! | #REF! | #REF! | #REF! | #REF! | #REF! | #REF! | #REF! | #REF! | #REF! | #REF! | #REF! | #REF! | #REF! | #REF! | #REF! | #REF! | #REF! | #REF! | #REF! | #REF! | #REF! | #REF! | #REF! | #REF! | #REF! | #REF! | #REF! | #REF! | #REF! | #REF! | #REF! | #REF! | #REF! | #REF! | #REF! | #REF! | #REF! | #REF! | #REF! | #REF! | #REF! | #REF! | #REF! | #REF! | #REF! | #REF! | #REF! | #REF! | #REF! | #REF! | #REF! | #REF! | #REF! | #REF! | #REF! | #REF! | #REF! | #REF! | #REF! | #REF! | #REF! | #REF! | #REF! | #REF! | #REF! | #REF! | #REF! | #REF! | #REF! | #REF! | #REF! | #REF! | #REF! | #REF! | #REF! | #REF! | #REF! | #REF! | #REF! | #REF! | #REF! | #REF! | #REF! | #REF! | #REF! | #REF! | #REF! | #REF! | #REF! | #REF! | #REF! | #REF! | #REF! | #REF! | #REF! | #REF! | #REF! | #REF! | #REF! | #REF! | #REF! | #REF! | #REF! | #REF! | #REF! | #REF! | #REF! | #REF! | #REF! | #REF! | #REF! | #REF! | #REF! | #REF! | #REF! | #REF! | #REF! | #REF! | #REF! | #REF! | #REF! | #REF! | #REF! | #REF! | #REF! | #REF! | #REF! | #REF! | #REF! | #REF! | #REF! | #REF! | #REF! | #REF! | #REF! | #REF! | #REF! | #REF! | #REF! | #REF! | #REF! | #REF! | #REF! | #REF! | #REF! | #REF! | #REF! | #REF! | #REF! | #REF! | #REF! | #REF! | #REF! | #REF! | #REF! | #REF! | #REF! | #REF! | #REF! | #REF! | #REF! | #REF! | #REF! | #REF! | #REF! | #REF! | #REF! | #REF! | #REF! | #REF! | #REF! | #REF! | #REF! | #REF! | #REF! | #REF! | #REF! | #REF! | #REF! | #REF! | #REF! | #REF! | #REF! | #REF! | #REF! | #REF! | #REF! | #REF! | #REF! | #REF! | #REF! | #REF! | #REF! | #REF! | #REF! | #REF! | #REF! | #REF! | #REF! | #REF! | #REF! | #REF! | #REF! | #REF! | #REF! | #REF! | #REF! | #REF! | #REF! | #REF! | #REF! | #REF! | #REF! | #REF! | #REF! | #REF! | #REF! | #REF! | #REF! | #REF! | #REF! | #REF! | #REF! | #REF! | #REF! | #REF! | #REF! | #REF! | #REF! | #REF! | #REF! | #REF! | #REF! | #REF! | #REF! | #REF! | #REF! | #REF! | #REF! | #REF! | #REF! | #REF! | #REF! | #REF! | #REF! | #REF! | #REF! | #REF! | #REF! | #REF! | #REF! | #REF! | #REF! | #REF! | #REF! | #REF! | #REF! | #REF! | #REF! | #REF! | #REF! | #REF! | #REF! | #REF! | #REF! | #REF! | #REF! | #REF! | #REF! | #REF! | #REF! | #REF! | #REF! | #REF! | #REF! | #REF! | #REF! | #REF! | #REF! | #REF! | #REF! | #REF! | #REF! | #REF! | #REF! | #REF! | #REF! | #REF! | #REF! | #REF! | #REF! | #REF! | #REF! | #REF! | #REF! | #REF! | #REF! | #REF! | #REF! | #REF! | #REF! | #REF! | #REF! | #REF! | #REF! | #REF! | #REF! | #REF! | #REF! | #REF! | #REF! | #REF! | #REF! | #REF! | #REF! | #REF! | #REF! | #REF! | #REF! | #REF! | #REF! | #REF! | #REF! | #REF! | #REF! | #REF! | #REF! | #REF! | #REF! | #REF! | #REF! | #REF! | #REF! | #REF! | #REF! | #REF! | #REF! | #REF! | #REF! | #REF! | #REF! | #REF! | #REF! | #REF! | #REF! | #REF! | #REF! | #REF! | #REF! | #REF! | #REF! | #REF! | #REF! | #REF! | #REF! | #REF! | #REF! | #REF! | #REF! | #REF! | #REF! | #REF! | #REF! | #REF! | #REF! | #REF! | #REF! | #REF! | #REF! | #REF! | #REF! | #REF! | #REF! | #REF! | #REF! | #REF! | #REF! | #REF! | #REF! | #REF! | #REF! | #REF! | #REF! | #REF! | #REF! | #REF! | #REF! | #REF! | #REF! | #REF! | #REF! | #REF! | #REF! | #REF! | #REF! | #REF! | #REF! | #REF! | #REF! | #REF! | #REF! | #REF! | #REF! | #REF! | #REF! | #REF! | #REF! | #REF! | #REF! | #REF! | #REF! | #REF! | #REF! | #REF! | #REF! | #REF! | #REF! | #REF! | #REF! | #REF! | #REF! | #REF! | #REF! | #REF! | #REF! | #REF! | #REF! | #REF! | #REF! | #REF! | #REF! | #REF! | #REF! | #REF! | #REF! | #REF! | #REF! | #REF! | #REF! | #REF! | #REF! | #REF! | #REF! | #REF! | #REF! | #REF! | #REF! | #REF! | #REF! | #REF! | #REF! | #REF! | #REF! | #REF! | #REF! | #REF! | #REF! | #REF! | #REF! | #REF! | #REF! | #REF! | #REF! | #REF! | #REF! | #REF! | #REF! | #REF! | #REF! | #REF! | #REF! | #REF! | #REF! | #REF! | #REF! | #REF! | #REF! | #REF! | #REF! | #REF! | #REF! | #REF! | #REF! | #REF! | #REF! | #REF! | #REF! | #REF! | #REF! | #REF! | #REF! | #REF! | #REF! | #REF! | #REF! | #REF! | #REF! | #REF! | #REF! | #REF! | #REF! | #REF! | #REF! | #REF! | #REF! | #REF! | #REF! | #REF! | #REF! | #REF! | #REF! | #REF! | #REF! | #REF! | #REF! | #REF! | #REF! | #REF! | #REF! | #REF! | #REF! | #REF! | #REF! | #REF! | #REF! | #REF! | #REF! | #REF! | #REF! | #REF! | #REF! | #REF! | #REF! | #REF! | #REF! | #REF! | #REF! | #REF! | #REF! | #REF! | #REF! | #REF! | #REF! | #REF! | #REF! | #REF! | #REF! | #REF! | #REF! | #REF! | #REF! | #REF! | #REF! | #REF! | #REF! | #REF! | #REF! | #REF! | #REF! | #REF! | #REF! | #REF! | #REF! | #REF! | #REF! | #REF! | #REF! | #REF! | #REF! | #REF! | #REF! | #REF! | #REF! | #REF! | #REF! | #REF! | #REF! | #REF! | #REF! | #REF! | #REF! | #REF! | #REF! | #REF! | #REF! | #REF! | #REF! | #REF! | #REF! | #REF! | #REF! | #REF! | #REF! | #REF! | #REF! | #REF! | #REF! | #REF! | #REF! | #REF! | #REF! | #REF! | #REF! | #REF! | #REF! | #REF! | #REF! | #REF! | #REF! | #REF! | #REF! | #REF! | #REF! | #REF! | #REF! | #REF! | #REF! | #REF! | #REF! | #REF! | #REF! | #REF! | #REF! | #REF! | #REF! | #REF! | #REF! | #REF! | #REF! | #REF! | #REF! | #REF! | #REF! | #REF! | #REF! | #REF! | #REF! | #REF! | #REF! | #REF! | #REF! | #REF! | #REF! | #REF! | #REF! | #REF! | #REF! | #REF! | #REF! | #REF! | #REF! | #REF! | #REF! | #REF! | #REF! | #REF! | #REF! | #REF! | #REF! | #REF! | #REF! | #REF! | #REF! | #REF! | #REF! | #REF! | #REF! | #REF! | #REF! | #REF! | #REF! | #REF! | #REF! | #REF! | #REF! | #REF! | #REF! | #REF! | #REF! | #REF! | #REF! | #REF! | #REF! | #REF! | #REF! | #REF! | #REF! | #REF! | #REF! | #REF! | #REF! | #REF! | #REF! | #REF! | #REF! | #REF! | #REF! | #REF! | #REF! | #REF! | #REF! | #REF! | #REF! | #REF! | #REF! | #REF! | #REF! | #REF! | #REF! | #REF! | #REF! | #REF! | #REF! | #REF! | #REF! | #REF! | #REF! | #REF! | #REF! | #REF! | #REF! | #REF! | #REF! | #REF! | #REF! | #REF! | #REF! | #REF! | #REF! | #REF! | #REF! | #REF! | #REF! | #REF! | #REF! | #REF! | #REF! | #REF! | #REF! | #REF! | #REF! | #REF! | #REF! | #REF! | #REF! | #REF! | #REF! | #REF! | #REF! | #REF! | #REF! | #REF! | #REF! | #REF! | #REF! | #REF! | #REF! | #REF! | #REF! | #REF! | #REF! | #REF! | #REF! | #REF! | #REF! | #REF! | #REF! | #REF! | #REF! | #REF! | #REF! | #REF! | #REF! | #REF! | #REF! | #REF! | #REF! | #REF! | #REF! | #REF! | #REF! | #REF! | #REF! | #REF! | #REF! | #REF! | #REF! | #REF! | #REF! | #REF! | #REF! | #REF! | #REF! | #REF! | #REF! | #REF! | #REF! | #REF! | #REF! | #REF! | #REF! | #REF! | #REF! | #REF! | #REF! | #REF! | #REF! | #REF! | #REF! | #REF! | #REF! | #REF! | #REF! | #REF! | #REF! | #REF! | #REF! | #REF! | #REF! | #REF! | #REF! | #REF! | #REF! | #REF! | #REF! | #REF! | #REF! | #REF! | #REF! | #REF! | #REF! | #REF! | #REF! | #REF! | #REF! | #REF! | #REF! | #REF! | #REF! | #REF! | #REF! | #REF! | #REF! | #REF! | #REF! | #REF! | #REF! | #REF! | #REF! | #REF! | #REF! | #REF! | #REF! | #REF! | #REF! | #REF! | #REF! | #REF! | #REF! | #REF! | #REF! | #REF! | #REF! | #REF! | #REF! | #REF! | #REF! | #REF! | #REF! | #REF! | #REF! | #REF! | #REF! | #REF! | #REF! | #REF! | #REF! | #REF! | #REF! | #REF! | #REF! | #REF! | #REF! | #REF! | #REF! | #REF! | #REF! | #REF! | #REF! | #REF! | #REF! | #REF! | #REF! | #REF! | #REF! | #REF! | #REF! | #REF! | #REF!
Labrador Transmission Assets |  | 1820777.1363 | 0 |  | 64300.245 | 81021.8567 | 82642.2938 | 84295.1397 | 86280.6644 | 87700.6633 | 89454.6766 | 91243.7701 | 93392.9659 | 94930.0184 | 96828.6188 | 98765.1912 | 101091.5498 | 102755.3049 | 104810.411 | 106906.6192 | 109424.7446 | 111225.6466 | 113450.1595 | 115719.1627 | 118444.8627 | 120394.2169 | 122802.1012 | 125258.1433 | 128208.5286 | 130318.5723 | 132924.9437 | 135583.4426 | 138777.0345 | 141061.0137 | 143882.2339 | 146759.8786 | 150216.7252 | 152688.9777 | 155742.7573 | 158857.6124 | 162599.4143 | 165275.4599 | 168580.9691 | 171952.5885 | 176002.8353 | 178899.4731 | 182477.4626 | 186127.0118 | 190511.1292 | 193646.5431 | 197519.474 | 201469.8634 | 206215.373 | 209609.2459 | 140028.9501
Total Generation |  | 12312447.1 | 0 |  | 434810.691 | 547885.4628 | 558843.1721 | 570020.0355 | 583446.5377 | 593048.8449 | 604909.8218 | 617008.0183 | 631541.296 | 641935.1422 | 654773.8451 | 667869.322 | 683600.6092 | 694851.2426 | 708748.2674 | 722923.2328 | 739951.2839 | 752129.3314 | 767171.918 | 782515.3564 | 800947.0666 | 814128.9768 | 830411.5563 | 847019.7874 | 866970.8633 | 881239.3868 | 898864.1746 | 916841.4581 | 938437.1442 | 953881.853 | 972959.49 | 992418.6798 | 1015794.5451 | 1032512.3945 | 1053162.6424 | 1074225.8952 | 1099528.6835 | 1117624.6214 | 1139977.1138 | 1162776.6561 | 1190165.2079 | 1209752.833 | 1233947.8897 | 1258626.8474 | 1288273.0967 | 1309475.3721 | 1335664.8795 | 1362378.1771 | 1394468.2308 | 1417418.2555 | 946902.8394
LIL |  | 5816520.8893 | 0 |  | 205408.8392 | 258826.4716 | 264003.001 | 269283.061 | 275625.8725 | 280162.0967 | 285765.3386 | 291480.6454 | 298346.3085 | 303256.4635 | 309321.5927 | 315508.0246 | 322939.6391 | 328254.5488 | 334819.6398 | 341516.0326 | 349560.2511 | 355313.2803 | 362419.5459 | 369667.9368 | 378375.2577 | 384602.5214 | 392294.5719 | 400140.4633 | 409565.5474 | 416306.138 | 424632.2608 | 433124.906 | 443326.9202 | 450623.1522 | 459635.6153 | 468828.3276 | 479871.3158 | 487768.992 | 497524.3718 | 507474.8593 | 519428.1449 | 527976.8436 | 538536.3805 | 549307.1081 | 562245.7288 | 571499.1152 | 582929.0975 | 594587.6795 | 608592.8587 | 618609.0217 | 630981.2022 | 643600.8262 | 658760.4826 | 669602.2996 | 447326.1977
Total |  | 18128967.9893 | 0 |  | 640219.5302 | 806711.9344 | 822846.1731 | 839303.0965 | 859072.4101 | 873210.9416 | 890675.1605 | 908488.6637 | 929887.6045 | 945191.6057 | 964095.4378 | 983377.3466 | 1006540.2483 | 1023105.7914 | 1043567.9072 | 1064439.2653 | 1089511.5351 | 1107442.6116 | 1129591.4639 | 1152183.2932 | 1179322.3242 | 1198731.4982 | 1222706.1282 | 1247160.2507 | 1276536.4108 | 1297545.5249 | 1323496.4353 | 1349966.3641 | 1381764.0644 | 1404505.0052 | 1432595.1053 | 1461247.0074 | 1495665.8609 | 1520281.3865 | 1550687.0142 | 1581700.7545 | 1618956.8284 | 1645601.465 | 1678513.4943 | 1712083.7641 | 1752410.9367 | 1781251.9482 | 1816876.9872 | 1853214.5269 | 1896865.9555 | 1928084.3938 | 1966646.0817 | 2005979.0033 | 2053228.7134 | 2087020.5551 | 1394229.0371

## CapitalCost
| 2017/18 | 2018/19 | Total
Direct Expenditure
Cost Share | 35% | 65% | 1
Amount | 59001.993 | 109575.13 | 168577.123
Interest During Construction
Interest | 7164.497 | 6462.1933 | 13626.6903
Total | 66166.49 | 116037.3232 | 182203.8133
|  | MW of Capacity | 58.5
| Investment Cost per kW |  | 3114.5951
Heat Rate
Min capacity | 8813
Max capacity | 10460
Average | 9636.5
Inventory | 103.1325
Conversion factor | 5.8
$/MMBTU | 14.8475 | 0.835 | No. 2 Fuel price / litre
Hours, 1 Week | 168
MMBTU/kWh-Week | 1.6189
$/kW-week of Inventory | 24.0371

## COS Inputs
Generation
Direct Capital |  | Generation | Turbines |  |  | Generation Sources | Turbine Sources
| NBV | 982005.8994 | 148387.5509 |  |  | Schedule 2.3A, Line 15, Column 2 | Schedule 2.3A, Line 12, Column 2
| Gross Plant | 1490049.5691 | 190832.6805 |  |  | Schedule 2.2A P.1, Line15, Column 2 | Schedule 2.2A P.1, Line12, Column 2
| Average Rate Base | 1116224.4806 |  |  |  | Schedule 2.3A, Line 42, Columns 3-4
Generation O&M |  | Generation | Turbines
| Ops | 41973.2094 | 7604.6409 |  | Ratios | Schedule 2.4A, P.1, Line 7, Column 2 | Schedule 2.4A, P.1, Line 4, Column 2
| A&G | 28305.0749 | 1141.4716 | FOM/K | 0.03985 | Schedule 2.4A, P.1, Line 29, Columns 3-4 | Schedule 2.4A, P.1, Line 18, Column 2
| WK | 740.2838 |  | A&G/O&M | 0.1501 | Schedule 2.6A P. 1, Line 2, Columns 3-4
Materials/Supplies |  | 17305.6337 |  | M&S/K | 0.011614 | Schedule 2.6A P. 1, Line 6, Columns 3-4
|  |  |  | WK/O&M | 0.017637
Insurance |  | 1643.4142 |  | Insr/K | 0.0011029 | Schedule 2.4A, P.1, Line 24, Columns 3-4
|  |  |  | GenPl/NBV | 0.089784
General Plant
| Gross | 146139.1216 |  |  |  | Schedule 2.2A P.1, Lines 36-41, Columns 3-4
| Net | 54297.9671 |  |  |  | Schedule 2.3A, Lines 36-41, Columns 3-4
| Average | 100218.5443
Gas Turbine
| O&M | 7964.1165 |  |  |  | Schedule 1.6, Line 1, Column 3
| Capacity | 223.5 | MW |  |  | Schedule 1.6, Line 6, Column 3
35.6336
Note on D8: Gordon Alexander: Robert included transmissin Ops as well???
Note on D13: Gordon Alexander: Robert recorded demand cost as 1103 not 1013.
Note on D16: Gordon Alexander: Robert excluded NLSO
Note on D17: Gordon Alexander: Robert excluded NLSO

## ECC
[5 empty] | Economic Carrying Charge Rate, Nominal (%) |  |  |  | GDP Deflator
Offical Weighted Average Cost of Capital* |  |  | Life of Facilities
| Cost Rate | Weights | CT | 30 | CT | 5.454% | 1 | 2019 | 1.0196 | 0.019574
Debt | 5.03% | 75% | Generation | 30 | Generation | 5.526% | 2 | 2020 | 1.0395 | 0.019556
Equity | 8.5% | 25% | Transmisison | 50 | Transmisison | 4.267% | 3 | 2021 | 1.0598 | 0.01951
| Overall Cost Rate: | 5.897% | Gen/Common | 25 | Gen/Common | 6.56% | 4 | 2022 | 1.0804 | 0.019478
| Policy Cost Rate: | 5.897% |  |  |  |  | 5 | 2023 | 1.1015 | 0.019478
* Corporate Assumptions October, 2018 |  |  | Expected Inflation, Overall |  |  |  | 6 | 2024 | 1.1229 | 0.019478
|  |  | Overall | 1.957% |  |  | 7 | 2025 | 1.1448 | 0.019478
Expected Real Escalation for G&T, HW Analysis Basis, '17 | [6 empty] | 8 | 2026 | 1.1671 | 0.019478
|  |  | Expected Inflation, Equip't |  |  |  | 9 | 2027 | 1.1898 | 0.019478
CT | 1.0052 |  | CT | 2.485% |  |  | 10 | 2028 | 1.213 | 0.019478
Generation | 1.0041 |  | Generation | 2.374% |  |  | 11 | 2029 | 1.2366 | 0.019478
Transmission | 1.0048 |  | Transmission | 2.443% |  |  |  | 2030 | 1.2607 | 0.019478
|  |  | Gen/Common | 1.957% |  |  |  | 2031 | 1.2853 | 0.019478
[8 empty] | 2032 | 1.3103 | 0.019478
[8 empty] | 2033 | 1.3358 | 0.019478
[8 empty] | 2034 | 1.3619 | 0.019478
[8 empty] | 2035 | 1.3884 | 0.019478
Average, '18-'19
0.019565

## HW
Steam | Hydro | CT | Steam & Hydro | T.Conductor | T. Stations | T. Towers | T. Poles | GDP
1.0451 | 1.0403 | 1.0457 | 1.0446 | 1.0442 | 1.0465 | 1.0427 | 1.0478 | 1.0403
1.0046 | 0.99992 | 1.0052 | 1.0041 | 1.0037 | 1.0059 | 1.0022 | 1.0072
Index No: | 6 | 22 | 30 | 3 | 37 | 34 | 35 | 36
Year | Steam | Hydro | CT | Steam & Hydro | T. Conductor | T. Stations | T. Towers | T. Poles | CAN GDP DEF
1970 | 79 | 79 | 95 | 81 | 88 | 87 | 82 | 74 | 17.0597
1971 | 87 | 86 | 98 | 87 | 97 | 89 | 88 | 80 | 17.8799
1972 | 95 | 94 | 100 | 93 | 98 | 92 | 94 | 86 | 18.9346
1973 | 100 | 100 | 100 | 100 | 100 | 100 | 100 | 100 | 20.7657
1974 | 118 | 115 | 107 | 118 | 117 | 125 | 122 | 125 | 23.9287
1975 | 136 | 128 | 133 | 137 | 146 | 148 | 139 | 142 | 26.4829
1976 | 144 | 135 | 147 | 144 | 167 | 152 | 141 | 142 | 29.0022
1977 | 155 | 143 | 161 | 152 | 178 | 162 | 146 | 146 | 30.9747
1978 | 167 | 153 | 168 | 161 | 168 | 172 | 159 | 154 | 33.0178
1979 | 184 | 170 | 181 | 177 | 180 | 185 | 174 | 169 | 36.3122
1980 | 200 | 186 | 194 | 193 | 203 | 201 | 194 | 184 | 39.9769
1981 | 218 | 199 | 213 | 209 | 219 | 217 | 206 | 201 | 44.2906
1982 | 230 | 208 | 230 | 221 | 226 | 231 | 210 | 216 | 48.189
1983 | 238 | 217 | 236 | 229 | 245 | 235 | 218 | 224 | 50.9341
1984 | 248 | 229 | 240 | 238 | 240 | 242 | 233 | 235 | 52.7287
1985 | 256 | 237 | 243 | 243 | 242 | 248 | 245 | 240 | 54.4704
1986 | 260 | 243 | 247 | 247 | 244 | 250 | 252 | 245 | 56.1387
1987 | 267 | 248 | 268 | 252 | 235 | 259 | 258 | 248 | 58.7948
1988 | 285 | 260.25 | 316.5 | 270.25 | 307 | 271.75 | 269.75 | 271.75 | 61.459
1989 | 300 | 270 | 345 | 285 | 318 | 288 | 282 | 295 | 64.3346
1990 | 308 | 272 | 351 | 295 | 332 | 308 | 289 | 304 | 66.5134
1991 | 315 | 281 | 360 | 304 | 358 | 311 | 283 | 333 | 68.5501
1992 | 322 | 286 | 363 | 307 | 313 | 320 | 289 | 352 | 69.5714
1993 | 334 | 297 | 370 | 316 | 325 | 329 | 301 | 357 | 70.4913
1994 | 346 | 309 | 358 | 328 | 337 | 347 | 321 | 378 | 71.5076
1995 | 358 | 319 | 364 | 340 | 370 | 360 | 327 | 389 | 73.113
1996 | 357.75 | 318 | 362.75 | 339.5 | 370.25 | 359.75 | 327.5 | 390 | 74.3938
1997 | 375 | 333 | 378 | 352 | 377 | 365 | 346 | 421 | 75.2457
1998 | 383 | 338 | 390 | 360 | 395 | 379 | 357 | 429 | 75.0921
1999 | 385 | 333 | 404 | 363 | 392 | 381 | 363 | 419 | 76.4769
2000 | 396 | 341 | 415 | 368 | 360 | 388 | 373 | 417 | 79.7463
2001 | 425 | 356 | 418 | 391 | 410 | 426 | 390 | 439 | 81.0525
2002 | 438 | 364 | 435 | 404 | 407 | 432 | 401 | 450 | 82.0371
2003 | 441 | 365 | 443 | 407 | 409 | 428 | 407 | 453 | 84.7797
2004 | 465 | 384 | 440 | 433 | 446 | 475 | 436 | 470 | 87.5533
2005 | 493 | 405 | 434 | 462 | 495 | 506 | 456 | 509 | 90.3586
2006 | 515 | 418 | 453 | 496 | 576 | 543 | 473 | 528 | 92.819
2007 | 546.112 | 451.2112 | 530.3729 | 534.7927 | 622.459 | 597.6873 | 513.77 | 548.6825 | 95.8218
2008 | 596 | 486 | 609 | 588 | 730 | 642 | 540 | 589 | 99.5507
2009 | 578 | 480 | 667 | 584 | 537 | 657 | 531 | 612 | 97.4168
2010 | 604 | 497 | 702 | 610 | 621 | 687 | 545 | 610 | 99.9968
2011 | 631 | 513 | 714 | 639 | 661 | 721 | 563 | 619 | 103.3845
2012 | 645 | 519 | 785 | 659 | 618 | 742 | 576 | 640 | 104.9467
2013 | 653 | 523 | 803 | 673 | 643 | 753 | 585 | 647 | 106.3978
2014 | 672 | 534 | 838 | 692 | 653 | 772 | 600 | 647 | 108.2916
2015 | 700 | 550 | 863 | 711 | 659 | 790 | 611 | 648
2016 | 714 | 561 | 903 | 723 | 683 | 801 | 620 | 666
2017 | 711 | 563 | 944 | 733 | 669 | 818 | 617 | 679

## HWI
F1 | E-1 | F3 | COST TRENDS OF ELECTRIC UTILITY CONSTRUCTION | F5 | F6 | F7 | F8 | F9 | F10 | F11 | F12 | F13 | F14 | F15 | F16 | F17 | COST TRENDS OF ELECTRIC UTILITY CONSTRUCTION1 | F19 | F20 | F21 | F22 | F23 | F24 | F25 | F26 | F27 | F28 | F29 | F30 | F31 | COST TRENDS OF ELECTRIC UTILITY CONSTRUCTION2 | F33 | F34 | F35 | F36 | F37 | F38 | F39 | F40 | F41 | F42 | F43 | F44 | F45 | COST TRENDS OF ELECTRIC UTILITY CONSTRUCTION3 | F47 | F48 | F49 | F50 | F51 | F52 | F53 | F54 | F55 | F56 | F57 | F58 | F59 | COST TRENDS OF ELECTRIC UTILITY CONSTRUCTION4 | F61 | F62 | F63 | F64 | F65 | F66 | F67 | F68 | F69 | F70 | F71 | F72 | F73 | COST TRENDS OF ELECTRIC UTILITY CONSTRUCTION5 | F75 | F76 | F77 | F78 | F79 | F80 | F81 | F82 | F83 | F84 | F85 | F86 | F87 | F88 | F89 | F90 | F91 | COST TRENDS OF ELECTRIC UTILITY CONSTRUCTION6 | F93 | F94 | F95 | F96 | F97 | F98 | F99 | F100 | F101 | F102 | F103 | F104 | F105 | COST TRENDS OF ELECTRIC UTILITY CONSTRUCTION7 | F107 | F108 | F109 | F110 | F111 | F112 | F113 | F114 | F115 | F116 | F117 | F118 | F119 | F120 | F121 | F122 | F123 | F124 | F125 | F126 | F127 | F128 | F129 | F130 | COST TRENDS OF ELECTRIC UTILITY CONSTRUCTION8 | F132 | F133 | F134 | F135 | F136 | F137 | F138 | F139 | F140 | F141 | F142 | F143 | F144 | F145 | F146 | F147 | F148 | COST TRENDS OF ELECTRIC UTILITY CONSTRUCTION9 | F150 | F151 | F152 | F153 | F154 | F155 | F156 | F157 | F158 | F159 | F160 | F161 | F162 | F163 | F164 | F165 | F166 | F167 | F168 | F169 | COST TRENDS OF ELECTRIC UTILITY CONSTRUCTION10 | F171 | F172 | F173 | F174 | F175 | F176 | F177 | F178 | F179 | F180 | F181 | F182 | F183 | F184 | F185 | F186 | F187 | F188 | F189
|  |  | NORTH ATLANTIC REGION (1973=100) | [13 empty] | NORTH ATLANTIC REGION (1973=100) | [13 empty] | NORTH ATLANTIC REGION (1973=100) | [13 empty] | NORTH ATLANTIC REGION (1973=100) | [45 empty] | NORTH ATLANTIC REGION (1973=100) | [38 empty] | NORTH ATLANTIC REGION (1973=100) | [17 empty] | NORTH ATLANTIC REGION (1973=100) | [20 empty] | NORTH ATLANTIC REGION (1973=100)
|  |  | COST INDEX NUMBERS | [13 empty] | COST INDEX NUMBERS | [13 empty] | COST INDEX NUMBERS | [13 empty] | COST INDEX NUMBERS | [45 empty] | COST INDEX NUMBERS | [38 empty] | COST INDEX NUMBERS | [17 empty] | COST INDEX NUMBERS | [20 empty] | COST INDEX NUMBERS
[79 empty] | 1988 |  |  | 1989 |  |  | 1990 |  |  | 1991 |  |  | 1992 |  |  | 1993 |  |  | 1994 |  |  | 1995 |  |  | 1996 |  |  | F107: 1997; F110: 1998; F113: 1999; F116: 2000; F119: 2001; F122: 2002; F125: 2003; F128: 2004 | 2005 |  |  | 2006 |  |  | 2007 |  |  | 2008 |  |  | 2009 |  |  | 2010 |  |  | 2011 |  |  | 2012 |  |  | 2013 |  |  | 2014 |  |  | 2015 |  |  | 2016 |  |  | 2017 |  |  | 2018 |  |  | 2019 |  |  | 2020 |  |  | 2021 |  |  | 2022 |  |  | 2023 |  |  | 2024
| CONSTRUCTION AND EQUIPMENT | FERC | 1912 | 1913 | 1914 | 1915 | 1916 | 1917 | 1918 | 1919 | 1920 | 1921 | 1922 | 1923 | 1924 | 1925 | 1926 | 1927 | 1928 | 1929 | 1930 | 1931 | 1932 | 1933 | 1934 | 1935 | 1936 | 1937 | 1938 | 1939 | 1940 | 1941 | 1942 | 1943 | 1944 | 1945 | 1946 | 1947 | 1948 | 1949 | 1950 | 1951 | 1952 | 1953 | 1954 | 1955 | 1956 | 1957 | 1958 | 1959 | 1960 | 1961 | 1962 | 1963 | 1964 | 1965 | 1966 | 1967 | 1968 | 1969 | 1970 | 1971 | 1972 | 1973 | 1974 | 1975 | 1976 | 1977 | 1978 | 1979 | 1980 | 1981 | 1982 | 1983 | 1984 | 1985 | 1986 | 1987 |  |  | 1988 |  |  | 1989 |  |  | 1990 |  |  | 1991 | Jan. 1 |  | 1992 |  |  | 1993 |  |  | 1994 |  |  | 1995 | 1996 | 1996 | 1996 |  |  | 1997 |  |  | 1998 |  | 1999 | 1999 |  | 2000 | 2000 |  |  | 2001 |  |  | 2002 |  |  | 2003 |  |  | 2004 | Jan. 1 |  | 2005 |  |  | 2006 |  |  | 2007 |  |  | 2008 |  |  | 2009 |  |  | 2010 | Jan. 1 |  | 2011 |  |  | 2012 |  |  | 2013 |  |  | 2014 |  |  | 2015 |  |  | 2016 |  |  | 2017 | Jan. 1 | Jul. 1 | 2018 | Jan. 1 | Jul. 1 | 2019 | Jan. 1 | Jul. 1 | 2020 | Jan. 1 | Jul. 1 | 2021 | Jan. 1 | Jul. 1 | 2022 | Jan. 1 | Jul. 1 | 2023 | Jan. 1 | Jul. 1
1 | Total Plant-All Steam Generation |  | 10 | 10 | 10 | 10 | 13 | 15 | 18 | 19 | 21 | 19 | 18 | 18 | 19 | 19 | 18 | 18 | 18 | 19 | 18 | 18 | 17 | 17 | 19 | 19 | 19 | 21 | 21 | 21 | 22 | 23 | 24 | 24 | 24 | 24 | 29 | 33 | 36 | 38 | 40 | 44 | 45 | 48 | 49 | 50 | 55 | 58 | 59 | 61 | 60 | 59 | 60 | 60 | 62 | 64 | 66 | 68 | 71 | 74 | 80 | 87 | 93 | 100 | 118 | 137 | 144 | 153 | 162 | 178 | 194 | 210 | 222 | 230 | 239 | 244 | 248 | 253 | 260 | 273 | 271.5 | 280 | 286 | 285.5 | 290 | 296 | 295.25 | 299 | 305 | 302.75 | 302 | 308 | 308.25 | 315 | 318 | 318.5 | 323 | 330 | 330 | 337 | 341 | 340.75 | 344 | 346 | 346.75 | 351 | 354 | 354.75 | 360 | 362 | 362.25 | 365 | 366 | 366.75 | 370 | 384 | 382 | 390 | 394 | 394.75 | 401 | 406 | 406 | 411 | 410 | 413.25 | 422 | 436 | 438.25 | 459 | 466 | 469 | 485 | 499 | 502.5 | 527 | 538.3535 | 544.9267 | 576 | 592 | 591 | 604 | 588 | 596.25 | 605 | 614 | 615.25 | 628 | 643 | 642.75 | 657 | 663 | 666.75 | 684 | 678 | 681.75 | 687 | 697 | 697.25 | 708 | 717 | 717 | 726 | 729 | 730.75 | 739 | 738 | 553.75 |  |  | 0 |  |  | 0 |  |  | 0 |  |  | 0 |  |  | 0 |  |  | 0
2 | Total Plant-All Steam & Nuclear Gen. |  | 1912: -; 1926: -; 1940: -; 1954: -; 1965: 63; 1966: 65; 1967: 68; 1968: 70; 1969: 74; 1970: 80; 1971: 88; 1972: 93; 1973: 100; 1974: 119; 1975: 136; 1976: 143; 1977: 152; 1978: 161; 1979: 176; 1980: 192; 1981: 209; 1982: 221; 1983: 230; 1984: 238; 1985: 243; 1986: 247; 1987: 252 | 259 | 272 | 270.5 | 279 | 285 | 284.5 | 289 | 295 | 294 | 297 | 304 | 301.5 | 301 | 307 | 307.25 | 314 | 316 | 317 | 322 | 328 | 328.5 | 336 | 340 | 339.5 | 342 | 344 | 344.75 | 349 | 352 | 352.75 | 358 | 360 | 360.25 | 363 | 364 | 364.75 | 368 | 382 | 379.75 | 387 | 391 | 391.75 | 398 | 404 | 403.5 | 408 | 407 | 410.25 | 419 | 434 | 435.75 | 456 | 463 | 466.25 | 483 | 497 | 500.25 | 524 | 534.826 | 541.413 | 572 | 588 | 587 | 600 | 584 | 592.25 | 601 | 610 | 611.25 | 624 | 640 | 639.25 | 653 | 660 | 663.5 | 681 | 674 | 678 | 683 | 693 | 693.25 | 704 | 714 | 713.75 | 723 | 726 | 727.75 | 736 | 734 | 551 |  |  | 0 |  |  | 0 |  |  | 0 |  |  | 0 |  |  | 0 |  |  | 0
3 | Total Plant-All Steam & Hydro Gen. |  | - |  |  | 10 | 12 | 15 | 18 | 19 | 21 | 20 | 19 | 19 | 19 | 19 | 19 | 19 | 19 | 20 | 19 | 19 | 18 | 18 | 19 | 19 | 20 | 22 | 22 | 22 | 22 | 23 | 24 | 24 | 25 | 25 | 28 | 33 | 37 | 38 | 40 | 43 | 44 | 47 | 48 | 49 | 54 | 57 | 58 | 59 | 59 | 59 | 59 | 60 | 61 | 63 | 65 | 68 | 70 | 74 | 81 | 87 | 93 | 100 | 118 | 137 | 144 | 152 | 161 | 177 | 193 | 209 | 221 | 229 | 238 | 243 | 247 | 252 | 258 | 272 | 270.25 | 279 | 285 | 284.5 | 289 | 295 | 294 | 297 | 304 | 301.5 | 301 | 307 | 307.25 | 314 | 316 | 317 | 322 | 328 | 328.5 | 336 | 340 | 339.5 | 342 | 344 | 344.75 | 349 | 352 | 352.75 | 358 | 360 | 360.25 | 363 | 364 | 364.75 | 368 | 382 | 379.75 | 387 | 391 | 391.75 | 398 | 404 | 403.5 | 408 | 407 | 410.25 | 419 | 433 | 435 | 455 | 462 | 465.25 | 482 | 496 | 499.25 | 523 | 534.7927 | 541.1463 | 572 | 588 | 587 | 600 | 584 | 592.25 | 601 | 610 | 611.25 | 624 | 639 | 638.5 | 652 | 659 | 662.125 | 678.5 | 673 | 676.625 | 682 | 692 | 692.25 | 703 | 711 | 711.25 | 720 | 723 | 724.75 | 733 | 733 | 549.75 |  |  | 0 |  |  | 0 |  |  | 0 |  |  | 0 |  |  | 0 |  |  | 0
4
5 | Steam Production Plant
6 | Total Steam Production Plant |  | 8 | 8 | 8 | 9 | 11 | 15 | 18 | 18 | 25 | 19 | 17 | 18 | 19 | 18 | 18 | 18 | 18 | 19 | 19 | 18 | 17 | 17 | 19 | 19 | 20 | 22 | 22 | 22 | 22 | 24 | 24 | 24 | 24 | 24 | 28 | 32 | 36 | 39 | 40 | 44 | 44 | 46 | 48 | 49 | 56 | 61 | 63 | 64 | 64 | 62 | 62 | 62 | 63 | 64 | 66 | 68 | 70 | 74 | 79 | 87 | 95 | 100 | 118 | 136 | 144 | 155 | 167 | 184 | 200 | 218 | 230 | 238 | 248 | 256 | 260 | 267 | 276 | 287 | 285 | 290 | 300 | 298.5 | 304 | 308 | 308 | 312 | 315 | 314.75 | 317 | 322 | 322.5 | 329 | 334 | 334.5 | 341 | 346 | 346.75 | 354 | 358 | 357.75 | 361 | 363 | 365 | 373 | 375 | 375.75 | 380 | 383 | 382.75 | 385 | 389 | 389.75 | 396 | 415 | 411.5 | 420 | 425 | 425.25 | 431 | 438 | 438 | 445 | 441 | 445.5 | 455 | 465 | 468.5 | 489 | 493 | 495 | 505 | 515 | 516.75 | 532 | 546.112 | 547.806 | 567 | 596 | 588.25 | 594 | 578 | 585.75 | 593 | 604 | 604 | 615 | 631 | 630 | 643 | 645 | 652.25 | 676 | 653 | 660.5 | 660 | 672 | 671.5 | 682 | 700 | 697.25 | 707 | 714 | 715.25 | 726 | 711 | 537 |  |  | 0 |  |  | 0 |  |  | 0 |  |  | 0 |  |  | 0 |  |  | 0
7 | Structures & Improvements-Indoor | 311 | - |  |  | 9 | 11 | 16 | 17 | 18 | 20 | 18 | 18 | 18 | 19 | 18 | 18 | 18 | 18 | 18 | 17 | 16 | 15 | 15 | 16 | 16 | 16 | 18 | 18 | 18 | 18 | 19 | 20 | 21 | 21 | 22 | 24 | 28 | 32 | 35 | 36 | 38 | 38 | 39 | 41 | 43 | 46 | 49 | 50 | 52 | 53 | 53 | 54 | 55 | 56 | 57 | 59 | 61 | 64 | 68 | 75 | 84 | 92 | 100 | 117 | 127 | 130 | 137 | 148 | 163 | 181 | 191 | 198 | 206 | 218 | 225 | 233 | 239 | 242 | 253 | 251.25 | 257 | 268 | 265.25 | 268 | 272 | 270.75 | 271 | 276 | 274 | 273 | 281 | 280.75 | 288 | 294 | 294 | 300 | 308 | 307.25 | 313 | 316 | 315.5 | 317 | 319 | 321 | 329 | 330 | 330.5 | 333 | 335 | 335.75 | 340 | 341 | 342 | 346 | 366 | 362 | 370 | 380 | 378 | 382 | 390 | 388.75 | 393 | 387 | 392.75 | 404 | 418 | 420.75 | 443 | 447 | 448.25 | 456 | 465 | 466.75 | 481 | 494.5598 | 496.7799 | 517 | 545 | 540 | 553 | 539 | 546.5 | 555 | 561 | 562.75 | 574 | 587 | 587.5 | 602 | 605 | 608.75 | 623 | 614 | 619.75 | 628 | 637 | 637.5 | 648 | 653 | 654 | 662 | 666 | 668.25 | 679 | 679 | 509.25 |  |  | 0 |  |  | 0 |  |  | 0 |  |  | 0 |  |  | 0 |  |  | 0
8 | Structures & Improvements-Semi-Outdoor | 311 | 1912: -; 1926: -; 1940: -; 1949: 38; 1950: 38; 1951: 38; 1952: 39; 1953: 41; 1954: 43; 1955: 45; 1956: 50; 1957: 55; 1958: 56; 1959: 58; 1960: 58; 1961: 56; 1962: 57; 1963: 57; 1964: 58; 1965: 60; 1966: 62; 1967: 63; 1968: 66; 1969: 71; 1970: 77; 1971: 85; 1972: 92; 1973: 100; 1974: 123; 1975: 137; 1976: 137; 1977: 142; 1978: 153; 1979: 170; 1980: 190; 1981: 198; 1982: 197; 1983: 203; 1984: 218; 1985: 230; 1986: 237; 1987: 243 | 246 | 259 | 256 | 260 | 269 | 267 | 270 | 274 | 272 | 270 | 269 | 268.25 | 265 | 275 | 274 | 281 | 286 | 286.25 | 292 | 306 | 303.25 | 309 | 312 | 312.5 | 317 | 318 | 320.5 | 329 | 331 | 330.75 | 332 | 337 | 335.5 | 336 | 339 | 340.75 | 349 | 356 | 354.75 | 358 | 367 | 365.5 | 370 | 374 | 373.5 | 376 | 376 | 382.75 | 403 | 410 | 412.5 | 427 | 434 | 434.75 | 444 | 452 | 453.25 | 465 | 496.4106 | 494.7053 | 521 | 533 | 531.5 | 539 | 516 | 524.75 | 528 | 530 | 532.25 | 541 | 545 | 546 | 553 | 554 | 555.75 | 562 | 559 | 562.25 | 569 | 573 | 574 | 581 | 574 | 576.5 | 577 | 581 | 582.25 | 590 | 596 | 445.5 |  |  | 0 |  |  | 0 |  |  | 0 |  |  | 0 |  |  | 0 |  |  | 0
9 | Boiler Plant Equipment-Coal Fired | 312 | 8 | 8 | 8 | 8 | 10 | 16 | 19 | 17 | 18 | 16 | 14 | 15 | 17 | 16 | 16 | 16 | 16 | 16 | 16 | 15 | 14 | 14 | 16 | 16 | 17 | 19 | 19 | 19 | 20 | 21 | 21 | 21 | 21 | 21 | 24 | 27 | 32 | 35 | 37 | 41 | 42 | 43 | 45 | 47 | 53 | 59 | 61 | 64 | 64 | 64 | 64 | 64 | 66 | 67 | 69 | 71 | 73 | 76 | 81 | 88 | 95 | 100 | 120 | 140 | 151 | 162 | 175 | 192 | 210 | 229 | 241 | 248 | 258 | 267 | 272 | 281 | 293 | 300 | 298.5 | 301 | 315 | 312.75 | 320 | 327 | 326.5 | 332 | 336 | 335.5 | 338 | 344 | 344 | 350 | 355 | 355 | 360 | 363 | 364.25 | 371 | 375 | 374.75 | 378 | 380 | 381.5 | 388 | 392 | 392 | 396 | 399 | 399.5 | 404 | 407 | 407.25 | 411 | 435 | 430.25 | 440 | 449 | 447.75 | 453 | 460 | 459 | 463 | 456 | 460.75 | 468 | 482 | 484.25 | 505 | 509 | 511.5 | 523 | 530 | 531.5 | 543 | 553.759 | 556.1295 | 574 | 601 | 596.25 | 609 | 595 | 601.75 | 608 | 615 | 616.75 | 629 | 644 | 643 | 655 | 658 | 665 | 689 | 665 | 672.25 | 670 | 685 | 683.25 | 693 | 713 | 709.75 | 720 | 727 | 727.25 | 735 | 718 | 542.75 |  |  | 0 |  |  | 0 |  |  | 0 |  |  | 0 |  |  | 0 |  |  | 0
10 | Boiler Plant Equipment-Gas Fired | 312 | [88 empty] | - | [38 empty] | - | [17 empty] | - | bar: 1912; 1926; 1940; 1954
11 | Boiler Plant Piping Installed |  | 10 | 10 | 10 | 8 | 11 | 18 | 19 | 20 | 18 | 18 | 16 | 17 | 18 | 18 | 18 | 19 | 19 | 19 | 19 | 19 | 17 | 16 | 16 | 16 | 16 | 18 | 18 | 18 | 19 | 20 | 20 | 21 | 21 | 20 | 23 | 26 | 28 | 29 | 32 | 35 | 36 | 37 | 40 | 42 | 47 | 51 | 53 | 56 | 58 | 59 | 59 | 60 | 60 | 61 | 63 | 66 | 68 | 71 | 77 | 88 | 97 | 100 | 112 | 124 | 134 | 146 | 160 | 177 | 191 | 209 | 227 | 226 | 231 | 237 | 240 | 252 | 266 | 275 | 276.25 | 289 | 288 | 288.5 | 289 | 291 | 290.25 | 290 | 299 | 297 | 300 | 303 | 303 | 306 | 311 | 310.5 | 314 | 313 | 315.25 | 321 | 328 | 326.75 | 330 | 334 | 333.75 | 337 | 338 | 338.5 | 341 | 343 | 344.5 | 351 | 351 | 351 | 351 | 365 | 362.75 | 370 | 376 | 375.75 | 381 | 385 | 384.5 | 387 | 383 | 389.5 | 405 | 418 | 426.25 | 464 | 468 | 471.5 | 486 | 491 | 491.5 | 498 | 496.87 | 504.185 | 525 | 563 | 558.75 | 584 | 568 | 572.25 | 569 | 580 | 582.75 | 602 | 615 | 616.875 | 635.5 | 639 | 640.875 | 650 | 641 | 647 | 656 | 662 | 661 | 664 | 668 | 668.25 | 673 | 677 | 680.25 | 694 | 692 | 519.5 |  |  | 0 |  |  | 0 |  |  | 0 |  |  | 0 |  |  | 0 |  |  | 0
12 | Turbogenerator Units | 314 | 9 | 9 | 9 | 9 | 13 | 14 | 17 | 19 | 22 | 23 | 20 | 19 | 19 | 19 | 19 | 19 | 19 | 22 | 23 | 22 | 21 | 22 | 25 | 26 | 26 | 29 | 30 | 30 | 30 | 30 | 30 | 30 | 30 | 30 | 35 | 42 | 45 | 47 | 47 | 52 | 52 | 55 | 57 | 58 | 68 | 75 | 80 | 79 | 75 | 69 | 68 | 67 | 68 | 69 | 70 | 72 | 72 | 75 | 80 | 89 | 98 | 100 | 111 | 127 | 140 | 153 | 164 | 181 | 197 | 219 | 232 | 245 | 254 | 258 | 257 | 263 | 273 | 281 | 280.75 | 288 | 294 | 293.5 | 298 | 298 | 299.5 | 304 | 308 | 307.75 | 311 | 312 | 313.5 | 319 | 321 | 324.5 | 337 | 336 | 339.75 | 350 | 353 | 352.25 | 353 | 356 | 358.25 | 368 | 368 | 370 | 376 | 376 | 376 | 376 | 381 | 382 | 390 | 406 | 403.25 | 411 | 404 | 408 | 413 | 420 | 423.5 | 441 | 439 | 442 | 449 | 451 | 456.75 | 476 | 473 | 476 | 482 | 494 | 495 | 510 | 514.5617 | 517.5308 | 531 | 576 | 554.25 | 534 | 508 | 518.25 | 523 | 546 | 540.75 | 548 | 569 | 565 | 574 | 570 | 583.25 | 619 | 574 | 585.75 | 576 | 587 | 586.25 | 595 | 631 | 622.75 | 634 | 646 | 647 | 662 | 626 | 478.5 |  |  | 0 |  |  | 0 |  |  | 0 |  |  | 0 |  |  | 0 |  |  | 0
13 | Accessory Electrical Equipment | 315 | 14 | 14 | 14 | 14 | 16 | 18 | 21 | 26 | 27 | 27 | 26 | 26 | 26 | 26 | 26 | 26 | 26 | 27 | 27 | 26 | 25 | 25 | 27 | 27 | 28 | 30 | 30 | 31 | 32 | 32 | 32 | 32 | 31 | 32 | 37 | 43 | 44 | 46 | 49 | 56 | 57 | 60 | 62 | 62 | 66 | 70 | 73 | 72 | 67 | 58 | 59 | 58 | 60 | 65 | 66 | 71 | 74 | 77 | 82 | 88 | 94 | 100 | 117 | 135 | 144 | 155 | 161 | 174 | 188 | 207 | 235 | 247 | 248 | 253 | 256 | 258 | 262 | 303 | 294.25 | 309 | 313 | 312.25 | 314 | 324 | 322 | 326 | 334 | 333.25 | 339 | 344 | 345.5 | 355 | 360 | 359.25 | 362 | 367 | 368.25 | 377 | 387 | 385.25 | 390 | 397 | 396.5 | 402 | 407 | 407.25 | 413 | 416 | 416.25 | 420 | 429 | 428.25 | 435 | 462 | 458.5 | 475 | 482 | 483.75 | 496 | 510 | 508 | 516 | 512 | 517 | 528 | 537 | 545.75 | 581 | 591 | 593.5 | 611 | 633 | 640.5 | 685 | 706.8553 | 710.9277 | 745 | 769 | 772 | 805 | 823 | 825.75 | 852 | 869 | 871.75 | 897 | 923 | 927.5 | 967 | 988 | 991.25 | 1022 | 1023 | 1026.75 | 1039 | 1063 | 1065 | 1095 | 1107 | 1111 | 1135 | 1136 | 1142 | 1161 | 1173 | 876.75 |  |  | 0 |  |  | 0 |  |  | 0 |  |  | 0 |  |  | 0 |  |  | 0
14 | Misc. Power Plant Equipment | 316 | 1912: -; 1926: -; 1940: -; 1949: 37; 1950: 39; 1951: 40; 1952: 43; 1953: 44; 1954: 46; 1955: 47; 1956: 50; 1957: 53; 1958: 56; 1959: 57; 1960: 58; 1961: 59; 1962: 60; 1963: 60; 1964: 62; 1965: 63; 1966: 65; 1967: 68; 1968: 71; 1969: 75; 1970: 80; 1971: 87; 1972: 94; 1973: 100; 1974: 115; 1975: 128; 1976: 136; 1977: 147; 1978: 158; 1979: 174; 1980: 189; 1981: 212; 1982: 233; 1983: 246; 1984: 258; 1985: 270; 1986: 275; 1987: 283 | 290 | 298 | 297.5 | 304 | 313 | 312 | 318 | 324 | 323.5 | 328 | 336 | 334.25 | 337 | 343 | 343.5 | 351 | 357 | 357.25 | 364 | 374 | 373.5 | 382 | 385 | 384.25 | 385 | 390 | 389.75 | 394 | 403 | 401.5 | 406 | 410 | 410.5 | 416 | 422 | 422.5 | 430 | 448 | 444.75 | 453 | 460 | 459.5 | 465 | 472 | 470.75 | 474 | 468 | 474.25 | 487 | 501 | 506 | 535 | 538 | 541.5 | 555 | 562 | 561.25 | 566 | 570.3763 | 573.6882 | 588 | 625 | 617.75 | 633 | 624 | 628.5 | 633 | 640 | 643.5 | 661 | 671 | 674.5 | 695 | 703 | 704.75 | 718 | 712 | 714.5 | 716 | 730 | 728 | 736 | 740 | 739 | 740 | 743 | 745.75 | 757 | 756 | 567.25 |  |  | 0 |  |  | 0 |  |  | 0 |  |  | 0 |  |  | 0 |  |  | 0
15
16 | Nuclear Production Plant
17 | Total Nuclear Production Plant |  | 1912: -; 1926: -; 1940: -; 1954: -; 1965: 64; 1966: 66; 1967: 69; 1968: 71; 1969: 75; 1970: 81; 1971: 88; 1972: 95; 1973: 100; 1974: 113; 1975: 127; 1976: 136; 1977: 146; 1978: 155; 1979: 170; 1980: 185; 1981: 201; 1982: 217; 1983: 227; 1984: 235; 1985: 242; 1986: 244; 1987: 252 | 260 | 268 | 267.5 | 274 | 281 | 280.25 | 285 | 288 | 288 | 291 | 296 | 295 | 297 | 301 | 301.5 | 307 | 311 | 312.25 | 320 | 322 | 323.5 | 330 | 335 | 333.75 | 335 | 338 | 339.5 | 347 | 348 | 349 | 353 | 354 | 354.25 | 356 | 360 | 360.25 | 365 | 381 | 378.25 | 386 | 391 | 391 | 396 | 403 | 402.75 | 409 | 407 | 410 | 417 | 427 | 431.25 | 454 | 457 | 459.25 | 469 | 479 | 480.5 | 495 | 500.9313 | 503.7157 | 518 | 545 | 537.25 | 541 | 531 | 537.25 | 546 | 556 | 555.875 | 565.5 | 581 | 579.875 | 592 | 595 | 603.25 | 631 | 603 | 611.5 | 609 | 620 | 619.25 | 628 | 654 | 649.25 | 661 | 669 | 670.25 | 682 | 657.5 | 499.25 |  |  | 0 |  |  | 0 |  |  | 0 |  |  | 0 |  |  | 0 |  |  | 0
18 | Structures & Improvements | 321 | 1912: -; 1926: -; 1940: -; 1954: -; 1965: 60; 1966: 62; 1967: 64; 1968: 67; 1969: 73; 1970: 79; 1971: 87; 1972: 93; 1973: 100; 1974: 113; 1975: 123; 1976: 130; 1977: 137; 1978: 146; 1979: 160; 1980: 174; 1981: 186; 1982: 197; 1983: 206; 1984: 216; 1985: 224; 1986: 227; 1987: 233 | 236 | 243 | 241 | 242 | 252 | 250 | 254 | 258 | 257.25 | 259 | 264 | 262 | 261 | 270 | 269 | 275 | 280 | 281 | 289 | 294 | 294 | 299 | 299 | 299.25 | 300 | 303 | 305.5 | 316 | 314 | 315.25 | 317 | 319 | 318.5 | 319 | 323 | 323 | 327 | 343 | 339.5 | 345 | 356 | 354 | 359 | 367 | 365.5 | 369 | 364 | 368.25 | 376 | 383 | 386.25 | 403 | 410 | 410 | 417 | 425 | 425.5 | 435 | 439.7249 | 442.6125 | 456 | 471 | 468.25 | 475 | 467 | 472.5 | 481 | 485 | 485.25 | 490 | 498 | 497.75 | 505 | 508 | 511.25 | 524 | 513 | 517.25 | 519 | 527 | 526.75 | 534 | 538 | 538.25 | 543 | 547 | 548.25 | 556 | 551 | 414.5 |  |  | 0 |  |  | 0 |  |  | 0 |  |  | 0 |  |  | 0 |  |  | 0
19 | Reactor Plant Equipment | 322 | 1912: -; 1926: -; 1940: -; 1954: -; 1965: 65; 1966: 67; 1967: 70; 1968: 72; 1969: 76; 1970: 83; 1971: 89; 1972: 96; 1973: 100; 1974: 113; 1975: 128; 1976: 139; 1977: 147; 1978: 157; 1979: 171; 1980: 187; 1981: 204; 1982: 220; 1983: 229; 1984: 236; 1985: 243; 1986: 248; 1987: 259 | 269 | 273 | 274.5 | 283 | 290 | 289 | 293 | 296 | 296 | 299 | 303 | 302.75 | 306 | 309 | 309.25 | 313 | 316 | 317.25 | 324 | 324 | 326 | 332 | 339 | 337.25 | 339 | 341 | 342 | 347 | 349 | 349.25 | 352 | 354 | 354.5 | 358 | 360 | 360.5 | 364 | 378 | 375.5 | 382 | 386 | 386.25 | 391 | 396 | 395.25 | 398 | 399 | 400.75 | 407 | 423 | 426 | 451 | 452 | 455.25 | 466 | 474 | 475.75 | 489 | 492.3643 | 494.6822 | 505 | 534 | 526 | 531 | 521 | 526.5 | 533 | 541 | 541.75 | 552 | 570 | 567.5 | 578 | 579 | 590.5 | 626 | 585 | 597 | 592 | 602 | 600.25 | 605 | 646 | 637.75 | 654 | 664 | 664.5 | 676 | 633 | 485.5 |  |  | 0 |  |  | 0 |  |  | 0 |  |  | 0 |  |  | 0 |  |  | 0
20
21 | Hydro Production Plant
22 | Total Hydraulic Production Plant |  | - |  |  | 8 | 9 | 13 | 14 | 15 | 16 | 16 | 15 | 15 | 16 | 16 | 16 | 16 | 16 | 16 | 16 | 15 | 14 | 14 | 15 | 15 | 16 | 17 | 17 | 17 | 18 | 19 | 17 | 20 | 21 | 21 | 24 | 28 | 32 | 33 | 35 | 36 | 38 | 40 | 41 | 43 | 47 | 50 | 52 | 54 | 55 | 55 | 56 | 57 | 59 | 60 | 63 | 65 | 68 | 73 | 79 | 86 | 94 | 100 | 115 | 128 | 135 | 143 | 153 | 170 | 186 | 199 | 208 | 217 | 229 | 237 | 243 | 248 | 253 | 262 | 260.25 | 264 | 270 | 269.75 | 275 | 272 | 273.75 | 276 | 281 | 279.25 | 279 | 286 | 285.5 | 291 | 297 | 297.25 | 304 | 309 | 309.25 | 315 | 319 | 318 | 319 | 323 | 324.5 | 333 | 333 | 333.75 | 336 | 338 | 336.25 | 333 | 337 | 337 | 341 | 348 | 347 | 351 | 356 | 355.25 | 358 | 364 | 362.5 | 364 | 365 | 369 | 382 | 384 | 387.75 | 401 | 405 | 405.75 | 412 | 418 | 419.75 | 431 | 451.2112 | 450.3556 | 468 | 486 | 481.75 | 487 | 480 | 484.5 | 491 | 497 | 498.25 | 508 | 513 | 513.25 | 519 | 519 | 523 | 535 | 523 | 528.25 | 532 | 534 | 535.75 | 543 | 550 | 549.25 | 554 | 561 | 562 | 572 | 563 | 424.5 |  |  | 0 |  |  | 0 |  |  | 0 |  |  | 0 |  |  | 0 |  |  | 0
23 | Structures & Improvements | 331 | - |  |  | 9 | 11 | 16 | 17 | 18 | 20 | 18 | 18 | 18 | 19 | 18 | 18 | 18 | 18 | 18 | 17 | 16 | 15 | 15 | 16 | 16 | 16 | 18 | 18 | 18 | 18 | 19 | 20 | 21 | 21 | 22 | 24 | 28 | 32 | 35 | 36 | 38 | 38 | 39 | 41 | 43 | 46 | 49 | 50 | 52 | 53 | 53 | 54 | 55 | 56 | 57 | 59 | 61 | 64 | 68 | 75 | 84 | 92 | 100 | 117 | 127 | 130 | 137 | 148 | 163 | 181 | 191 | 198 | 206 | 218 | 225 | 233 | 239 | 242 | 253 | 251.25 | 257 | 268 | 265.25 | 268 | 272 | 270.75 | 271 | 276 | 274 | 273 | 281 | 280.75 | 288 | 294 | 294 | 300 | 308 | 307.25 | 313 | 316 | 315.5 | 317 | 319 | 321 | 329 | 330 | 330.5 | 333 | 335 | 335.75 | 340 | 341 | 342 | 346 | 366 | 362 | 370 | 380 | 378 | 382 | 390 | 388.75 | 393 | 387 | 392.75 | 404 | 418 | 420.75 | 443 | 447 | 448.25 | 456 | 465 | 466.75 | 481 | 494.5598 | 496.7799 | 517 | 545 | 540 | 553 | 539 | 546.5 | 555 | 561 | 562.75 | 574 | 587 | 587.5 | 602 | 605 | 608.75 | 623 | 614 | 619.75 | 628 | 637 | 637.5 | 648 | 653 | 654 | 662 | 666 | 668.25 | 679 | 679 | 509.25 |  |  | 0 |  |  | 0 |  |  | 0 |  |  | 0 |  |  | 0 |  |  | 0
24 | Reservoirs, Dams & Waterways | 332 | - |  |  | 7 | 9 | 13 | 15 | 15 | 17 | 17 | 16 | 16 | 17 | 16 | 17 | 17 | 17 | 17 | 17 | 16 | 14 | 14 | 15 | 15 | 15 | 17 | 17 | 17 | 17 | 18 | 20 | 20 | 20 | 21 | 23 | 27 | 31 | 32 | 34 | 35 | 36 | 38 | 40 | 41 | 44 | 47 | 49 | 51 | 52 | 53 | 55 | 56 | 57 | 59 | 61 | 64 | 67 | 72 | 78 | 86 | 94 | 100 | 115 | 127 | 133 | 139 | 148 | 164 | 179 | 189 | 197 | 206 | 217 | 227 | 234 | 238 | 242 | 250 | 248.25 | 251 | 256 | 255 | 257 | 258 | 257.75 | 258 | 263 | 261.5 | 262 | 271 | 269.5 | 274 | 283 | 282 | 288 | 295 | 294.5 | 300 | 303 | 302.25 | 303 | 308 | 309 | 317 | 317 | 317.25 | 318 | 320 | 318 | 314 | 318 | 317.5 | 320 | 327 | 325.5 | 328 | 338 | 335.5 | 338 | 346 | 343.5 | 344 | 345 | 349.5 | 364 | 370 | 373 | 388 | 394 | 394 | 400 | 405 | 405.75 | 413 | 439.4667 | 437.2334 | 457 | 466 | 464.75 | 470 | 465 | 468.75 | 475 | 478 | 480.75 | 492 | 495 | 495.75 | 501 | 502 | 503 | 507 | 505 | 508 | 515 | 517 | 518.75 | 526 | 521 | 523.5 | 526 | 532 | 533.25 | 543 | 549 | 410.25 |  |  | 0 |  |  | 0 |  |  | 0 |  |  | 0 |  |  | 0 |  |  | 0
25 | Water Wheels, Turbines & Generators | 333 | - |  |  | 7 | 9 | 11 | 12 | 13 | 14 | 13 | 12 | 12 | 12 | 12 | 12 | 12 | 13 | 14 | 14 | 14 | 13 | 13 | 14 | 16 | 16 | 17 | 18 | 19 | 20 | 21 | 22 | 23 | 23 | 23 | 26 | 31 | 34 | 35 | 37 | 41 | 43 | 46 | 47 | 49 | 56 | 62 | 65 | 66 | 66 | 65 | 64 | 65 | 66 | 67 | 69 | 71 | 73 | 78 | 83 | 88 | 95 | 100 | 114 | 130 | 143 | 157 | 170 | 188 | 207 | 231 | 245 | 256 | 266 | 272 | 273 | 278 | 287 | 300 | 297.5 | 303 | 307 | 311 | 327 | 308 | 318.25 | 330 | 332 | 331.25 | 331 | 329 | 331.5 | 337 | 338 | 340.5 | 349 | 347 | 349.75 | 356 | 362 | 360.25 | 361 | 365 | 366.75 | 376 | 376 | 378.75 | 387 | 386 | 385.25 | 382 | 387 | 388 | 396 | 396 | 397.5 | 402 | 388 | 394.25 | 399 | 394 | 396.5 | 399 | 405 | 406 | 415 | 397 | 403.5 | 405 | 403 | 405.5 | 411 | 422 | 424.25 | 442 | 449.0303 | 450.5151 | 462 | 500 | 487.5 | 488 | 476 | 481.75 | 487 | 504 | 499 | 501 | 508 | 507 | 511 | 504 | 517.75 | 552 | 508 | 519.5 | 510 | 511 | 512 | 516 | 563 | 550.75 | 561 | 573 | 572.25 | 582 | 522 | 406.5 |  |  | 0 |  |  | 0 |  |  | 0 |  |  | 0 |  |  | 0 |  |  | 0
26
27 | Other Production Plant
28 | Total Other Production Plant |  | 1912: -; 1926: -; 1940: -; 1954: -; 1964: 71; 1965: 72; 1966: 74; 1967: 81; 1968: 86; 1969: 88; 1970: 93; 1971: 97; 1972: 99; 1973: 100; 1974: 109; 1975: 133; 1976: 146; 1977: 159; 1978: 166; 1979: 179; 1980: 193; 1981: 211; 1982: 228; 1983: 235; 1984: 239; 1985: 243; 1986: 247; 1987: 264 | 273 | 319 | 308.25 | 322 | 335 | 332.75 | 339 | 342 | 340.75 | 340 | 350 | 347.5 | 350 | 354 | 355.75 | 365 | 362 | 361.5 | 357 | 354 | 354.75 | 354 | 362 | 360.5 | 364 | 375 | 372.25 | 375 | 376 | 378.25 | 386 | 388 | 390.5 | 400 | 404 | 404.5 | 410 | 440 | 434.5 | 448 | 420 | 428.5 | 426 | 437 | 435.75 | 443 | 444 | 442.5 | 439 | 447 | 444 | 443 | 450 | 450.5 | 459 | 471 | 482.75 | 530 | 542.6609 | 552.3305 | 594 | 616 | 615.25 | 635 | 667 | 664 | 687 | 700 | 696 | 697 | 717 | 724 | 765 | 781 | 782.75 | 804 | 799 | 804.75 | 817 | 834 | 834.75 | 854 | 858 | 862.5 | 880 | 894 | 896 | 916 | 931 | 694.5 |  |  | 0 |  |  | 0 |  |  | 0 |  |  | 0 |  |  | 0 |  |  | 0
29 | Fuel Holders, Producers & Accessories | 342 | 1912: -; 1926: -; 1940: -; 1954: -; 1964: 61; 1965: 62; 1966: 64; 1967: 66; 1968: 68; 1969: 74; 1970: 81; 1971: 88; 1972: 96; 1973: 100; 1974: 114; 1975: 129; 1976: 140; 1977: 150; 1978: 164; 1979: 179; 1980: 195; 1981: 211; 1982: 226; 1983: 228; 1984: 235; 1985: 244; 1986: 251; 1987: 259 | 266 | 276 | 275 | 282 | 291 | 290.5 | 298 | 299 | 299.75 | 303 | 309 | 307.25 | 308 | 313 | 312.75 | 317 | 322 | 321.25 | 324 | 327 | 327.5 | 332 | 336 | 336 | 340 | 343 | 343.75 | 349 | 353 | 353.5 | 359 | 362 | 363.5 | 371 | 369 | 370 | 371 | 384 | 381.5 | 387 | 393 | 392.25 | 396 | 403 | 402 | 406 | 405 | 407.5 | 414 | 437 | 438.75 | 467 | 473 | 473.5 | 481 | 490 | 491.75 | 506 | 511.6453 | 515.3226 | 532 | 567 | 560.75 | 577 | 560 | 565.75 | 566 | 566 | 570 | 582 | 592 | 593.875 | 609.5 | 614 | 615.125 | 623 | 617 | 623 | 635 | 645 | 643.75 | 650 | 653 | 654 | 660 | 665 | 666.5 | 676 | 672 | 505 |  |  | 0 |  |  | 0 |  |  | 0 |  |  | 0 |  |  | 0 |  |  | 0
30 | Gas Turbogenerators | 344 | 1912: -; 1926: -; 1940: -; 1954: -; 1964: 74; 1965: 74; 1966: 77; 1967: 85; 1968: 89; 1969: 92; 1970: 95; 1971: 98; 1972: 100; 1973: 100; 1974: 107; 1975: 133; 1976: 147; 1977: 161; 1978: 168; 1979: 181; 1980: 194; 1981: 213; 1982: 230; 1983: 236; 1984: 240; 1985: 243; 1986: 247; 1987: 268 | 277 | 329 | 316.5 | 331 | 345 | 342.5 | 349 | 351 | 350.25 | 350 | 360 | 357.5 | 360 | 363 | 365.25 | 375 | 370 | 369.5 | 363 | 358 | 358.75 | 356 | 364 | 362.75 | 367 | 379 | 375.5 | 377 | 378 | 380.5 | 389 | 390 | 393.25 | 404 | 408 | 408.75 | 415 | 402 | 407.25 | 410 | 418 | 417.5 | 424 | 435 | 433.75 | 441 | 443 | 440.25 | 434 | 440 | 435 | 426 | 434 | 434 | 442 | 453 | 466.5 | 518 | 530.3729 | 541.6865 | 588 | 609 | 608.25 | 627 | 667 | 662.25 | 688 | 702 | 696.25 | 693 | 714 | 722 | 767 | 785 | 786.25 | 808 | 803 | 809 | 822 | 838 | 839.25 | 859 | 863 | 867.75 | 886 | 903 | 904.5 | 926 | 944 | 703.5 |  |  | 0 |  |  | 0 |  |  | 0 |  |  | 0 |  |  | 0 |  |  | 0
31
32 | Transmission Plant
33 | Total Transmission Plant |  | 11 | 11 | 10 | 11 | 13 | 16 | 19 | 20 | 22 | 21 | 20 | 20 | 20 | 20 | 20 | 20 | 20 | 22 | 20 | 20 | 19 | 19 | 20 | 21 | 22 | 23 | 23 | 23 | 24 | 25 | 25 | 25 | 25 | 26 | 29 | 34 | 38 | 39 | 42 | 46 | 48 | 50 | 51 | 53 | 57 | 58 | 60 | 60 | 60 | 58 | 58 | 58 | 61 | 64 | 66 | 70 | 72 | 76 | 82 | 88 | 92 | 100 | 122 | 140 | 147 | 156 | 161 | 175 | 194 | 209 | 221 | 228 | 234 | 240 | 245 | 248 | 253 | 275 | 270.75 | 280 | 287 | 286.25 | 291 | 304 | 301 | 305 | 315 | 310.5 | 307 | 316 | 316 | 325 | 326 | 327.25 | 332 | 341 | 341.5 | 352 | 355 | 354.75 | 357 | 358 | 359.25 | 364 | 366 | 367.75 | 375 | 377 | 377 | 379 | 378 | 378.75 | 380 | 399 | 395.5 | 404 | 408 | 408.75 | 415 | 416 | 416.5 | 419 | 416 | 420 | 429 | 455 | 453.25 | 474 | 486 | 488.75 | 509 | 523 | 526 | 549 | 564 | 570.25 | 604 | 629 | 626 | 642 | 610 | 624.5 | 636 | 638 | 641.5 | 654 | 669 | 666.75 | 675 | 682 | 683.75 | 696 | 695 | 697.5 | 704 | 712 | 712.5 | 722 | 724 | 726.25 | 735 | 738 | 739.25 | 746 | 750 | 561.5 |  |  | 0 |  |  | 0 |  |  | 0 |  |  | 0 |  |  | 0 |  |  | 0
34 | Station Equipment | 353 | 15 | 15 | 15 | 15 | 17 | 20 | 25 | 27 | 30 | 30 | 28 | 28 | 29 | 29 | 30 | 29 | 29 | 31 | 30 | 29 | 28 | 29 | 32 | 32 | 33 | 35 | 36 | 36 | 36 | 37 | 37 | 37 | 35 | 35 | 39 | 46 | 49 | 52 | 56 | 63 | 65 | 68 | 69 | 70 | 77 | 81 | 84 | 83 | 77 | 69 | 68 | 64 | 68 | 72 | 74 | 78 | 80 | 83 | 87 | 89 | 92 | 100 | 125 | 148 | 152 | 162 | 172 | 185 | 201 | 217 | 231 | 235 | 242 | 248 | 250 | 259 | 264 | 271 | 271.75 | 281 | 288 | 287.5 | 293 | 308 | 305 | 311 | 311 | 310.25 | 308 | 320 | 319.5 | 330 | 329 | 330.75 | 335 | 347 | 346.75 | 358 | 360 | 359.75 | 361 | 360 | 361.25 | 364 | 365 | 367.75 | 377 | 379 | 379 | 381 | 385 | 384.75 | 388 | 414 | 408.5 | 418 | 426 | 425.25 | 431 | 432 | 432.5 | 435 | 428 | 431.75 | 436 | 475 | 470 | 494 | 506 | 508 | 526 | 543 | 548 | 580 | 597.6873 | 598.8437 | 620 | 642 | 640.5 | 658 | 657 | 663.25 | 681 | 687 | 690 | 705 | 721 | 720.25 | 734 | 742 | 744.75 | 761 | 753 | 756.75 | 760 | 772 | 772 | 784 | 790 | 790.5 | 798 | 801 | 804 | 816 | 818 | 613 |  |  | 0 |  |  | 0 |  |  | 0 |  |  | 0 |  |  | 0 |  |  | 0
35 | Towers & Fixtures | 354 | 8 | 8 | 8 | 8 | 11 | 15 | 16 | 16 | 16 | 16 | 15 | 15 | 16 | 16 | 16 | 16 | 16 | 16 | 16 | 16 | 14 | 14 | 15 | 15 | 16 | 17 | 17 | 17 | 18 | 19 | 20 | 20 | 20 | 21 | 23 | 27 | 30 | 32 | 34 | 36 | 38 | 40 | 41 | 42 | 45 | 48 | 50 | 52 | 53 | 54 | 56 | 57 | 59 | 62 | 65 | 68 | 71 | 77 | 82 | 88 | 94 | 100 | 122 | 139 | 141 | 146 | 159 | 174 | 194 | 206 | 210 | 218 | 233 | 245 | 252 | 258 | 261 | 273 | 269.75 | 272 | 282 | 280 | 284 | 289 | 286.75 | 285 | 283 | 282.75 | 280 | 289 | 288.25 | 295 | 301 | 301 | 307 | 321 | 318.25 | 324 | 327 | 327.5 | 332 | 327 | 332.5 | 344 | 346 | 347 | 352 | 357 | 357.25 | 363 | 363 | 365.5 | 373 | 379 | 378.25 | 382 | 390 | 390 | 398 | 401 | 401.5 | 406 | 407 | 412.75 | 431 | 436 | 438.5 | 451 | 456 | 458 | 469 | 473 | 475 | 485 | 513.77 | 512.635 | 538 | 540 | 542.75 | 553 | 531 | 539.75 | 544 | 545 | 548.75 | 561 | 563 | 565.75 | 576 | 576 | 580.75 | 595 | 585 | 589.5 | 593 | 600 | 600.5 | 609 | 611 | 612 | 617 | 620 | 620.75 | 626 | 617 | 465 |  |  | 0 |  |  | 0 |  |  | 0 |  |  | 0 |  |  | 0 |  |  | 0
36 | Poles & Fixtures | 355 | 6 | 6 | 6 | 6 | 7 | 8 | 12 | 14 | 15 | 13 | 12 | 13 | 13 | 13 | 13 | 12 | 12 | 12 | 12 | 12 | 11 | 10 | 12 | 12 | 12 | 14 | 14 | 15 | 15 | 16 | 17 | 18 | 19 | 22 | 23 | 28 | 30 | 31 | 32 | 35 | 37 | 39 | 40 | 41 | 44 | 47 | 48 | 49 | 51 | 51 | 53 | 54 | 55 | 57 | 60 | 62 | 64 | 69 | 74 | 80 | 86 | 100 | 125 | 142 | 142 | 146 | 154 | 169 | 184 | 201 | 216 | 224 | 235 | 240 | 245 | 248 | 252 | 274 | 271.75 | 287 | 295 | 294 | 299 | 304 | 306.5 | 319 | 333 | 330.5 | 337 | 352 | 347.5 | 349 | 357 | 358 | 369 | 378 | 378.75 | 390 | 389 | 390 | 392 | 410 | 406.5 | 414 | 421 | 421 | 428 | 429 | 426.25 | 419 | 423 | 420.5 | 417 | 425 | 424.5 | 431 | 439 | 439.5 | 449 | 450 | 450 | 451 | 453 | 456 | 467 | 470 | 475 | 493 | 509 | 506.75 | 516 | 528 | 529.5 | 546 | 548.6825 | 555.8412 | 580 | 589 | 591.5 | 608 | 612 | 615.5 | 630 | 610 | 616.75 | 617 | 619 | 623 | 637 | 640 | 640.5 | 645 | 647 | 646 | 645 | 647 | 648 | 653 | 648 | 653 | 663 | 666 | 665.75 | 668 | 679 | 506.5 |  |  | 0 |  |  | 0 |  |  | 0 |  |  | 0 |  |  | 0 |  |  | 0
37 | Overhead Conductors & Devices | 356 | 15 | 14 | 13 | 13 | 21 | 23 | 27 | 28 | 29 | 21 | 20 | 21 | 21 | 22 | 22 | 21 | 23 | 25 | 21 | 19 | 17 | 18 | 21 | 21 | 22 | 23 | 22 | 22 | 23 | 24 | 26 | 27 | 27 | 28 | 33 | 38 | 40 | 40 | 42 | 46 | 48 | 50 | 53 | 56 | 61 | 65 | 64 | 62 | 63 | 63 | 64 | 59 | 63 | 66 | 69 | 71 | 71 | 77 | 88 | 97 | 98 | 100 | 117 | 146 | 167 | 178 | 168 | 180 | 203 | 219 | 226 | 245 | 240 | 242 | 244 | 235 | 260 | 323 | 307 | 322 | 318 | 317.5 | 312 | 332 | 321.25 | 309 | 358 | 333.5 | 309 | 313 | 317.75 | 336 | 325 | 329.75 | 333 | 337 | 343 | 365 | 370 | 370.25 | 376 | 374 | 376.25 | 381 | 377 | 382.25 | 394 | 395 | 394 | 392 | 359 | 367.5 | 360 | 401 | 391.75 | 405 | 410 | 410.25 | 416 | 407 | 409.75 | 409 | 409 | 411.5 | 419 | 446 | 445 | 469 | 495 | 501 | 545 | 576 | 576.5 | 609 | 622.459 | 630.9795 | 670 | 730 | 716.75 | 737 | 537 | 606.5 | 615 | 621 | 617 | 611 | 661 | 636 | 611 | 618 | 619 | 629 | 643 | 640.5 | 647 | 653 | 653 | 659 | 659 | 665 | 683 | 683 | 679.5 | 669 | 669 | 501.75 |  |  | 0 |  |  | 0 |  |  | 0 |  |  | 0 |  |  | 0 |  |  | 0
38 | Underground Conduit | 357 | 6 | 7 | 7 | 7 | 8 | 10 | 14 | 16 | 17 | 16 | 15 | 16 | 16 | 15 | 15 | 15 | 15 | 15 | 15 | 15 | 13 | 11 | 14 | 15 | 15 | 16 | 17 | 17 | 17 | 18 | 19 | 19 | 20 | 21 | 24 | 27 | 31 | 32 | 33 | 35 | 37 | 38 | 40 | 41 | 44 | 47 | 49 | 50 | 51 | 53 | 55 | 56 | 58 | 60 | 62 | 64 | 67 | 72 | 79 | 89 | 96 | 100 | 111 | 122 | 131 | 140 | 150 | 163 | 176 | 188 | 205 | 213 | 223 | 230 | 235 | 240 | 246 | 260 | 259 | 270 | 278 | 275.5 | 276 | 280 | 279.5 | 282 | 289 | 286.25 | 285 | 291 | 291 | 297 | 301 | 301.25 | 306 | 312 | 310.75 | 313 | 316 | 315.25 | 316 | 323 | 322.25 | 327 | 330 | 330.5 | 335 | 338 | 341.25 | 354 | 348 | 350.25 | 351 | 360 | 358.5 | 363 | 369 | 369.5 | 377 | 385 | 383.75 | 388 | 387 | 391 | 402 | 418 | 423 | 454 | 454 | 457.25 | 467 | 472 | 478 | 501 | 496.2732 | 503.6366 | 521 | 555 | 551.75 | 576 | 559 | 566 | 570 | 575 | 577.5 | 590 | 596 | 602 | 626 | 627 | 626.25 | 625 | 623 | 629.75 | 648 | 646 | 649.5 | 658 | 655 | 658.75 | 667 | 669 | 671.25 | 680 | 684 | 512 |  |  | 0 |  |  | 0 |  |  | 0 |  |  | 0 |  |  | 0 |  |  | 0
39 | Underground Conductors & Devices | 358 | 12 | 11 | 10 | 11 | 16 | 18 | 21 | 22 | 23 | 18 | 18 | 21 | 20 | 20 | 20 | 19 | 21 | 23 | 19 | 19 | 18 | 19 | 20 | 20 | 22 | 24 | 22 | 23 | 23 | 26 | 27 | 27 | 27 | 27 | 32 | 37 | 44 | 47 | 51 | 62 | 64 | 63 | 65 | 68 | 66 | 58 | 58 | 60 | 61 | 60 | 60 | 61 | 65 | 71 | 72 | 74 | 71 | 76 | 80 | 80 | 90 | 100 | 135 | 136 | 138 | 149 | 148 | 176 | 212 | 231 | 245 | 250 | 249 | 244 | 267 | 271 | 269 | 298 | 288.25 | 288 | 312 | 312.5 | 338 | 365 | 364.75 | 391 | 417 | 410.75 | 418 | 420 | 420.5 | 424 | 427 | 426.5 | 428 | 430 | 430.5 | 434 | 443 | 441 | 444 | 447 | 447 | 450 | 452 | 452.25 | 455 | 455 | 456 | 459 | 471 | 465.25 | 460 | 464 | 466 | 476 | 455 | 462 | 462 | 469 | 468.25 | 473 | 474 | 475.75 | 482 | 531 | 521.25 | 541 | 558 | 564 | 599 | 603 | 605.5 | 617 | 622.7813 | 665.8907 | 801 | 838 | 830.25 | 844 | 855 | 852.5 | 856 | 849 | 866.75 | 913 | 917 | 920.5 | 935 | 966 | 961.25 | 978 | 1000 | 1001.75 | 1029 | 1040 | 1039.75 | 1050 | 1055 | 1057.5 | 1070 | 1070 | 1073 | 1082 | 1130 | 835.5 |  |  | 0 |  |  | 0 |  |  | 0 |  |  | 0 |  |  | 0 |  |  | 0
40
41 | Distribution Plant
42 | Total Distribution Plant |  | 11 | 11 | 11 | 11 | 13 | 15 | 19 | 20 | 22 | 21 | 20 | 20 | 20 | 20 | 20 | 20 | 20 | 21 | 20 | 20 | 19 | 19 | 20 | 20 | 20 | 22 | 22 | 22 | 23 | 24 | 25 | 25 | 26 | 26 | 29 | 34 | 37 | 39 | 41 | 44 | 45 | 48 | 49 | 50 | 53 | 54 | 56 | 56 | 57 | 57 | 58 | 58 | 60 | 62 | 64 | 67 | 70 | 74 | 81 | 87 | 92 | 100 | 118 | 136 | 142 | 149 | 156 | 173 | 186 | 202 | 215 | 223 | 229 | 234 | 237 | 239 | 244 | 257 | 256.75 | 269 | 272 | 272 | 275 | 281 | 279.5 | 281 | 291 | 286.75 | 284 | 290 | 290.25 | 297 | 297 | 298 | 301 | 307 | 307.25 | 314 | 316 | 316.5 | 320 | 322 | 321.75 | 323 | 326 | 326.75 | 332 | 334 | 334.25 | 337 | 336 | 336.75 | 338 | 346 | 345.5 | 352 | 354 | 355.75 | 363 | 368 | 367.5 | 371 | 373 | 374.75 | 382 | 398 | 399.25 | 419 | 428 | 432.5 | 455 | 473 | 478.5 | 513 | 520.8941 | 532.447 | 575 | 576 | 582.25 | 602 | 591 | 598.25 | 609 | 617 | 619.25 | 634 | 649 | 649.75 | 667 | 679 | 678.5 | 689 | 700.5 | 701 | 714 | 720 | 722 | 734 | 735 | 737.25 | 745 | 744 | 746.5 | 753 | 766 | 571.25 |  |  | 0 |  |  | 0 |  |  | 0 |  |  | 0 |  |  | 0 |  |  | 0
43 | Station Equipment | 362 | 15 | 15 | 16 | 16 | 17 | 20 | 25 | 27 | 30 | 30 | 28 | 28 | 29 | 29 | 28 | 27 | 26 | 27 | 27 | 27 | 26 | 26 | 28 | 28 | 29 | 31 | 31 | 32 | 33 | 33 | 33 | 33 | 32 | 34 | 39 | 44 | 46 | 48 | 50 | 55 | 56 | 59 | 61 | 62 | 68 | 72 | 74 | 74 | 72 | 67 | 68 | 66 | 68 | 70 | 71 | 76 | 81 | 83 | 87 | 89 | 92 | 100 | 122 | 139 | 144 | 155 | 164 | 174 | 189 | 204 | 221 | 225 | 230 | 235 | 238 | 245 | 252 | 270 | 268.75 | 283 | 291 | 289.75 | 294 | 312 | 308 | 314 | 315 | 311.75 | 303 | 317 | 314 | 319 | 321 | 320 | 319 | 332 | 331 | 341 | 350 | 347 | 347 | 347 | 348.25 | 352 | 353 | 356 | 366 | 368 | 368 | 370 | 373 | 372.75 | 375 | 378 | 378.75 | 384 | 386 | 387 | 392 | 390 | 391.5 | 394 | 395 | 397.5 | 406 | 442 | 438.25 | 463 | 471 | 475.25 | 496 | 511 | 517 | 550 | 570.4805 | 571.2402 | 594 | 617 | 614.75 | 631 | 636 | 641.25 | 662 | 673 | 675.25 | 693 | 705 | 706.25 | 722 | 734 | 733 | 742 | 751 | 752.75 | 767 | 773 | 774.25 | 784 | 780 | 783.5 | 790 | 791 | 795.5 | 810 | 824 | 614.5 |  |  | 0 |  |  | 0 |  |  | 0 |  |  | 0 |  |  | 0 |  |  | 0
44 | Poles, Towers & Fixtures | 364 | 6 | 6 | 6 | 6 | 7 | 9 | 10 | 11 | 13 | 14 | 13 | 13 | 14 | 14 | 14 | 13 | 13 | 13 | 14 | 13 | 12 | 12 | 13 | 13 | 13 | 15 | 15 | 15 | 16 | 17 | 18 | 19 | 21 | 22 | 23 | 28 | 31 | 32 | 33 | 35 | 36 | 38 | 39 | 40 | 44 | 46 | 47 | 48 | 50 | 50 | 52 | 53 | 54 | 57 | 59 | 61 | 63 | 68 | 74 | 81 | 87 | 100 | 123 | 142 | 143 | 148 | 157 | 176 | 191 | 207 | 221 | 227 | 236 | 243 | 248 | 249 | 251 | 265 | 262.75 | 270 | 276 | 275.5 | 280 | 286 | 286.25 | 293 | 305 | 302.75 | 308 | 321 | 318.75 | 325 | 329 | 330.75 | 340 | 352 | 349.75 | 355 | 362 | 362 | 369 | 370 | 372 | 379 | 383 | 383 | 387 | 388 | 388.5 | 391 | 395 | 394 | 395 | 402 | 401.25 | 406 | 411 | 412 | 420 | 428 | 426.5 | 430 | 434 | 434.5 | 440 | 449 | 452.5 | 472 | 476 | 477.5 | 486 | 495 | 498.75 | 519 | 519.8483 | 523.6742 | 536 | 549 | 551 | 570 | 570 | 574.75 | 589 | 587 | 588.5 | 591 | 594 | 598 | 613 | 617 | 617.25 | 622 | 624 | 624 | 626 | 628 | 629.75 | 637 | 633 | 637.75 | 648 | 649 | 650 | 654 | 667 | 497 |  |  | 0 |  |  | 0 |  |  | 0 |  |  | 0 |  |  | 0 |  |  | 0
45 | Overhead Conductors & Devices | 365 | 12 | 11 | 10 | 11 | 17 | 19 | 22 | 23 | 23 | 17 | 16 | 17 | 17 | 18 | 17 | 17 | 18 | 20 | 17 | 16 | 14 | 15 | 17 | 17 | 17 | 19 | 18 | 18 | 19 | 19 | 21 | 21 | 22 | 22 | 26 | 30 | 32 | 32 | 34 | 37 | 39 | 40 | 42 | 45 | 49 | 49 | 48 | 50 | 51 | 51 | 53 | 54 | 56 | 59 | 61 | 65 | 68 | 74 | 85 | 93 | 96 | 100 | 115 | 143 | 162 | 171 | 165 | 178 | 197 | 213 | 225 | 241 | 248 | 250 | 252 | 250 | 267 | 311 | 301 | 315 | 316 | 314.75 | 312 | 323 | 317.75 | 313 | 345 | 329.75 | 316 | 317 | 322.25 | 339 | 334 | 337.5 | 343 | 348 | 352 | 369 | 376 | 375.25 | 380 | 382 | 383 | 388 | 389 | 391.75 | 401 | 403 | 402.5 | 403 | 389 | 393.25 | 392 | 422 | 416.25 | 429 | 434 | 435.5 | 445 | 446 | 447.25 | 452 | 455 | 457.5 | 468 | 487 | 489 | 514 | 537 | 541 | 576 | 601 | 603.75 | 637 | 651.7213 | 659.6106 | 698 | 743 | 735.75 | 759 | 646 | 690.25 | 710 | 722 | 722 | 734 | 776 | 761 | 758 | 769 | 771.5 | 790 | 805 | 805.5 | 822 | 835 | 836.25 | 853 | 854 | 860 | 879 | 879 | 879.75 | 882 | 893 | 667 |  |  | 0 |  |  | 0 |  |  | 0 |  |  | 0 |  |  | 0 |  |  | 0
46 | Underground Conduit | 366 | 8 | 8 | 8 | 8 | 9 | 12 | 16 | 18 | 20 | 19 | 17 | 18 | 18 | 18 | 17 | 18 | 18 | 18 | 17 | 17 | 16 | 13 | 16 | 17 | 17 | 18 | 20 | 20 | 21 | 21 | 22 | 23 | 23 | 23 | 26 | 29 | 33 | 34 | 36 | 38 | 39 | 40 | 42 | 43 | 46 | 48 | 50 | 52 | 54 | 55 | 57 | 58 | 60 | 61 | 62 | 64 | 66 | 70 | 78 | 87 | 94 | 100 | 111 | 121 | 127 | 135 | 144 | 158 | 169 | 180 | 191 | 206 | 219 | 225 | 230 | 235 | 241 | 253 | 255 | 273 | 284 | 280.5 | 281 | 282 | 281.5 | 281 | 284 | 282.5 | 281 | 286 | 285.75 | 290 | 295 | 295.25 | 301 | 308 | 307.25 | 312 | 314 | 313.25 | 313 | 319 | 319 | 325 | 328 | 328.5 | 333 | 336 | 336.75 | 342 | 346 | 347 | 354 | 359 | 359.25 | 365 | 370 | 370.75 | 378 | 391 | 388.5 | 394 | 390 | 395 | 406 | 407 | 413.75 | 435 | 438 | 442.75 | 460 | 463 | 469 | 490 | 489.0315 | 495.2658 | 513 | 521 | 525 | 545 | 544 | 544.75 | 546 | 549 | 552 | 564 | 566 | 571.5 | 590 | 591 | 590.5 | 590 | 590 | 593.5 | 604 | 606 | 608.5 | 618 | 617 | 619.5 | 626 | 627 | 629 | 636 | 638 | 478 |  |  | 0 |  |  | 0 |  |  | 0 |  |  | 0 |  |  | 0 |  |  | 0
47 | Underground Conductors & Devices | 367 | 12 | 11 | 11 | 11 | 16 | 19 | 22 | 23 | 24 | 19 | 19 | 22 | 21 | 21 | 21 | 20 | 22 | 24 | 20 | 20 | 18 | 20 | 21 | 21 | 23 | 25 | 23 | 24 | 24 | 27 | 28 | 28 | 28 | 28 | 33 | 39 | 46 | 50 | 53 | 65 | 67 | 67 | 68 | 71 | 70 | 61 | 61 | 63 | 64 | 63 | 63 | 64 | 69 | 75 | 76 | 78 | 74 | 80 | 85 | 86 | 97 | 100 | 125 | 129 | 133 | 141 | 148 | 182 | 206 | 208 | 207 | 211 | 213 | 220 | 231 | 235 | 242 | 239 | 243.5 | 254 | 258 | 260.5 | 272 | 271 | 272.25 | 275 | 284 | 281.25 | 282 | 284 | 285 | 290 | 290 | 290.25 | 291 | 293 | 293.75 | 298 | 307 | 305.25 | 309 | 313 | 312 | 313 | 315 | 315.25 | 318 | 321 | 321.25 | 325 | 331 | 328.75 | 328 | 335 | 335.5 | 344 | 330 | 335.25 | 337 | 340 | 339.25 | 340 | 342 | 343 | 348 | 365 | 368.5 | 396 | 407 | 411.25 | 435 | 440 | 459.25 | 522 | 529.1677 | 537.0839 | 568 | 600 | 608.125 | 664.5 | 656.7 | 648.975 | 618 | 624.5 | 632.125 | 661.5 | 675.4 | 682.45 | 717.5 | 741 | 731.875 | 728 | 755.5 | 747.75 | 752 | 765 | 760.75 | 761 | 769 | 763.125 | 753.5 | 753.5 | 748.375 | 733 | 753.5 | 560 |  |  | 0 |  |  | 0 |  |  | 0 |  |  | 0 |  |  | 0 |  |  | 0
48 | Line Transformers | 368 | 42 | 42 | 42 | 42 | 42 | 45 | 61 | 64 | 68 | 70 | 62 | 60 | 62 | 61 | 57 | 53 | 52 | 56 | 55 | 53 | 51 | 53 | 54 | 55 | 55 | 59 | 61 | 61 | 61 | 63 | 62 | 58 | 58 | 58 | 65 | 81 | 84 | 87 | 91 | 103 | 103 | 109 | 112 | 112 | 115 | 121 | 118 | 114 | 112 | 108 | 98 | 93 | 93 | 95 | 95 | 98 | 103 | 99 | 100 | 101 | 99 | 100 | 109 | 130 | 134 | 145 | 154 | 163 | 163 | 190 | 206 | 210 | 213 | 215 | 217 | 215 | 217 | 215 | 218.75 | 228 | 226 | 228 | 232 | 231 | 231.25 | 231 | 232 | 232 | 233 | 238 | 237 | 239 | 238 | 239 | 241 | 245 | 243.75 | 244 | 237 | 240.25 | 243 | 239 | 236 | 223 | 228 | 227.25 | 230 | 231 | 232.25 | 237 | 232 | 233.5 | 233 | 234 | 234.5 | 237 | 243 | 242.75 | 248 | 253 | 251.75 | 253 | 258 | 254.75 | 250 | 270 | 268 | 282 | 290 | 297.25 | 327 | 367 | 369.25 | 416 | 423.2145 | 467.6072 | 608 | 513 | 543.5 | 540 | 563 | 564.5 | 592 | 617 | 614 | 630 | 648 | 649.5 | 672 | 687 | 693.75 | 729 | 746 | 751.5 | 785 | 802 | 805.75 | 834 | 835 | 841.75 | 863 | 861 | 869.5 | 893 | 918 | 682.25 |  |  | 0 |  |  | 0 |  |  | 0 |  |  | 0 |  |  | 0 |  |  | 0
49 | Pad Mounted Transformers | 368 | 1912: -; 1926: -; 1940: -; 1949: 102; 1950: 102; 1951: 102; 1952: 102; 1953: 102; 1954: 102; 1955: 102; 1956: 102; 1957: 102; 1958: 102; 1959: 102; 1960: 99; 1961: 95; 1962: 94; 1963: 95; 1964: 90; 1965: 90; 1966: 93; 1967: 96; 1968: 98; 1969: 94; 1970: 95; 1971: 97; 1972: 99; 1973: 100; 1974: 103; 1975: 105; 1976: 107; 1977: 118; 1978: 130; 1979: 137; 1980: 157; 1981: 184; 1982: 184; 1983: 187; 1984: 206; 1985: 209; 1986: 217; 1987: 239 | 253 | 266 | 264 | 271 | 282 | 279.5 | 283 | 284 | 285.75 | 292 | 300 | 296.75 | 295 | 297 | 297 | 299 | 307 | 305.5 | 309 | 310 | 307.5 | 301 | 312 | 309.25 | 312 | 324 | 321.5 | 326 | 327 | 327.25 | 329 | 329 | 329.5 | 331 | 332 | 332 | 333 | 335 | 334.75 | 336 | 355 | 351.25 | 359 | 368 | 364.25 | 362 | 363 | 370.25 | 393 | 462 | 453.5 | 497 | 546 | 538.75 | 566 | 656 | 643 | 694 | 824.1814 | 747.5907 | 648 | 764 | 728 | 736 | 674 | 691.25 | 681 | 660 | 666 | 663 | 719 | 706.5 | 725 | 725 | 725.25 | 726 | 705 | 711.25 | 709 | 693 | 697.75 | 696 | 712 | 716 | 744 | 684 | 703.75 | 703 | 747 | 549.25 |  |  | 0 |  |  | 0 |  |  | 0 |  |  | 0 |  |  | 0 |  |  | 0
50 | Services-Overhead | 369 | 11 | 10 | 9 | 10 | 14 | 17 | 20 | 21 | 21 | 15 | 14 | 16 | 16 | 16 | 16 | 15 | 17 | 18 | 15 | 14 | 13 | 14 | 15 | 15 | 16 | 17 | 17 | 17 | 17 | 18 | 19 | 20 | 21 | 21 | 25 | 28 | 30 | 30 | 32 | 35 | 37 | 39 | 39 | 42 | 45 | 43 | 43 | 45 | 47 | 47 | 48 | 49 | 51 | 54 | 57 | 61 | 64 | 70 | 81 | 89 | 95 | 100 | 108 | 120 | 128 | 136 | 145 | 158 | 175 | 186 | 198 | 206 | 226 | 227 | 228 | 232 | 239 | 259 | 257.25 | 272 | 276 | 274.25 | 273 | 277 | 276.25 | 278 | 288 | 283.75 | 281 | 281 | 284.5 | 295 | 292 | 294.25 | 298 | 305 | 306 | 316 | 320 | 320.25 | 325 | 324 | 323.25 | 320 | 330 | 328.75 | 335 | 335 | 335.75 | 338 | 339 | 339.5 | 342 | 349 | 348.75 | 355 | 356 | 358.5 | 367 | 368 | 369.25 | 374 | 374 | 378 | 390 | 397 | 400.75 | 419 | 426 | 430 | 449 | 448 | 455.75 | 478 | 478.5805 | 484.0403 | 501 | 510 | 511.25 | 524 | 491 | 506.75 | 521 | 528 | 532.75 | 554 | 571.4 | 566.45 | 569 | 571 | 572 | 577 | 579 | 582.75 | 596 | 604 | 606 | 620 | 622 | 623.5 | 630 | 629 | 630.75 | 635 | 638 | 477.75 |  |  | 0 |  |  | 0 |  |  | 0 |  |  | 0 |  |  | 0 |  |  | 0
51 | Services-Underground | 369 | 10 | 10 | 11 | 12 | 14 | 17 | 20 | 22 | 22 | 18 | 16 | 17 | 17 | 18 | 19 | 18 | 18 | 18 | 17 | 17 | 15 | 15 | 17 | 17 | 18 | 21 | 20 | 20 | 21 | 24 | 24 | 25 | 26 | 26 | 30 | 34 | 37 | 38 | 39 | 44 | 45 | 45 | 44 | 44 | 46 | 45 | 43 | 44 | 42 | 42 | 45 | 46 | 48 | 52 | 57 | 60 | 64 | 68 | 73 | 77 | 86 | 100 | 115 | 107 | 112 | 116 | 124 | 134 | 160 | 176 | 177 | 197 | 204 | 188 | 183 | 195 | 214 | 196 | 211.25 | 239 | 226 | 228.5 | 223 | 239 | 232 | 227 | 224 | 226.25 | 230 | 221 | 224.5 | 226 | 225 | 226.25 | 229 | 237 | 236 | 241 | 244 | 243.25 | 244 | 244 | 243.5 | 242 | 249 | 246.75 | 247 | 243 | 243.75 | 242 | 242 | 243.5 | 248 | 256 | 254.75 | 259 | 255 | 257.5 | 261 | 269 | 267.25 | 270 | 270 | 271.75 | 277 | 278 | 281 | 291 | 304 | 311 | 345 | 382 | 369.5 | 369 | 365.0319 | 365.266 | 362 | 363 | 357.5 | 342 | 343 | 344.5 | 350 | 372 | 376.5 | 412 | 429 | 432.25 | 459 | 477 | 474.25 | 484 | 486 | 485.25 | 485 | 444 | 461 | 471 | 465 | 460.75 | 442 | 437 | 438.75 | 439 | 455 | 337.25 |  |  | 0 |  |  | 0 |  |  | 0 |  |  | 0 |  |  | 0 |  |  | 0
52 | Meters Installed | 370 | 31 | 31 | 31 | 31 | 31 | 35 | 39 | 44 | 46 | 49 | 46 | 44 | 43 | 42 | 42 | 42 | 42 | 42 | 42 | 42 | 42 | 44 | 46 | 48 | 48 | 48 | 48 | 48 | 48 | 49 | 49 | 49 | 49 | 49 | 54 | 61 | 65 | 70 | 70 | 70 | 70 | 73 | 74 | 71 | 74 | 78 | 80 | 82 | 83 | 82 | 82 | 82 | 82 | 82 | 82 | 83 | 86 | 89 | 93 | 98 | 99 | 100 | 107 | 124 | 133 | 138 | 142 | 146 | 144 | 160 | 187 | 201 | 204 | 207 | 212 | 212 | 202 | 203 | 200.5 | 194 | 190 | 192.25 | 195 | 191 | 193 | 195 | 215 | 208.5 | 209 | 205 | 208.25 | 214 | 214 | 212.25 | 207 | 201 | 202.75 | 202 | 197 | 200 | 204 | 204 | 204.25 | 205 | 222 | 218.25 | 224 | 224 | 225.25 | 229 | 216 | 218 | 211 | 213 | 215.5 | 225 | 241 | 242.75 | 264 | 277 | 276.25 | 287 | 287 | 296.5 | 325 | 325 | 322.5 | 315 | 315 | 315.75 | 318 | 323 | 323.25 | 329 | 335.5318 | 335.0159 | 340 | 341 | 342 | 346 | 346 | 349.75 | 361 | 362 | 360 | 355 | 354 | 354.5 | 355 | 358 | 358.25 | 362 | 365 | 366 | 372 | 373 | 373.75 | 377 | 377 | 378 | 381 | 374 | 376 | 375 | 375 | 281.25 |  |  | 0 |  |  | 0 |  |  | 0 |  |  | 0 |  |  | 0 |  |  | 0
53 | Street Lighting-Overhead | 373 | - | [11 empty] | 22 | 22 | 21 | 20 | 22 | 22 | 22 | 21 | 20 | 21 | 22 | 22 | 23 | 24 | 24 | 23 | 24 | 25 | 26 | 26 | 27 | 27 | 30 | 36 | 39 | 42 | 44 | 48 | 50 | 51 | 54 | 54 | 57 | 62 | 65 | 65 | 64 | 64 | 64 | 65 | 66 | 67 | 68 | 72 | 74 | 79 | 86 | 91 | 96 | 100 | 121 | 147 | 155 | 165 | 180 | 200 | 217 | 238 | 255 | 258 | 272 | 284 | 283 | 271 | 270 | 278 | 277.5 | 284 | 289 | 288.75 | 293 | 298 | 297.75 | 302 | 312 | 310.75 | 317 | 320 | 322 | 331 | 336 | 336.75 | 344 | 354 | 352.5 | 358 | 368 | 367.5 | 376 | 387 | 386.25 | 395 | 395 | 396 | 399 | 398 | 399.5 | 403 | 406 | 405.75 | 408 | 413 | 413.25 | 419 | 424 | 425.25 | 434 | 451 | 452 | 472 | 475 | 476 | 482 | 487 | 491.25 | 509 | 517 | 519.25 | 534 | 600 | 590 | 626 | 636.142 | 636.821 | 649 | 680 | 689.25 | 748 | 760 | 763.75 | 787 | 736 | 752 | 749 | 772 | 771.25 | 792 | 806 | 801 | 800 | 808 | 796.75 | 771 | 773 | 772 | 771 | 789 | 782.5 | 781 | 779 | 782 | 789 | 766 | 580.25 |  |  | 0 |  |  | 0 |  |  | 0 |  |  | 0 |  |  | 0 |  |  | 0
54 | Mast Arms & Luminaires Installed | 373 | 1912: -; 1926: -; 1940: -; 1954: -; 1955: 57; 1956: 64; 1957: 70; 1958: 70; 1959: 66; 1960: 66; 1961: 66; 1962: 65; 1963: 65; 1964: 67; 1965: 68; 1966: 72; 1967: 71; 1968: 71; 1969: 75; 1970: 88; 1971: 93; 1972: 96; 1973: 100; 1974: 117; 1975: 137; 1976: 151; 1977: 165; 1978: 178; 1979: 195; 1980: 217; 1981: 242; 1982: 256; 1983: 264; 1984: 284; 1985: 296; 1986: 289; 1987: 279 | 276 | 283 | 283.5 | 292 | 300 | 299 | 304 | 309 | 308.75 | 313 | 324 | 323.75 | 334 | 335 | 336.5 | 342 | 346 | 347.5 | 356 | 371 | 368.5 | 376 | 379 | 380.5 | 388 | 407 | 404.75 | 417 | 414 | 415.25 | 416 | 411 | 412.75 | 413 | 415 | 414.5 | 415 | 420 | 420.25 | 426 | 427 | 429 | 436 | 439 | 439 | 442 | 448 | 448 | 454 | 460 | 466.25 | 491 | 505 | 508 | 531 | 561 | 559 | 583 | 593.5397 | 588.7699 | 585 | 595 | 623.25 | 718 | 714 | 718.5 | 728 | 741 | 739 | 746 | 761 | 764.5 | 790 | 809 | 800.5 | 794 | 809 | 785 | 728 | 731 | 728.25 | 723 | 747 | 733.5 | 717 | 717 | 721.5 | 735 | 685 | 526.25 |  |  | 0 |  |  | 0 |  |  | 0 |  |  | 0 |  |  | 0 |  |  | 0
55 | Street Lighting-Underground | 373 | - | [11 empty] | 23 | 23 | 23 | 21 | 23 | 23 | 24 | 24 | 24 | 24 | 25 | 25 | 25 | 26 | 26 | 27 | 27 | 27 | 28 | 28 | 30 | 30 | 32 | 39 | 42 | 43 | 42 | 46 | 46 | 47 | 51 | 53 | 54 | 59 | 61 | 61 | 62 | 60 | 60 | 61 | 61 | 62 | 67 | 74 | 71 | 75 | 86 | 92 | 97 | 100 | 120 | 147 | 157 | 168 | 183 | 204 | 220 | 239 | 259 | 261 | 275 | 286 | 287 | 273 | 273 | 280 | 279.5 | 285 | 290 | 289.75 | 294 | 300 | 299.5 | 304 | 313 | 312 | 318 | 320 | 322.75 | 333 | 338 | 338.5 | 345 | 353 | 351.75 | 356 | 367 | 366.25 | 375 | 386 | 385.25 | 394 | 394 | 395 | 398 | 398 | 399.75 | 405 | 407 | 407.5 | 411 | 416 | 416.5 | 423 | 429 | 430 | 439 | 459 | 460.75 | 486 | 489 | 490 | 496 | 499 | 503.25 | 519 | 526 | 528 | 541 | 619 | 607 | 649 | 659.9367 | 662.2184 | 680 | 716 | 722.5 | 778 | 795 | 798.5 | 826 | 755 | 777 | 772 | 797 | 795.5 | 816 | 829 | 824.5 | 824 | 831 | 822.25 | 803 | 804 | 804 | 805 | 823 | 817.5 | 819 | 816 | 819.25 | 826 | 804 | 608.5 |  |  | 0 |  |  | 0 |  |  | 0 |  |  | 0 |  |  | 0 |  |  | 0
56