## Summary, G&T Capacity Costs 18
TRANSMISSION | [5 empty] | GENERATION | [6 empty] | Transmission
| Capital, Direct | Capital, Indirect | Non-Capital | Total | Effective Inflation |  | Capital, Direct | Capital, Indirect | Non-Capital | Total | Reserve Margin and EFOR Adjusted | Effective Inflation |  | Amount | Share (=(%)
Year | [5 empty] | Year | [6 empty] | Capital Direct | 22.4541 | 0.67224
2019 | 22.4541 | 1.1199 | 9.828 | 33.402 |  | 2019 | 173.1866 | 18.3437 | 44.7259 | 236.2562 | 283.597 |  | Capital, Indirect | 1.1199 | 0.033529
2020 | 23.0026 | 1.1419 | 9.8968 | 34.0413 | 1.914% | 2020 | 177.2972 | 18.7026 | 45.914 | 241.9139 | 290.3883 | 2.395% | Non-Capital | 9.828 | 0.29423
2021 | 23.5646 | 1.1642 | 9.9661 | 34.6949 | 1.92% | 2021 | 181.5054 | 19.0685 | 47.1337 | 247.7077 | 297.3431 | 2.395% | Total | 33.402 | 1
2022 | 24.1404 | 1.187 | 10.0358 | 35.3632 | 1.926% | 2022 | 185.8135 | 19.4416 | 48.3859 | 253.641 | 304.4653 | 2.395%
2023 | 24.7302 | 1.2102 | 10.1061 | 36.0464 | 1.932% | 2023 | 190.2239 | 19.822 | 49.6712 | 259.7171 | 311.7589 | 2.396%
2024 | 25.3344 | 1.2339 | 10.1768 | 36.745 | 1.938% | 2024 | 194.7389 | 20.2098 | 50.9907 | 265.9394 | 319.2281 | 2.396% | Generation
2025 | 25.9533 | 1.258 | 10.2481 | 37.4594 | 1.944% | 2025 | 199.3611 | 20.6052 | 52.3453 | 272.3116 | 326.8771 | 2.396% |  | Amount | Share (=(%)
2026 | 26.5874 | 1.2826 | 10.3198 | 38.1898 | 1.95% | 2026 | 204.093 | 21.0083 | 53.7359 | 278.8372 | 334.7103 | 2.396% | Capital Direct | 173.1866 | 0.73305
2027 | 27.237 | 1.3077 | 10.392 | 38.9367 | 1.956% | 2027 | 208.9372 | 21.4194 | 55.1634 | 285.5199 | 342.7321 | 2.397% | Capital, Indirect | 18.3437 | 0.077643
2028 | 27.9024 | 1.3333 | 10.4648 | 39.7005 | 1.962% | 2028 | 213.8963 | 21.8384 | 56.6288 | 292.3635 | 350.9471 | 2.397% | Non-Capital | 44.7259 | 0.18931
2029 | 28.5841 | 1.3594 | 10.538 | 40.4815 | 1.967% | 2029 | 218.9732 | 22.2657 | 58.1331 | 299.3721 | 359.3599 | 2.397% | Total | 236.2562 | 1
2030 | 29.2825 | 1.386 | 10.6118 | 41.2803 | 1.973% | 2030 | 224.1706 | 22.7013 | 59.6774 | 306.5494 | 367.9755 | 2.397%
2031 | 29.9979 | 1.4131 | 10.6861 | 42.0971 | 1.979% | 2031 | 229.4914 | 23.1455 | 61.2628 | 313.8996 | 376.7985 | 2.398%
2032 | 30.7308 | 1.4408 | 10.7609 | 42.9324 | 1.984% | 2032 | 234.9384 | 23.5983 | 62.8902 | 321.427 | 385.8342 | 2.398%
2033 | 31.4816 | 1.4689 | 10.8362 | 43.7868 | 1.99% | 2033 | 240.5148 | 24.06 | 64.5609 | 329.1357 | 395.0876 | 2.398%
2034 | 32.2508 | 1.4977 | 10.9121 | 44.6605 | 1.995% | 2034 | 246.2235 | 24.5308 | 66.2759 | 337.0302 | 404.5639 | 2.399% | Generation, Direct |  | 2.374%
2035 | 33.0387 | 1.527 | 10.9884 | 45.5541 | 2.001% | 2035 | 252.0676 | 25.0107 | 68.0366 | 345.1149 | 414.2687 | 2.399% | Transmission, Direct |  | 2.443%
2036 | 33.8459 | 1.5569 | 11.0654 | 46.4681 | 2.006% | 2036 | 258.0505 | 25.5 | 69.844 | 353.3945 | 424.2074 | 2.399% | Capital, Indirect |  | 1.957%
2037 | 34.6728 | 1.5873 | 11.1428 | 47.4029 | 2.012% | 2037 | 264.1754 | 25.9989 | 71.6994 | 361.8737 | 434.3857 | 2.399% | General Inflation |  | 1.957%
2038 | 35.5199 | 1.6184 | 11.2208 | 48.3591 | 2.017% | 2038 | 270.4457 | 26.5076 | 73.604 | 370.5574 | 444.8093 | 2.4% | Real Escaltion, Non-Capital |  | 0.7%
2039 | 36.3877 | 1.65 | 11.2994 | 49.3371 | 2.022% | 2039 | 276.8648 | 27.0262 | 75.5593 | 379.4504 | 455.4843 | 2.4%
2040 | 37.2768 | 1.6823 | 11.3785 | 50.3375 | 2.028% | 2040 | 283.4363 | 27.555 | 77.5666 | 388.5579 | 466.4168 | 2.4%

## M. T_CAP 18
TRANSMISSION
[5 empty] | LTOTK | Labrador Loads (MW) |  |  |  |  | A&G Cost Adjustment Parameter | Factor for O&M Costs:
|  |  |  | Charges on Capital ($/kW-year) |  | 1 | 2 | 12 | Average
|  |  | Investment Costs per kW |  | 2018 | 398.225 | 396.343 | 385.863 | 393.477
Investment Cost ($/kW) |  | Parameters |  |  | 2019 | 396.425 | 393.961 | 384.457 | 391.6143 |  | 1 | 1
Direct Facility Investment |  |  | 520.1129 | 22.1941 | 2020 | 391.413 | 389.125 | 380.676 | 387.0713
General/Common |  | 3.283% | 17.0729 | 1.1199 | 2021 | 389.407 | 387.119 | 378.849 | 385.125 |  | Investment Driven by Peak Loads
Materials and Supplies |  | 1.022% | 5.3182 | 0.22693 | 2022 | 389.944 | 387.656 | 379.295 | 385.6317 |  |  | 2018 | 2019 | 2020 | 2021 | 2022
Working Capital (% OM) |  | 5.219% | 0.50346 | 0.033026 | 2023 | 390.393 | 388.193 | 379.744 | 386.11 |  | Lines, Stations | 9289.5 | 7489.14 | 5532.5 | 4480 | 2950
Forecast Annual Load Δ, 2021-37
|  |  |  | Cost Elements ($/kW-year) | IGENK | Island Loads (MW) |  |  |  |  | Total | 9289.5 | 7489.14 | 5532.5 | 4480 | 2950
[6 empty] | 1 | 2 | 12 | Average |  | Total Adjusted to 2019 $
Charge Rates (%) |  | Parameters |  |  | 2018 | 1528.1896 | 1470.1123 | 1479.0407 | 1492.4475 | 0.0046 |  | 9471.2491 | 7489.14 | 5426.3338 | 4309.7113 | 2950
Carrying Charges, Direct |  | 4.267% |  | 22.4541 | 2019 | 1533.136 | 1474.6461 | 1482.8325 | 1496.8715
Carrying Charges, Gen/Com |  | 6.56% |  | 1.1199 | 2020 | 1523.0224 | 1465.0484 | 1474.7831 | 1487.618 |  | Adjustment Factor
Insurance Costs |  | 0.03391% |  | 0.18216 | 2021 | 1534.5808 | 1476.091 | 1486.0315 | 1498.9011 |  |  | 1
FOM Rate ($/kW-year) |  | 0.9708% |  | 5.0492 | 2022 | 1537.3672 | 1478.7742 | 1488.6115 | 1501.5843 |  | Years Covered | 5
A&G Cost Rate (% OM) |  | 91.04% |  | 4.5967 | 2023 | 1541.5984 | 1483.0055 | 1492.7393 | 1505.7811 |  | Average | 5929.2868
[11 empty] | Total | 29646.4341
|  | All-In Costs ($/kW-year) |  | 33.402 |  | NLH System Total 1 |  |  |  | Year over Year Δ
[6 empty] | J | F | D | Average |  | Transmission Investment Cost/kW
| Adjustment for Capacity-Long Condition: |  |  | 0 | Baseline | 1528.1896 | 1470.1123 | 1479.0407 | 1492.4475 |  | Average Load Change Basis
[5 empty] | 2019 | 1533.136 | 1474.6461 | 1482.8325 | 1496.8715 | 4.424 |  | 2223.4516
[5 empty] | 2020 | 1523.0224 | 1465.0484 | 1474.7831 | 1487.618 | -9.2536 | Total Load Change Basis
|  | Marginal Cost of Transmission ($/kW-year) |  |  | 2021 | 1534.5808 | 1476.091 | 1486.0315 | 1498.9011 | 11.2831 |  | 520.1129
|  |  |  | 33.402 | 2022 | 1537.3672 | 1478.7742 | 1488.6115 | 1501.5843 | 2.6832
[5 empty] | 2023 | 1541.5984 | 1483.0055 | 1492.7393 | 1505.7811 | 4.1968
[9 empty] | Average, as Calculated | 2.6667
[9 empty] | Total Load Change Over Planning Horizon | 57
1 Island (1) or Total System Loads (0)
[7 empty] | Island=1; System=0: | 1
Calculated (1) or Planning-Based Loads of 57MW (0)
[7 empty] | Calculated=1; Planning=-0: | 0

## M. G_CAP 18
Estimate: 2019 Marginal Cost of Generating Capacity
Newfoundland-Labrador Hydro
GENERATION
[5 empty] | LOADS SHOWN BELOW NOT RELEVANT TO CT COST ANALYSIS | [15 empty] | FORM | 2014 |  |  |  | 2015
|  |  |  | Charges on Capital ($/kW-year) | [7 empty] | A&G Cost Adjustment Parameter | [9 empty] | 1st | 2nd | 3rd | 4th | 1st | 2nd | 3rd | 4th
|  |  | Investment Costs per kW |  | Labrador Loads | [15 empty] | Acquisiton Cost
Investment Cost ($/kW) |  | Parameters |  |  |  | J | F | D | Average | [12 empty] | 97.6 | 101.08 | 96.45 | 73.48 | 47.98 | 57.47 | 48.02 | 42.67
Direct Facility Investment |  |  | 3114.5951 | 169.8634 | 2018 | 398.225 | 396.343 | 385.863 | 393.477 |  |  | 0.5 | [8 empty] | #6 Oil | 249 | 244 | 243 | 194 | 137 | 154 | 123 | 112
General/Common |  | 8.978% | 279.6393 | 18.3437 | 2019 | 396.425 | 393.961 | 384.457 | 391.6143
Materials and Supplies |  | 1.161% | 36.1733 | 1.9728 | 2020 | 391.413 | 389.125 | 380.676 | 387.0713 | [12 empty] | 2.3238 | 2.4067 | 2.2964 | 1.7495 | 1.1424 | 1.3683 | 1.1433 | 1.016
Fuel Inventory |  |  | 24.0371 | 1.3109 | 2021 | 389.407 | 387.119 | 378.849 | 385.125 |  |  | Investment Driven by Peak Loads | [9 empty] | 2.49 | 2.44 | 2.43 | 1.94 | 1.37 | 1.54 | 1.23 | 1.12
Working Capital (%/FOM) |  | 1.764% | 0.72281 | 0.03942 | 2022 | 389.944 | 387.656 | 379.295 | 385.6317 |  |  |  | Labour | Labour OT | Materials | Consultation | EqRental | Travel | Contract | Total
[5 empty] | 2023 | 390.393 | 388.193 | 379.744 | 386.11 | [11 empty] | Differential | 1.0715 | 1.0139 | 1.0582 | 1.1089 | 1.1992 | 1.1255 | 1.0758 | 1.1024
|  |  |  | Cost Elements ($/kW-year) | [6 empty] | 191.5303 | [9 empty] | Average Differential
[5 empty] | Island Loads | [5 empty] | 44.7259 | Total Cost | 182203.8133 | [8 empty] | 2014 1st: 1.0944
Charge Rates (%) |  | Parameters |  |  |  | J | F | D | Average |  | 236.2562 | MW of Capacity | 58.5 |  |  | 2017/18 | 2018/19 | Total
Carrying Charges, Direct |  | 5.454% |  | 173.1866 | 2018 | 1528.1896 | 1470.1123 | 1479.0407 | 1492.4475 |  | 33.0759 |  |  |  | Direct Expenditure | [6 empty] | 2014 2nd: July Prices*
Carrying Charges, Gen/Com |  | 6.56% |  | 18.3437 | 2019 | 1533.136 | 1474.6461 | 1482.8325 | 1496.8715 |  | 14.2649 | Scalar | 0.4 |  | Cost Share | 35% | 65% | 1
Insurance Costs |  | 0.1103% |  | 3.7436 | 2020 | 1523.0224 | 1465.0484 | 1474.7831 | 1487.618 |  | 283.597 |  |  |  | Amount | 59001.993 | 109575.13 | 168577.123 |  |  |  | 2014 1st: 2019; 2014 2nd: 67.01; 2014 3rd: 1.167
FOM Rate ($/kW-year) |  | 35.6336 |  | 35.6336 | 2021 | 1534.5808 | 1476.091 | 1486.0315 | 1498.9011 |  | 170.1582 | Investment Cost per kW |  |  | Interest During Construction | [6 empty] | 2014 1st: 2020; 2014 2nd: 63.64; 2014 3rd: 1.3634
A&G Cost Rate (% OM) |  | 15.01% |  | 5.3487 | 2022 | 1537.3672 | 1478.7742 | 1488.6115 | 1501.5843 |  | 113.4388 |  | 3114.5951 |  | Interest | 7164.497 | 6462.1933 | 13626.6903 |  |  |  | 2014 1st: 2021; 2014 2nd: 60.5; 2014 3rd: 1.4852
[5 empty] | 2023 | 1541.5984 | 1483.0055 | 1492.7393 | 1505.7811 | [12 empty] | 2014 1st: 2022; 2014 2nd: 58.14; 2014 3rd: 1.5807
|  | All-In Cost/kW-year: |  | 236.2562 | [7 empty] | Heat Rate |  |  | Total | 66166.49 | 116037.3232 | 182203.8133 |  |  |  | 2014 1st: * Futures prices at Settle, from NYMEX CME, January 5, 2016
[5 empty] | NLH System Total |  |  |  |  | Year over Year Δ |  | Max capacity | 8813
| Costs of Reserves (% of Supply) |  | 14% | 33.0759 |  | J | F | D | Average |  |  | Min capacity | 10460 | [7 empty] | Price to NLH Oil-Fired CT ($/MMBTU)
[5 empty] | 2018 | 1926.4146 | 1866.4553 | 1864.9037 | 1885.9245 |  |  | Average | 9636.5 | [8 empty] | 2014 2nd: w/Transport
| Cost Effect of E(Forced Outage) |  | 5.03% | 14.2649 | 2019 | 1929.561 | 1868.6071 | 1867.2895 | 1888.4859 | 2.5613 |  | $/MMBTU | 14.8475 | 0.54171 | No. 2 Fuel price / litre | [5 empty] | Type | 2014 1st: FOB; 2014 2nd: Factor; 2014 3rd: Cost; 2014 4th: Total
[5 empty] | 2020 | 1914.4354 | 1854.1734 | 1855.4591 | 1874.6893 | -13.7966 |  | kWh/MMBTU | 103.7721 | [7 empty] | No. 6 | 2014 1st: 10.8954; 2014 2nd: 0.05; 2014 3rd: 0.54477; 2014 4th: 11.4402
| Adjusted All-Inj total Cost/kW-year: |  |  | 283.597 | 2021 | 1923.9878 | 1863.21 | 1864.8805 | 1884.0261 | 9.3368 |  | kWh/Barrel | 539.615 | 5200000 |  | 182203813.2879 | 106185568.1714 |  |  |  | No. 2 | 2014 1st: 11.368; 2014 2nd: 0.05; 2014 3rd: 0.5684; 2014 4th: 11.9365
[5 empty] | 2022 | 1927.3112 | 1866.4302 | 1867.9065 | 1887.216 | 3.1898 |  | $/kWh | 0.14308 |  |  | 3114595.0989 | 2123711.3634 |  |  |  |  | 2014 4th: 1.2702; 2015 1st: CAD-US Exchange Rate (Deceber '15 or Nalcor Policy)
| Adjustment for Capacity-Long Condition: |  |  | -170.1582 | 2023 | 1931.9914 | 1871.1985 | 1872.4833 | 1891.8911 | 4.6751 |  | Hours, 1 Week | 168 |  |  | 311459.5099 | 212371.1363 |  |  |  |  | 2014 3rd: No. 6; 2014 4th: 14.5318; 2015 1st: Estimated w/Adjustments
[12 empty] | Barrels/kW-year | 24.0371 |  |  | 311.4595 | 212.3711 |  |  |  |  | 2014 3rd: No. 2; 2014 4th: 15.1621; 2015 1st: Observed Futures w/Adjustments
|  | Marginal Cost of Generation Capacity at Bus Bar ($/kW-year) | [6 empty] | Average | 1.1933 |  | kWh-week/Barrel | 0.31133
[9 empty] | Total | 50 |  | MMBTU/kWh-Week | 1.6189 |  |  | 8950000000 | 8950000000 |  |  |  |  | 2014 3rd: No. 6; 2014 4th: 14.8475; 2015 1st: IA Assumptions
|  |  |  | 113.4388 | [7 empty] | $/kW-week of Inventory | 24.0371 |  |  | 10731414.8681 | 10731414.8681
[16 empty] | 944364.5084 | 944364.5084
944.3645
|  |  | Reserve Margin and EFOR Impact (%) | 1.2004 | [11 empty] | 0.32981
0.22488
The marginal cost report uses operating reserves, which are called from total generation, as available at the time of the call. Operating reserves refer to regulation, spin and non-spin reserves--AS 3, 5, 6 where 5 and 6 are sometimes referred to 10-minute reserves (synchronous and non-synchronous). On the other hand, capacity reserves refer to planning reserves – installed capacity above expected energy requirements. Installed capacity, in total, includes planning reserves from which operations provide energy and operating reserve requirements. Recall our marginal cost presentation materials on this point, demonstrating the least total cost of supply for energy, regulation, and backup reserves (spin, non-spin).

## Labrador
| 2018 | 2019 | 2020 | 2021 | 2022 | Selection | 2018 | 2019 | 2020 | 2021 | 2022 |  | 2018 | 2019 | 2020 | 2021 | 2022
Muskrat Falls to Happy Valley Interconnection Yr 1 | 0 | 5319450 | 0 | 0 | 0 |  | 0 | 0 | 0 | 0 | 0 | Total | 0 | 806660 | 2308720 | 3582520 | 42500
Muskrat Falls to Happy Valley Interconnection Yr 1 | 0 | 12412050 | 0 | 0 | 0 |  | 0 | 0 | 0 | 0 | 0
Muskrat Falls to Happy Valley Interconnection Yr 2 | 0 | 674100 | 0 | 0 | 0 |  | 0 | 0 | 0 | 0 | 0
Muskrat Falls to Happy Valley Interconnection Yr 2 | 0 | 1572900 | 0 | 0 | 0 |  | 0 | 0 | 0 | 0 | 0
Refurbish WAB TS Yr 1 | 0 | 5548200 | 0 | 0 | 0 |  | 0 | 0 | 0 | 0 | 0
Replace Disconnects Yr 1 | 0 | 491720 | 0 | 0 | 0 |  | 0 | 0 | 0 | 0 | 0
Replace Surge Arrestors Yr 1 | 72360 | 0 | 0 | 0 | 0 |  | 0 | 0 | 0 | 0 | 0
Replace Surge Arrestors Yr 1 | 72360 | 0 | 0 | 0 | 0 |  | 0 | 0 | 0 | 0 | 0
Upgrade Power Transformers Yr 2 | 0 | 619860 | 0 | 0 | 0 | x | 0 | 619860 | 0 | 0 | 0
Upgrade Data Alarm Management Yr 1 | 0 | 0 | 127360 | 0 | 0 | x | 0 | 0 | 127360 | 0 | 0
Install Breaker Failure Protection Yr 1 | 0 | 0 | 145650 | 0 | 0 | x | 0 | 0 | 145650 | 0 | 0
Refurbish WAB TS Yr 1 | 0 | 0 | 4969800 | 0 | 0 |  | 0 | 0 | 0 | 0 | 0
Replace Surge Arrestors Yr 1 | 0 | 32740 | 0 | 0 | 0 |  | 0 | 0 | 0 | 0 | 0
Perform Wood Pole Line Management Program Yr 1 | 0 | 246700 | 0 | 0 | 0 |  | 0 | 0 | 0 | 0 | 0
Perform Wood Pole Line Management Program Yr 2 | 0 | 0 | 382120 | 0 | 0 |  | 0 | 0 | 0 | 0 | 0
Perform Wood Pole Line Management Program Yr 3 | 0 | 0 | 0 | 338130 | 0 |  | 0 | 0 | 0 | 0 | 0
Perform Wood Pole Line Management Program Yr 4 | 0 | 0 | 0 | 0 | 299580 |  | 0 | 0 | 0 | 0 | 0
Perform Wood Pole Line Management Program Yr 5 | 0 | 0 | 0 | 0 | 0 |  | 0 | 0 | 0 | 0 | 0
Additions for Load Growth - Reconfigure Substation - WAB Yr 1 | 0 | 186800 | 0 | 0 | 0 | x | 0 | 186800 | 0 | 0 | 0
Wood Pole Line Management (2018) Yr 2 | 0 | 272210 | 0 | 0 | 0 |  | 0 | 0 | 0 | 0 | 0
Wood Pole Line Management (2018) Yr 3 | 0 | 0 | 215660 | 0 | 0 |  | 0 | 0 | 0 | 0 | 0
Wood Pole Line Management (2018) Yr 4 | 0 | 0 | 0 | 319870 | 0 |  | 0 | 0 | 0 | 0 | 0
Wood Pole Line Management (2018) Yr 5 | 0 | 0 | 0 | 0 | 327200 |  | 0 | 0 | 0 | 0 | 0
Upgrade Terminal Station Equipment Foundations (based on 2019) Yr 1 | 0 | 0 | 35710 | 0 | 0 | x | 0 | 0 | 35710 | 0 | 0
Replace Instrument Transformers Yr 1 | 0 | 0 | 0 | 80000 | 0 |  | 0 | 0 | 0 | 0 | 0
Replace Protective Relays - Various Yr 1 | 0 | 0 | 0 | 140000 | 0 |  | 0 | 0 | 0 | 0 | 0
Replace Disconnect Switches - Various Yr 1 | 0 | 0 | 0 | 125000 | 0 |  | 0 | 0 | 0 | 0 | 0
Replace Surge Arresters - Various (based on 2019) Yr 1 | 0 | 0 | 21000 | 0 | 0 |  | 0 | 0 | 0 | 0 | 0
Upgrade Data Alarm Management Yr 1 | 0 | 0 | 0 | 30000 | 0 | x | 0 | 0 | 0 | 30000 | 0
Replace Insulators - Various Yr 1 | 0 | 0 | 0 | 45000 | 0 |  | 0 | 0 | 0 | 0 | 0
Upgrade Power Transformers - Various Yr 1 | 0 | 0 | 0 | 420000 | 0 | x | 0 | 0 | 0 | 420000 | 0
Upgrade Terminal Station - Wabush Yr 1 | 0 | 0 | 2000000 | 0 | 0 | x | 0 | 0 | 2000000 | 0 | 0
Upgrade Terminal Station - Wabush Yr 2 | 0 | 0 | 0 | 2000000 | 0 | x | 0 | 0 | 0 | 2000000 | 0
Perform Wood Pole Line Management Program Yr 1 | 0 | 0 | 0 | 0 | 0 |  | 0 | 0 | 0 | 0 | 0
Upgrade Terminal Station Equipment Foundations (based on 2019) Yr 1 | 0 | 0 | 0 | 50010 | 0 | x | 0 | 0 | 0 | 50010 | 0
Replace Instrument Transformers (based on 2019) Yr 1 | 0 | 0 | 0 | 0 | 60000 |  | 0 | 0 | 0 | 0 | 0
Replace Protective Relays - Various (based on 2019) Yr 1 | 0 | 0 | 0 | 0 | 110010 |  | 0 | 0 | 0 | 0 | 0
Replace Disconnect Switches - Various (based on 2019) Yr 1 | 0 | 0 | 0 | 0 | 100000 |  | 0 | 0 | 0 | 0 | 0
Replace Surge Arresters - Various Yr 1 | 0 | 0 | 0 | 20000 | 0 |  | 0 | 0 | 0 | 0 | 0
Install Breaker Failure Protection - Various (based on 2018-19) Yr 1 | 0 | 0 | 0 | 0 | 35000 | x | 0 | 0 | 0 | 0 | 35000
Perform Grounding Upgrades - Various (based on 2019-20) Yr 1 | 0 | 0 | 0 | 50000 | 0 |  | 0 | 0 | 0 | 0 | 0
Perform Grounding Upgrades - Various (based on 2019-20) Yr 2 | 0 | 0 | 0 | 0 | 50000 |  | 0 | 0 | 0 | 0 | 0
Refurbish TS Control Buildings Yr 1 | 0 | 0 | 0 | 69540 | 0 |  | 0 | 0 | 0 | 0 | 0
Upgrade Circuit Breakers Yr 1 | 0 | 0 | 0 | 1045000 | 0 | x | 0 | 0 | 0 | 1045000 | 0
Upgrade AC_DC Station Service Yr 1 | 0 | 0 | 0 | 7500 | 0 | x | 0 | 0 | 0 | 7500 | 0
Upgrade AC_DC Station Service Yr 2 | 0 | 0 | 0 | 0 | 7500 | x | 0 | 0 | 0 | 0 | 7500
Upgrade Reclosing for Circuit Breakers -Various (copy of 2019) Yr 1 | 0 | 0 | 0 | 30010 | 0 | x | 0 | 0 | 0 | 30010 | 0
Perform Wood Pole Line Management Program Yr 1 | 0 | 0 | 0 | 0 | 0 |  | 0 | 0 | 0 | 0 | 0
Upgrade L23 and L24 - CFL to WAB Yr 1 | 0 | 0 | 0 | 0 | 0 |  | 0 | 0 | 0 | 0 | 0
Replace Battery Banks and Chargers - Various locations Yr 1 | 0 | 0 | 0 | 48570 | 0 |  | 0 | 0 | 0 | 0 | 0

## Island
| 2018 | 2019 | 2020 | 2021 | 2022 | Selection | 2018 | 2019 | 2020 | 2021 | 2022 |  | 2018 | 2019 | 2020 | 2021 | 2022
Purchase Mobile DC Power Systems Yr 1 | 0 | 966200 | 0 | 0 | 0 |  | 0 | 0 | 0 | 0 | 0 | Total | 9289500 | 7489140 | 5532500 | 4480000 | 2950000
Replace BUC T1 w Spare Yr 1 | 0 | 2335100 | 0 | 0 | 0 |  | 0 | 0 | 0 | 0 | 0
Implement Terminal Station Flood Mitigation Yr 1 | 0 | 973800 | 0 | 0 | 0 |  | 0 | 0 | 0 | 0 | 0
Install Recloser Remote Control Yr 1 | 0 | 338700 | 0 | 0 | 0 |  | 0 | 0 | 0 | 0 | 0
VAR - Upgrade Circuit Breakers Yr 3 | 15408800 | 0 | 0 | 0 | 0 |  | 0 | 0 | 0 | 0 | 0
VAR - Upgrade Circuit Breakers Yr 4 | 0 | 6597500 | 0 | 0 | 0 |  | 0 | 0 | 0 | 0 | 0
VAR - Upgrade Circuit Breakers Yr 5 | 0 | 0 | 11117000 | 0 | 0 |  | 0 | 0 | 0 | 0 | 0
Replace Battery Banks and Chargers - Various locations 2018 - 2019 Yr 1 | 0 | 937900 | 0 | 0 | 0 |  | 0 | 0 | 0 | 0 | 0
Replace Protective Relays Yr 1 | 0 | 7535500 | 0 | 0 | 0 |  | 0 | 0 | 0 | 0 | 0
Upgrade Fault Recorders Yr 1 | 0 | 1026900 | 0 | 0 | 0 |  | 0 | 0 | 0 | 0 | 0
Upgrade Data Alarm Management Yr 1 | 0 | 611400 | 0 | 0 | 0 |  | 0 | 0 | 0 | 0 | 0
Install Breaker Failure Protection Yr 1 | 0 | 855500 | 0 | 0 | 0 |  | 0 | 0 | 0 | 0 | 0
Upgrade Equipment Foundations Yr 1 | 367100 | 0 | 0 | 0 | 0 |  | 0 | 0 | 0 | 0 | 0
Replace Instrument Transformers Yr 1 | 0 | 1181100 | 0 | 0 | 0 |  | 0 | 0 | 0 | 0 | 0
Replace Disconnects Yr 1 | 0 | 1966880 | 0 | 0 | 0 |  | 0 | 0 | 0 | 0 | 0
Replace Surge Arrestors Yr 1 | 289440 | 0 | 0 | 0 | 0 |  | 0 | 0 | 0 | 0 | 0
Replace Surge Arrestors Yr 1 | -72360 | 0 | 0 | 0 | 0 |  | 0 | 0 | 0 | 0 | 0
Install Fire Protection Yr 1 | 0 | 765100 | 0 | 0 | 0 |  | 0 | 0 | 0 | 0 | 0
Replace Insulators Yr 1 | 0 | 961800 | 0 | 0 | 0 |  | 0 | 0 | 0 | 0 | 0
Perform Grounding Upgrades Yr 1 | 0 | 293800 | 0 | 0 | 0 |  | 0 | 0 | 0 | 0 | 0
Upgrade Power Transformers Yr 1 | 1729700 | 0 | 0 | 0 | 0 | x | 1729700 | 0 | 0 | 0 | 0
Upgrade Power Transformers Yr 2 | 0 | 2479440 | 0 | 0 | 0 | x | 0 | 2479440 | 0 | 0 | 0
Upgrade Terminal Station for Mobile Substation - STA Yr 1 | 0 | 0 | 492000 | 0 | 0 | x | 0 | 0 | 492000 | 0 | 0
Upgrade Fault Recorders Yr 1 | 0 | 623500 | 0 | 0 | 0 | x | 0 | 623500 | 0 | 0 | 0
Upgrade Data Alarm Management Yr 1 | 0 | 0 | 509440 | 0 | 0 |  | 0 | 0 | 0 | 0 | 0
Install Breaker Failure Protection Yr 1 | 0 | 0 | 436950 | 0 | 0 |  | 0 | 0 | 0 | 0 | 0
Upgrade Equipment Foundations Yr 1 | 0 | 306300 | 0 | 0 | 0 |  | 0 | 0 | 0 | 0 | 0
Replace Instrument Transformers Yr 1 | 0 | 0 | 1100100 | 0 | 0 |  | 0 | 0 | 0 | 0 | 0
Replace Disconnects Yr 1 | 0 | 0 | 2350600 | 0 | 0 |  | 0 | 0 | 0 | 0 | 0
Replace Surge Arrestors Yr 1 | 0 | 130960 | 0 | 0 | 0 |  | 0 | 0 | 0 | 0 | 0
Install Fire Protection Yr 1 | 0 | 0 | 883400 | 0 | 0 |  | 0 | 0 | 0 | 0 | 0
Upgrade Tranformer Paralleling Yr 1 | 0 | 0 | 301800 | 0 | 0 | x | 0 | 0 | 301800 | 0 | 0
Replace Insulators Yr 1 | 0 | 0 | 988700 | 0 | 0 |  | 0 | 0 | 0 | 0 | 0
Perform Grounding Upgrades Yr 1 | 0 | 0 | 1845500 | 0 | 0 |  | 0 | 0 | 0 | 0 | 0
Upgrade Power Transformers Yr 1 | 0 | 4386200 | 0 | 0 | 0 | x | 0 | 4386200 | 0 | 0 | 0
Upgrade Power Transformers Yr 2 | 0 | 0 | 4738700 | 0 | 0 | x | 0 | 0 | 4738700 | 0 | 0
Cable Upgrades Yr 1 | 0 | 0 | 0 | 500000 | 0 | x | 0 | 0 | 0 | 500000 | 0
Replace Protective Relays (Proper) Yr 1 | 0 | 0 | 4579200 | 0 | 0 |  | 0 | 0 | 0 | 0 | 0
Breaker Reclosing Yr 1 | 0 | 0 | 367600 | 0 | 0 |  | 0 | 0 | 0 | 0 | 0
Refurbish Control Buildings Yr 1 | 0 | 650300 | 0 | 0 | 0 |  | 0 | 0 | 0 | 0 | 0
Terminal Station In-Service Failures Yr 1 | 0 | 1000400 | 0 | 0 | 0 |  | 0 | 0 | 0 | 0 | 0
Perform Wood Pole Line Management Program Yr 1 | 0 | 2220300 | 0 | 0 | 0 |  | 0 | 0 | 0 | 0 | 0
Perform Wood Pole Line Management Program Yr 2 | 0 | 0 | 3439080 | 0 | 0 |  | 0 | 0 | 0 | 0 | 0
Perform Wood Pole Line Management Program Yr 3 | 0 | 0 | 0 | 3043170 | 0 |  | 0 | 0 | 0 | 0 | 0
Perform Wood Pole Line Management Program Yr 4 | 0 | 0 | 0 | 0 | 2696220 |  | 0 | 0 | 0 | 0 | 0
Perform Wood Pole Line Management Program Yr 5 | 0 | 0 | 0 | 0 | 0 |  | 0 | 0 | 0 | 0 | 0
Install Recloser Remote Control Yr 1 | 0 | 0 | 386000 | 0 | 0 |  | 0 | 0 | 0 | 0 | 0
Energy Efficiency Improvements - Various Yr 1 | -276200 | 0 | 0 | 0 | 0 |  | 0 | 0 | 0 | 0 | 0
Energy Efficiency Improvements - Various Yr 2 | 0 | -168900 | 0 | 0 | 0 |  | 0 | 0 | 0 | 0 | 0
Increase Fuel and Water Treatment System Capacity Yr 1 | 0 | -8829900 | 0 | 0 | 0 |  | 0 | 0 | 0 | 0 | 0
Increase Fuel and Water Treatment System Capacity Yr 2 | 0 | -3012700 | 0 | 0 | 0 |  | 0 | 0 | 0 | 0 | 0
Upgrade Aluminum Support Structures Yr 1 | 287600 | 0 | 0 | 0 | 0 |  | 0 | 0 | 0 | 0 | 0
Replacement due to In-Service Failure Yr 1 | 1000000 | 0 | 0 | 0 | 0 |  | 0 | 0 | 0 | 0 | 0
Wood Pole Line Management (2018) Yr 1 | 3532900 | 0 | 0 | 0 | 0 |  | 0 | 0 | 0 | 0 | 0
Wood Pole Line Management (2018) Yr 2 | 0 | 2449890 | 0 | 0 | 0 |  | 0 | 0 | 0 | 0 | 0
Wood Pole Line Management (2018) Yr 3 | 0 | 0 | 1940940 | 0 | 0 |  | 0 | 0 | 0 | 0 | 0
Wood Pole Line Management (2018) Yr 4 | 0 | 0 | 0 | 2878830 | 0 |  | 0 | 0 | 0 | 0 | 0
Wood Pole Line Management (2018) Yr 5 | 0 | 0 | 0 | 0 | 2944800 |  | 0 | 0 | 0 | 0 | 0
MAK - Replace Genset Unit 2059 (635 up 910 kW) & Building Expansion Yr 1 | -604200 | 0 | 0 | 0 | 0 |  | 0 | 0 | 0 | 0 | 0
MAK - Replace Genset Unit 2059 (635 up 910 kW) & Building Expansion Yr 2 | 0 | -4703400 | 0 | 0 | 0 |  | 0 | 0 | 0 | 0 | 0
Install Energy Efficient Lighting in Diesel Plants Yr 1 | -104000 | 0 | 0 | 0 | 0 |  | 0 | 0 | 0 | 0 | 0
Install Energy Efficient Lighting in Diesel Plants Yr 2 | 0 | -119000 | 0 | 0 | 0 |  | 0 | 0 | 0 | 0 | 0
Install Energy Efficient Lighting in Diesel Plants Yr 3 | 0 | 0 | -122300 | 0 | 0 |  | 0 | 0 | 0 | 0 | 0
Upgrade Terminal Station Equipment Foundations (based on 2019) Yr 1 | 0 | 0 | 321390 | 0 | 0 |  | 0 | 0 | 0 | 0 | 0
Replace Instrument Transformers Yr 1 | 0 | 0 | 0 | 720000 | 0 |  | 0 | 0 | 0 | 0 | 0
Replace Protective Relays - Various Yr 1 | 0 | 0 | 0 | 1260000 | 0 |  | 0 | 0 | 0 | 0 | 0
Replace Disconnect Switches - Various Yr 1 | 0 | 0 | 0 | 1125000 | 0 |  | 0 | 0 | 0 | 0 | 0
Replace Surge Arresters - Various (based on 2019) Yr 1 | 0 | 0 | 189000 | 0 | 0 |  | 0 | 0 | 0 | 0 | 0
Install Fire protection in 230kV Terminal Stations Yr 1 | 0 | 0 | 0 | 650000 | 0 |  | 0 | 0 | 0 | 0 | 0
Install Fault Recorder System for 2020- IRV Yr 1 | 0 | 0 | 597300 | 0 | 0 |  | 0 | 0 | 0 | 0 | 0
Upgrade Data Alarm Management Yr 1 | 0 | 0 | 0 | 270000 | 0 |  | 0 | 0 | 0 | 0 | 0
Install Breaker Failure Protection - Various Yr 1 | 0 | 0 | 0 | 274900 | 0 |  | 0 | 0 | 0 | 0 | 0
Upgrade Terminal Station for Mobile Substation (copy of 2017-18) Yr 1 | 0 | 0 | 0 | 1512800 | 0 |  | 0 | 0 | 0 | 0 | 0
Replace Insulators - Various Yr 1 | 0 | 0 | 0 | 405000 | 0 |  | 0 | 0 | 0 | 0 | 0
Perform Grounding Upgrades - Various Yr 1 | 0 | 0 | 0 | 1000000 | 0 |  | 0 | 0 | 0 | 0 | 0
Upgrade Power Transformers - Various Yr 1 | 0 | 0 | 0 | 3780000 | 0 | x | 0 | 0 | 0 | 3780000 | 0
Refurbish TS Control Buildings Yr 1 | 0 | 0 | 676800 | 0 | 0 |  | 0 | 0 | 0 | 0 | 0
Install Drainage to Stop Surface Flooding - VAR (based on 2017-18) Yr 1 | 0 | 0 | 0 | 524900 | 0 |  | 0 | 0 | 0 | 0 | 0
Replace Corroded Junction Boxes Yr 1 | 0 | 0 | 200100 | 0 | 0 |  | 0 | 0 | 0 | 0 | 0
Replace Corroded Junction Boxes Yr 2 | 0 | 0 | 0 | 200000 | 0 |  | 0 | 0 | 0 | 0 | 0
Upgrade Station Lighting Yr 1 | 0 | 0 | 200000 | 0 | 0 |  | 0 | 0 | 0 | 0 | 0
Upgrade Station Lighting Yr 2 | 0 | 0 | 0 | 200000 | 0 |  | 0 | 0 | 0 | 0 | 0
Install Fire Barrier - between T10 & T11 and T10 & T12 Yr 1 | 0 | 0 | 0 | 1369200 | 0 |  | 0 | 0 | 0 | 0 | 0
Install Fire Barriers Yr 1 | 0 | 0 | 100100 | 0 | 0 |  | 0 | 0 | 0 | 0 | 0
Install Fire Barriers Yr 2 | 0 | 0 | 0 | 400000 | 0 |  | 0 | 0 | 0 | 0 | 0
Install Fire Barriers Yr 3 | 0 | 0 | 0 | 0 | 300000 |  | 0 | 0 | 0 | 0 | 0
Fire Separation Wall between Transformers Yr 1 | 0 | 0 | 300000 | 0 | 0 |  | 0 | 0 | 0 | 0 | 0
SOK, DLS - Upgrade Control Building for Staff Working Spaces Yr 1 | 0 | 0 | 0 | 1226800 | 0 |  | 0 | 0 | 0 | 0 | 0
DHR - Control Building Replacement Yr 1 | 0 | 0 | 0 | 821100 | 0 |  | 0 | 0 | 0 | 0 | 0
Upgrade AC_DC Station Service Yr 1 | 0 | 0 | 75000 | 0 | 0 |  | 0 | 0 | 0 | 0 | 0
Upgrade AC_DC Station Service Yr 2 | 0 | 0 | 0 | 75000 | 0 |  | 0 | 0 | 0 | 0 | 0
Upgrade Reclosing for Circuit Breakers -Various Yr 1 | 0 | 0 | 100000 | 0 | 0 |  | 0 | 0 | 0 | 0 | 0
Purchase Mobile Substation Yr 1 | 0 | 0 | 0 | 4699700 | 0 |  | 0 | 0 | 0 | 0 | 0
Replacement Due To In-Service Failure (copy of 2019) Yr 1 | 0 | 0 | 1000000 | 0 | 0 |  | 0 | 0 | 0 | 0 | 0
Perform Wood Pole Line Management Program Yr 1 | 0 | 0 | 0 | 0 | 0 |  | 0 | 0 | 0 | 0 | 0
Conduct Lidar Surveys Yr 1 | 0 | 0 | 250800 | 0 | 0 |  | 0 | 0 | 0 | 0 | 0
Recloser Remote Control 2020 (copy of 2019) Yr 1 | 0 | 0 | 0 | 550000 | 0 |  | 0 | 0 | 0 | 0 | 0
Upgrade Terminal Station Equipment Foundations (based on 2019) Yr 1 | 0 | 0 | 0 | 450090 | 0 |  | 0 | 0 | 0 | 0 | 0
Replace Instrument Transformers (based on 2019) Yr 1 | 0 | 0 | 0 | 0 | 540000 |  | 0 | 0 | 0 | 0 | 0
Replace Protective Relays - Various (based on 2019) Yr 1 | 0 | 0 | 0 | 0 | 990090 |  | 0 | 0 | 0 | 0 | 0
Replace Disconnect Switches - Various (based on 2019) Yr 1 | 0 | 0 | 0 | 0 | 900000 |  | 0 | 0 | 0 | 0 | 0
Replace Surge Arresters - Various Yr 1 | 0 | 0 | 0 | 180000 | 0 |  | 0 | 0 | 0 | 0 | 0
Install Fire protection in 230kV Terminal Stations (based on WAV&HWD) Yr 1 | 0 | 0 | 0 | 0 | 650000 |  | 0 | 0 | 0 | 0 | 0
Upgrade Fault Recorder System Yr 1 | 0 | 0 | 0 | 450100 | 0 |  | 0 | 0 | 0 | 0 | 0
Upgrade Data Alarm Management (based on 2019-20) Yr 1 | 0 | 0 | 0 | 0 | 350000 |  | 0 | 0 | 0 | 0 | 0
Install Breaker Failure Protection - Various (based on 2018-19) Yr 1 | 0 | 0 | 0 | 0 | 315000 |  | 0 | 0 | 0 | 0 | 0
Upgrade Terminal Station for Mobile Substation (copy of BCV) Yr 1 | 0 | 0 | 0 | 0 | 1554500 |  | 0 | 0 | 0 | 0 | 0
Perform Grounding Upgrades - Various (based on 2019-20) Yr 1 | 0 | 0 | 0 | 450000 | 0 |  | 0 | 0 | 0 | 0 | 0
Perform Grounding Upgrades - Various (based on 2019-20) Yr 2 | 0 | 0 | 0 | 0 | 450000 |  | 0 | 0 | 0 | 0 | 0
Upgrade Power Transformers - Various (based on 2019-20) Yr 1 | 0 | 0 | 0 | 0 | 2500000 | x | 0 | 0 | 0 | 0 | 2500000
Upgrade Cables (based on 2019-20) Yr 1 | 0 | 0 | 0 | 200000 | 0 | x | 0 | 0 | 0 | 200000 | 0
Upgrade Cables (based on 2019-20) Yr 2 | 0 | 0 | 0 | 0 | 450000 | x | 0 | 0 | 0 | 0 | 450000
Refurbish TS Control Buildings Yr 1 | 0 | 0 | 0 | 625860 | 0 |  | 0 | 0 | 0 | 0 | 0
Upgrade Circuit Breakers Yr 1 | 0 | 0 | 0 | 9405000 | 0 |  | 0 | 0 | 0 | 0 | 0
Upgrade AC_DC Station Service Yr 1 | 0 | 0 | 0 | 67500 | 0 |  | 0 | 0 | 0 | 0 | 0
Upgrade AC_DC Station Service Yr 2 | 0 | 0 | 0 | 0 | 67500 |  | 0 | 0 | 0 | 0 | 0
Upgrade Reclosing for Circuit Breakers -Various (copy of 2019) Yr 1 | 0 | 0 | 0 | 270090 | 0 |  | 0 | 0 | 0 | 0 | 0
Replacement Due To In-Service Failure (copy of 2019) Yr 1 | 0 | 0 | 0 | 1000000 | 0 |  | 0 | 0 | 0 | 0 | 0
Perform Wood Pole Line Management Program Yr 1 | 0 | 0 | 0 | 0 | 0 |  | 0 | 0 | 0 | 0 | 0
Conduct Lidar Surveys Yr 1 | 0 | 0 | 0 | 256400 | 0 |  | 0 | 0 | 0 | 0 | 0
Recloser Remote Control (copy of 2019) Yr 1 | 0 | 0 | 0 | 0 | 563300 |  | 0 | 0 | 0 | 0 | 0
Replace Battery Banks and Chargers - Various locations Yr 1 | 0 | 0 | 0 | 437130 | 0 |  | 0 | 0 | 0 | 0 | 0
Replace HD Off Road Track Unit 7954 Yr 1 | -200000 | 0 | 0 | 0 | 0 |  | 0 | 0 | 0 | 0 | 0
Install Protective Guards in Turbine Pits Yr 1 | -248200 | 0 | 0 | 0 | 0 |  | 0 | 0 | 0 | 0 | 0
Install Protective Guards in Turbine Pits Yr 2 | 0 | -292800 | 0 | 0 | 0 |  | 0 | 0 | 0 | 0 | 0
Replace Air Conditioners Yr 1 | 74500 | 0 | 0 | 0 | 0 |  | 0 | 0 | 0 | 0 | 0
Replace Protective Relays - Various Sites | 1816800 | 0 | 0 | 0 | 0 |  | 0 | 0 | 0 | 0 | 0
Install Breaker Failure Protection - Various Sites | 623000 | 0 | 0 | 0 | 0 |  | 0 | 0 | 0 | 0 | 0
Replace Electromechanical Timers - Various Sites | 198000 | 0 | 0 | 0 | 0 |  | 0 | 0 | 0 | 0 | 0
Replace Instrument Transformers - Various Sites | 1345200 | 0 | 0 | 0 | 0 |  | 0 | 0 | 0 | 0 | 0
Replace Disconnects - Various Sites | 3369600 | 0 | 0 | 0 | 0 |  | 0 | 0 | 0 | 0 | 0
Install Fire Protection - Various Sites | 926800 | 0 | 0 | 0 | 0 |  | 0 | 0 | 0 | 0 | 0
Replace Insulators - Various Sites | 971800 | 0 | 0 | 0 | 0 |  | 0 | 0 | 0 | 0 | 0
Perform Grounding Upgrades - Various Sites | 1719500 | 0 | 0 | 0 | 0 |  | 0 | 0 | 0 | 0 | 0
Upgrade Power Transformers - Various Sites | 7089400 | 0 | 0 | 0 | 0 | x | 7089400 | 0 | 0 | 0 | 0
Cable Upgrades - Various Sites | 470400 | 0 | 0 | 0 | 0 | x | 470400 | 0 | 0 | 0 | 0
TL 267 BDE to WAV | 86932.0115 | 0 | 0 | 0 | 0 |  | 0 | 0 | 0 | 0 | 0
TL 267 BDE to WAV | 86300.1268 | 0 | 0 | 0 | 0 |  | 0 | 0 | 0 | 0 | 0
TL 267 BDE to WAV | 181121.121 | 0 | 0 | 0 | 0 |  | 0 | 0 | 0 | 0 | 0
TL 267 BDE to WAV | 15816.2643 | 0 | 0 | 0 | 0 |  | 0 | 0 | 0 | 0 | 0
TL 267 BDE to WAV | 127162.001 | 0 | 0 | 0 | 0 |  | 0 | 0 | 0 | 0 | 0
TL 267 BDE to WAV | 146118.5407 | 0 | 0 | 0 | 0 |  | 0 | 0 | 0 | 0 | 0
TL 267 BDE to WAV | 313299.9036 | 0 | 0 | 0 | 0 |  | 0 | 0 | 0 | 0 | 0
TL 267 BDE to WAV | 1550702.399 | 0 | 0 | 0 | 0 |  | 0 | 0 | 0 | 0 | 0
TL 267 BDE to WAV | 277186.7374 | 0 | 0 | 0 | 0 |  | 0 | 0 | 0 | 0 | 0
TL 267 BDE to WAV | 212677.0582 | 0 | 0 | 0 | 0 |  | 0 | 0 | 0 | 0 | 0
TL 267 BDE to WAV | 2489.2428 | 0 | 0 | 0 | 0 |  | 0 | 0 | 0 | 0 | 0
TL 267 BDE to WAV | 336813.6725 | 0 | 0 | 0 | 0 |  | 0 | 0 | 0 | 0 | 0
TL 267 BDE to WAV | 1493.5457 | 0 | 0 | 0 | 0 |  | 0 | 0 | 0 | 0 | 0
TL 267 BDE to WAV | 29985.7994 | 0 | 0 | 0 | 0 |  | 0 | 0 | 0 | 0 | 0
TL 267 BDE to WAV | 9358250.1068 | 0 | 0 | 0 | 0 |  | 0 | 0 | 0 | 0 | 0
TL 267 BDE to WAV | 306818.2991 | 0 | 0 | 0 | 0 |  | 0 | 0 | 0 | 0 | 0
TL 267 BDE to WAV | 306818.2991 | 0 | 0 | 0 | 0 |  | 0 | 0 | 0 | 0 | 0
TL 267 BDE to WAV | 85084.2271 | 0 | 0 | 0 | 0 |  | 0 | 0 | 0 | 0 | 0
TL 267 BDE to WAV | 85084.2271 | 0 | 0 | 0 | 0 |  | 0 | 0 | 0 | 0 | 0
TL 267 BDE to WAV | 21675.5602 | 0 | 0 | 0 | 0 |  | 0 | 0 | 0 | 0 | 0
TL 267 BDE to WAV | 25696.6426 | 0 | 0 | 0 | 0 |  | 0 | 0 | 0 | 0 | 0
TL 267 BDE to WAV | 239005.5869 | 0 | 0 | 0 | 0 |  | 0 | 0 | 0 | 0 | 0
TL 267 BDE to WAV | 1328068.3704 | 0 | 0 | 0 | 0 |  | 0 | 0 | 0 | 0 | 0
TL 267 BDE to WAV | 88080.8928 | 0 | 0 | 0 | 0 |  | 0 | 0 | 0 | 0 | 0
TL 267 BDE to WAV | 3701044.1925 | 0 | 0 | 0 | 0 |  | 0 | 0 | 0 | 0 | 0
TL 267 BDE to WAV | 9746.3429 | 0 | 0 | 0 | 0 |  | 0 | 0 | 0 | 0 | 0
TL 267 BDE to WAV | 108626.7191 | 0 | 0 | 0 | 0 |  | 0 | 0 | 0 | 0 | 0

## Investment Evaluation, mid 18
| GDP Deflator |  | USD/CAD Exchange | [6 empty] | Nalcor Energy
[10 empty] | Exchange Rate Forecast |  |  | 2018-08-30
2019 | 1.0196 | 0.019574 | 1.259 |  | 2017 Results
2020 | 1.0395 | 0.019556 |  |  | Month | Brent | NLH No. 6 |  |  |  | Exchange Rate
2021 | 1.0598 | 0.01951 |  |  | J | 54.6 | 75.5 | 0.72318 | 1.3828 |  | 1 CAD -> USD | 1 USD -> CAD | 2018-09-01 | 2018-10-01 | 2018-11-01 | 2018-12-01
2022 | 1.0804 | 0.019478 | WACC |  | F | 55 | 72.5 | 0.75862 | 1.3182 |  | 2018-09-01 | 2018-09-01
2023 | 1.1015 | 0.019478 | 0.75 | 0.0503 | M | 56.25 | 71.4 | 0.78782 | 1.2693 | 2018-01-01 | 1.2427 | 0.8047 | 1.2427
2024 | 1.1229 | 0.019478 | 0.25 | 0.085 | A | 57.15 | 70.1 | 0.81526 | 1.2266 | 2018-02-01 | 1.2586 | 0.79453 | 1.2586
2025 | 1.1448 | 0.019478 |  | 0.058975 | M | 59 | 69.6 | 0.8477 | 1.1797 | 2018-03-01 | 1.2932 | 0.77328 | 1.2932
2026 | 1.1671 | 0.019478 |  | 0.058975 | J | 60.25 | 70.4 | 0.85582 | 1.1685 | 2018-04-01 | 1.2733 | 0.78536 | 1.2733
2027 | 1.1898 | 0.019478 |  |  | J | 60.5 | 71.3 | 0.84853 | 1.1785 | 2018-05-01 | 1.2873 | 0.77682 | 1.2873
2028 | 1.213 | 0.019478 |  |  | A | 62 | 73.4 | 0.84469 | 1.1839 | 2018-06-01 | 1.3129 | 0.76167 | 1.3129
2029 | 1.2366 | 0.019478 |  |  | S | 63 | 73.6 | 0.85598 | 1.1683 | 2018-07-01 | 1.313 | 0.76161 | 1.313
2030 | 1.2607 | 0.019478 |  |  | O | 65 | 79.2 | 0.82071 | 1.2185 | 2018-08-01 | 1.3049 | 0.76634 | 1.3049
2031 | 1.2853 | 0.019478 |  |  | N | 66 | 82.3 | 0.80194 | 1.247 | 2018-09-01 | 1.2774 | 0.78284 | 1.2774
2032 | 1.3103 | 0.019478 |  |  | D | 67 | 82.6 | 0.81114 | 1.2328 | 2018-10-01 | 1.2685 | 0.78832 | 1.2685
2033 | 1.3358 | 0.019478 | [7 empty] | 2018-11-01 | 1.265 | 0.79052 | 1.265
2034 | 1.3619 | 0.019478 |  |  |  |  | Average | 0.81428 | 1.2312 | 2018-12-01 | 1.2615 | 0.79273 | 1.2615
2035 | 1.3884 | 0.019478 | [7 empty] | 2019-01-01 | 1.259 | 0.79428 | 1.259
[6 empty] | Brent 2018: | 68.4 |  |  | 2019-02-01 | 1.2572 | 0.79541 | 1.2572
[6 empty] | NLH. No. 6: | 86.1156 |  |  | 2019-03-01 | 1.2554 | 0.79655 | 1.2554
| Average, '18-'19 |  |  |  |  | $/MMBTU: | 14.8475 |  |  | 2019-04-01 | 1.2543 | 0.79727 | 1.2543
|  | 0.019565 | [7 empty] | 2019-05-01 | 1.2538 | 0.79756 | 1.2538
[10 empty] | 2019-06-01 | 1.2534 | 0.79785 | 1.2534
[10 empty] | 2019-07-01 | 1.2535 | 0.79777 | 1.2535
[10 empty] | 2019-08-01 | 1.2543 | 0.79726 | 1.2543
[10 empty] | 2019-09-01 | 1.2551 | 0.79674 | 1.2551
[10 empty] | 2019-10-01 | 1.2563 | 0.79598 | 1.2563
[10 empty] | 2019-11-01 | 1.2578 | 0.79501 | 1.2578
[10 empty] | 2019-12-01 | 1.2594 | 0.79404 | 1.2594
[10 empty] | 2018 | 1.2799 | 0.78134 | 1.2799
[10 empty] | 2019 | 1.2558 | 0.79631 | 1.2558
[10 empty] | 2020 | 1.2392 | 0.80696 | 1.2392
[10 empty] | 2021 | 1.2626 | 0.79203 | 1.2626
[10 empty] | 2022 | 1.2702 | 0.78725 | 1.2702
[10 empty] | 2023 | 1.2702 | 0.78725 | 1.2702
[10 empty] | 2024 | 1.2702 | 0.78725 | 1.2702
[10 empty] | 2025 | 1.2702 | 0.78725 | 1.2702
[10 empty] | 2026 | 1.2702 | 0.78725 | 1.2702
[10 empty] | 2027 | 1.2702 | 0.78725 | 1.2702
[10 empty] | 2028 | 1.2702 | 0.78725 | 1.2702
[10 empty] | 2029 | 1.2702 | 0.78725 | 1.2702
[10 empty] | 2030 | 1.2702 | 0.78725 | 1.2702
[10 empty] | 2031 | 1.2702 | 0.78725 | 1.2702
[10 empty] | 2032 | 1.2702 | 0.78725 | 1.2702
[10 empty] | 2033 | 1.2702 | 0.78725 | 1.2702
[10 empty] | 2034 | 1.2702 | 0.78725 | 1.2702
[10 empty] | 2035 | 1.2702 | 0.78725 | 1.2702
[10 empty] | 2036 | 1.2702 | 0.78725 | 1.2702
[10 empty] | 2037 | 1.2702 | 0.78725 | 1.2702
[10 empty] | 2038 | 1.2702 | 0.78725 | 1.2702
[10 empty] | 2039 | 1.2702 | 0.78725 | 1.2702
[10 empty] | 2040 | 1.2702 | 0.78725 | 1.2702
Source:
Short term based on Advisors forecast Long term based on the Conference Board of Canada's exchange rate methodology adjusted for PIRA Oil prices
Investment Evaluation
Nalcor Energy

## ECC
[8 empty] | Economic Carrying Charge Rate, Nominal (%) |  |  | GDP Deflator | [5 empty] | COMPARATIVE PROOF: ACCOUNTING COSTS AND ECONOMIC CARRYING CHARGES
|  |  | Offical Weighted Average Cost of Capital* |  |  | Life of Facilities | [11 empty] | Initial Investment:
|  |  |  | Cost Rate | Weights | CT | 30 | CT | 5.454% | 2019 | 1.0196 | 0.019574 |  |  |  |  | 0 |  | 100
|  |  | Debt | 5.03% | 75% | Generation | 30 | Generation | 5.526% | 2020 | 1.0395 | 0.019556 |  |  |  |  | 1 | 0.05526 | 96.6667 | 3.3333 | 5.8975 | 9.2308 | 0.94431 | 8.7168 | 5.2182
|  |  | Equity | 8.5% | 25% | Transmisison | 50 | Transmisison | 4.267% | 2021 | 1.0598 | 0.01951 |  |  |  |  | 2 | 0.056572 | 93.3333 | 3.3333 | 5.7009 | 9.0343 | 0.89172 | 8.056 | 5.0446
|  |  |  | Overall Cost Rate: | 5.897% | Gen/Common | 25 | Gen/Common | 6.56% | 2022 | 1.0804 | 0.019478 |  |  |  |  | 3 | 0.057914 | 90 | 3.3333 | 5.5043 | 8.8377 | 0.84206 | 7.4418 | 4.8767
|  |  |  | Policy Cost Rate: | 5.897% |  |  |  |  | 2023 | 1.1015 | 0.019478 |  |  |  |  | 4 | 0.059289 | 86.6667 | 3.3333 | 5.3078 | 8.6411 | 0.79516 | 6.8711 | 4.7144
|  |  | * Corporate Assumptions October, 2018 |  |  | Expected Inflation, Overall |  |  |  | 2024 | 1.1229 | 0.019478 |  |  |  |  | 5 | 0.060696 | 83.3333 | 3.3333 | 5.1112 | 8.4445 | 0.75088 | 6.3408 | 4.5576
[6 empty] | Overall | 1.957% |  |  | 2025 | 1.1448 | 0.019478 |  |  |  |  | 6 | 0.062137 | 80 | 3.3333 | 4.9146 | 8.2479 | 0.70906 | 5.8483 | 4.4059
|  |  | Expected Real Escalation for G&T, HW Analysis Basis, '17 | [6 empty] | 2026 | 1.1671 | 0.019478 |  |  |  |  | 7 | 0.063612 | 76.6667 | 3.3333 | 4.718 | 8.0513 | 0.66958 | 5.391 | 4.2593
[6 empty] | Expected Inflation, Equip't |  |  |  | 2027 | 1.1898 | 0.019478 |  |  |  |  | 8 | 0.065121 | 73.3333 | 3.3333 | 4.5214 | 7.8548 | 0.63229 | 4.9665 | 4.1175
|  |  | CT | 1.0052 |  | CT | 2.485% |  |  | 2028 | 1.213 | 0.019478 |  |  |  |  | 9 | 0.066667 | 70 | 3.3333 | 4.3248 | 7.6582 | 0.59707 | 4.5725 | 3.9805
|  |  | Generation | 1.0041 |  | Generation | 2.374% |  |  | 2029 | 1.2366 | 0.019478 |  |  |  |  | 10 | 0.06825 | 66.6667 | 3.3333 | 4.1283 | 7.4616 | 0.56382 | 4.207 | 3.8481
|  |  | Transmission | 1.0048 |  | Transmission | 2.443% |  |  | 2030 | 1.2607 | 0.019478 |  |  |  |  | 11 | 0.069869 | 63.3333 | 3.3333 | 3.9317 | 7.265 | 0.53242 | 3.8681 | 3.72
[6 empty] | Gen/Common | 1.957% |  |  | 2031 | 1.2853 | 0.019478 |  |  |  |  | 12 | 0.071528 | 60 | 3.3333 | 3.7351 | 7.0684 | 0.50277 | 3.5538 | 3.5962
[10 empty] | 2032 | 1.3103 | 0.019478 |  |  |  |  | 13 | 0.073226 | 56.6667 | 3.3333 | 3.5385 | 6.8718 | 0.47477 | 3.2626 | 3.4766
[10 empty] | 2033 | 1.3358 | 0.019478 |  |  |  |  | 14 | 0.074964 | 53.3333 | 3.3333 | 3.3419 | 6.6753 | 0.44833 | 2.9927 | 3.3609
[10 empty] | 2034 | 1.3619 | 0.019478 |  |  |  |  | 15 | 0.076743 | 50 | 3.3333 | 3.1453 | 6.4787 | 0.42336 | 2.7428 | 3.249
[10 empty] | 2035 | 1.3884 | 0.019478 |  |  |  |  | 16 | 0.078564 | 46.6667 | 3.3333 | 2.9488 | 6.2821 | 0.39979 | 2.5115 | 3.1409
[17 empty] | 17 | 0.080429 | 43.3333 | 3.3333 | 2.7522 | 6.0855 | 0.37752 | 2.2974 | 3.0364
[17 empty] | 18 | 0.082338 | 40 | 3.3333 | 2.5556 | 5.8889 | 0.3565 | 2.0994 | 2.9353
[11 empty] | Average, '18-'19 | [5 empty] | 19 | 0.084292 | 36.6667 | 3.3333 | 2.359 | 5.6923 | 0.33664 | 1.9163 | 2.8377
[12 empty] | 0.019565 |  |  |  |  | 20 | 0.086293 | 33.3333 | 3.3333 | 2.1624 | 5.4958 | 0.3179 | 1.7471 | 2.7432
[17 empty] | 21 | 0.088341 | 30 | 3.3333 | 1.9658 | 5.2992 | 0.30019 | 1.5908 | 2.6519
[17 empty] | 22 | 0.090438 | 26.6667 | 3.3333 | 1.7693 | 5.1026 | 0.28347 | 1.4465 | 2.5637
EXAMPLE AND PROOF: ECONOMIC CARRYING CHARGE | [16 empty] | 23 | 0.092585 | 23.3333 | 3.3333 | 1.5727 | 4.906 | 0.26769 | 1.3133 | 2.4784
Cost of Capital |  | Relative Factor | [14 empty] | 24 | 0.094782 | 20 | 3.3333 | 1.3761 | 4.7094 | 0.25278 | 1.1904 | 2.3959
| Inflation |  | Service Life | [13 empty] | 25 | 0.097032 | 16.6667 | 3.3333 | 1.1795 | 4.5128 | 0.2387 | 1.0772 | 2.3162
0.058975 | 0.024854 | 1.0333 | 30 | [13 empty] | 26 | 0.099335 | 13.3333 | 3.3333 | 0.98292 | 4.3163 | 0.22541 | 0.97292 | 2.2391
|  |  | End of Period Depreciated Investment |  | Accounting-Based Annual Carrying Charges | [11 empty] | 27 | 0.10169 | 10 | 3.3333 | 0.78633 | 4.1197 | 0.21286 | 0.8769 | 2.1646
[13 empty] | Economic Carrying Charge Rate |  |  |  | 28 | 0.10411 | 6.6667 | 3.3333 | 0.58975 | 3.9231 | 0.201 | 0.78855 | 2.0926
[10 empty] | Economic Carrying Charge | [6 empty] | 29 | 0.10658 | 3.3333 | 3.3333 | 0.39317 | 3.7265 | 0.18981 | 0.70732 | 2.0229
|  | Time |  | Annual Depreciation |  | Accounting Costs |  | Levelized Charges | [5 empty] | Simplified Version |  | Discount Factor | 30 | 0.10911 | 2.7534e-14 | 3.3333 | 0.19658 | 3.5299 | 0.17924 | 0.63269 | 1.9556
|  | 0 | 182204 |  |  | Nominal | Discounted | Nominal | Discounted | Nominal | Discounted | [5 empty] | 31 | 0.1117 | -3.3333 | 3.3333 | 1.6238e-15 | 3.3333 | 0.16926 | 0.56419 | 1.8905
|  | 1 | 176130.5333 | 6073.4667 | 10745.4809 | 16818.9476 | 15882.2895 | 13092.0703 | 12362.9645 | 9937.0203 | 9383.6213 |  | 0.054538 | 0.054538 |  | 0.94431 | 32 | 0.11435 | -6.6667 | 3.3333 | -0.19658 | 3.1368 | 0.15983 | 0.50135 | 1.8276
|  | 2 | 170057.0667 | 6073.4667 | 10387.2982 | 16460.7649 | 14678.3959 | 13092.0703 | 11674.463 | 10183.9923 | 9081.2712 |  | 0.055893 |  |  | 0.89172 | 33 | 0.11706 | -10 | 3.3333 | -0.39317 | 2.9402 | 0.15093 | 0.44376 | 1.7668
|  | 3 | 163983.6 | 6073.4667 | 10029.1155 | 16102.5822 | 13559.3353 | 13092.0703 | 11024.3046 | 10437.1024 | 8788.6632 |  | 0.057283 |  |  | 0.84206 | 34 | 0.11984 | -13.3333 | 3.3333 | -0.58975 | 2.7436 | 0.14252 | 0.39102 | 1.708
|  | 4 | 157910.1333 | 6073.4667 | 9670.9328 | 15744.3995 | 12519.3929 | 13092.0703 | 10410.354 | 10696.5033 | 8505.4833 |  | 0.058706 |  |  | 0.79516 | 35 | 0.12269 | -16.6667 | 3.3333 | -0.78633 | 2.547 | 0.13459 | 0.34279 | 1.6512
|  | 5 | 151836.6667 | 6073.4667 | 9312.7501 | 15386.2168 | 11553.2271 | 13092.0703 | 9830.5947 | 10962.3512 | 8231.4278 |  | 0.060165 |  |  | 0.75088 | 36 | 0.1256 | -20 | 3.3333 | -0.98292 | 2.3504 | 0.12709 | 0.29872 | 1.5962
|  | 6 | 145763.2 | 6073.4667 | 8954.5674 | 15028.0341 | 10655.8458 | 13092.0703 | 9283.1225 | 11234.8064 | 7966.2026 |  | 0.061661 |  |  | 0.70906 | 37 | 0.12858 | -23.3333 | 3.3333 | -1.1795 | 2.1538 | 0.12001 | 0.25849 | 1.5431
|  | 7 | 139689.7333 | 6073.4667 | 8596.3847 | 14669.8514 | 9822.5842 | 13092.0703 | 8766.1395 | 11514.0332 | 7709.5233 |  | 0.063193 |  |  | 0.66958 | 38 | 0.13163 | -26.6667 | 3.3333 | -1.3761 | 1.9573 | 0.11333 | 0.22181 | 1.4918
|  | 8 | 133616.2667 | 6073.4667 | 8238.202 | 14311.6687 | 9049.0839 | 13092.0703 | 8277.9475 | 11800.1998 | 7461.1144 |  | 0.064764 |  |  | 0.63229 | 39 | 0.13475 | -30 | 3.3333 | -1.5727 | 1.7607 | 0.10702 | 0.18842 | 1.4421
|  | 9 | 127542.8 | 6073.4667 | 7880.0193 | 13953.486 | 8331.2728 | 13092.0703 | 7816.9433 | 12093.4787 | 7220.7096 |  | 0.066373 |  |  | 0.59707 | 40 | 0.13795 | -33.3333 | 3.3333 | -1.7692 | 1.5641 | 0.10106 | 0.15806 | 1.3941
|  | 10 | 121469.3333 | 6073.4667 | 7521.8366 | 13595.3033 | 7665.3471 | 13092.0703 | 7381.6127 | 12394.0467 | 6988.0508 |  | 0.068023 |  |  | 0.56382 | 41 | 0.14123 | -36.6667 | 3.3333 | -1.9658 | 1.3675 | 0.09543 | 0.1305 | 1.3477
|  | 11 | 115395.8667 | 6073.4667 | 7163.6539 | 13237.1206 | 7047.7541 | 13092.0703 | 6970.5259 | 12702.0849 | 6762.8885 |  | 0.069714 |  |  | 0.53242 | 42 | 0.14458 | -40 | 3.3333 | -2.1624 | 1.1709 | 0.090116 | 0.10552 | 1.3029
|  | 12 | 109322.4 | 6073.4667 | 6805.4712 | 12878.9379 | 6475.1757 | 13092.0703 | 6582.3328 | 13017.779 | 6544.9812 |  | 0.071446 |  |  | 0.50277 | 43 | 0.14801 | -43.3333 | 3.3333 | -2.359 | 0.97433 | 0.085097 | 0.082913 | 1.2595
|  | 13 | 103248.9333 | 6073.4667 | 6447.2885 | 12520.7552 | 5944.5136 | 13092.0703 | 6215.7585 | 13341.3193 | 6334.0951 |  | 0.073222 |  |  | 0.47477 | 44 | 0.15152 | -46.6667 | 3.3333 | -2.5556 | 0.77775 | 0.080358 | 0.062498 | 1.2176
|  | 14 | 97175.4667 | 6073.4667 | 6089.1058 | 12162.5725 | 5452.8749 | 13092.0703 | 5869.5989 | 13672.9007 | 6130.004 |  | 0.075042 |  |  | 0.44833 | 45 | 0.15512 | -50 | 3.3333 | -2.7522 | 0.58117 | 0.075883 | 0.044101 | 1.1771
|  | 15 | 91102 | 6073.4667 | 5730.9231 | 11804.3898 | 4997.559 | 13092.0703 | 5542.7171 | 14012.7232 | 5932.4889 |  | 0.076907 |  |  | 0.42336 | 46 | 0.1588 | -53.3333 | 3.3333 | -2.9487 | 0.38458 | 0.071657 | 0.027558 | 1.1379
|  | 16 | 85028.5333 | 6073.4667 | 5372.7404 | 11446.2071 | 4576.0449 | 13092.0703 | 5234.0396 | 14360.9916 | 5741.3379 |  | 0.078818 |  |  | 0.39979 | 47 | 0.16257 | -56.6667 | 3.3333 | -3.1453 | 0.188 | 0.067666 | 0.012721 | 1.1001
|  | 17 | 78955.0667 | 6073.4667 | 5014.5578 | 11088.0244 | 4185.98 | 13092.0703 | 4942.5526 | 14717.9157 | 5556.346 |  | 0.080777 |  |  | 0.37752 | 48 | 0.16643 | -60 | 3.3333 | -3.3419 | -0.0085833 | 0.063898 | -0.00054846 | 1.0635
|  | 18 | 72881.6 | 6073.4667 | 4656.3751 | 10729.8417 | 3825.1686 | 13092.0703 | 4667.2987 | 15083.7107 | 5377.3148 |  | 0.082785 |  |  | 0.3565 | 49 | 0.17038 | -63.3333 | 3.3333 | -3.5385 | -0.20517 | 0.060339 | -0.01238 | 1.0281
|  | 19 | 66808.1333 | 6073.4667 | 4298.1924 | 10371.659 | 3491.5622 | 13092.0703 | 4407.3738 | 15458.5971 | 5204.0521 |  | 0.084842 |  |  | 0.33664 | 50 | 0.17442 | -66.6667 | 3.3333 | -3.7351 | -0.40175 | 0.056979 | -0.022891 | 0.99385
|  | 20 | 60734.6667 | 6073.4667 | 3940.0097 | 10013.4763 | 3183.2498 | 13092.0703 | 4161.9243 | 15842.8008 | 5036.3721 |  | 0.086951 |  |  | 0.3179
|  | 21 | 54661.2 | 6073.4667 | 3581.827 | 9655.2936 | 2898.4488 | 13092.0703 | 3930.1441 | 16236.5534 | 4874.095 |  | 0.089112 |  |  | 0.30019 | [6 empty] | Discounted Total:
|  | 22 | 48587.7333 | 6073.4667 | 3223.6443 | 9297.1109 | 2635.4965 | 13092.0703 | 3711.2718 | 16640.0922 | 4717.0466 |  | 0.091327 |  |  | 0.28347 | [7 empty] | 103.7986 | 127.9397
|  | 23 | 42514.2667 | 6073.4667 | 2865.4616 | 8938.9282 | 2392.8429 | 13092.0703 | 3504.5887 | 17053.6604 | 4565.0584 |  | 0.093597 |  |  | 0.26769
|  | 24 | 36440.8 | 6073.4667 | 2507.2789 | 8580.7455 | 2169.0424 | 13092.0703 | 3309.4159 | 17477.5074 | 4417.9675 |  | 0.095923 |  |  | 0.25278
|  | 25 | 30367.3333 | 6073.4667 | 2149.0962 | 8222.5628 | 1962.7479 | 13092.0703 | 3125.1124 | 17911.8885 | 4275.616 |  | 0.098307 |  |  | 0.2387
|  | 26 | 24293.8667 | 6073.4667 | 1790.9135 | 7864.3801 | 1772.7035 | 13092.0703 | 2951.0729 | 18357.0656 | 4137.8512 |  | 0.10075 |  |  | 0.22541
|  | 27 | 18220.4 | 6073.4667 | 1432.7308 | 7506.1975 | 1597.7392 | 13092.0703 | 2786.7257 | 18813.3071 | 4004.5253 |  | 0.10325 |  |  | 0.21286
|  | 28 | 12146.9333 | 6073.4667 | 1074.5481 | 7148.0148 | 1436.7646 | 13092.0703 | 2631.5312 | 19280.8878 | 3875.4953 |  | 0.10582 |  |  | 0.201
|  | 29 | 6073.4667 | 6073.4667 | 716.3654 | 6789.8321 | 1288.7644 | 13092.0703 | 2484.9795 | 19760.0897 | 3750.6228 |  | 0.10845 |  |  | 0.18981
|  | 30 | 9.0949e-12 | 6073.4667 | 358.1827 | 6431.6494 | 1152.7925 | 13092.0703 | 2346.5894 | 20251.2015 | 3629.7739 |  | 0.11115 |  |  | 0.17924
|  | Total |  | 182204 | 166554.9539 | 348758.9539 | 182204 | 392762.1087 | 182204 | 435246.611 | 182204 |  |  |  | Total | 13.9171
Note on L6: Gordon Alexander: Formula not consistent with above.

## HW
[12 empty] | PURCHASING POWER ADJUSTED | [8 empty] | CANADIAN-US EXCHANGE RATE ADJUSTED | [10 empty] | US-Can Exchange Rate
|  |  | Index No: | 6 | 22 | 30 | 3 | 37 | 34 | 35 | 36 |  |  |  |  | Steam & Hydro | T. Conductor | [7 empty] | Steam & Hydro | T. Conductor | [6 empty] | US GDP DEF | CAN GDP DEF
|  |  | Year | Steam | Hydro | CT | Steam & Hydro | T. Conductor | T. Stations | T. Towers | T. Poles | Year | Steam | Hydro | CT |  |  | T. Stations | T. Towers | T. Poles | Year | Steam | Hydro | CT |  |  | T. Stations | T. Towers | T. Poles |  | PPP_CA wrt US | [5 empty] | Steam | Hydro | CT | Steam & Hydro | T.Conductor | T. Stations | T. Towers | T. Poles | GDP
#REF! | #REF! | #REF! | 1970 | 79 | 79 | 95 | 81 | 88 | 87 | 82 | 74 | 1970 | #REF! | #REF! | #REF! | #REF! | #REF! | #REF! | #REF! | #REF! | 1970 | 79 | 79 | 95 | 81 | 88 | 87 | 82 | 74 |  | #REF! | 1 | #REF! | 17.0597 |  |  | 1.0451 | 1.0403 | 1.0457 | 1.0446 | 1.0442 | 1.0465 | 1.0427 | 1.0479 | 1.0403
#REF! | #REF! | #REF! | 1971 | 87 | 86 | 98 | 87 | 97 | 89 | 88 | 80 | 1971 | #REF! | #REF! | #REF! | #REF! | #REF! | #REF! | #REF! | #REF! | 1971 | #REF! | #REF! | #REF! | #REF! | #REF! | #REF! | #REF! | #REF! |  | #REF! | #REF! | #REF! | 17.8799 |  |  | 1.0046 | 0.99994 | 1.0052 | 1.0041 | 1.0037 | 1.0059 | 1.0022 | 1.0072
#REF! | #REF! | #REF! | 1972 | 95 | 94 | 100 | 93 | 98 | 92 | 94 | 86 | 1972 | #REF! | #REF! | #REF! | #REF! | #REF! | #REF! | #REF! | #REF! | 1972 | #REF! | #REF! | #REF! | #REF! | #REF! | #REF! | #REF! | #REF! |  | #REF! | #REF! | #REF! | 18.9346 | [5 empty] | Average For Transmission
#REF! | #REF! | #REF! | 1973 | 100 | 100 | 100 | 100 | 100 | 100 | 100 | 100 | 1973 | #REF! | #REF! | #REF! | #REF! | #REF! | #REF! | #REF! | #REF! | 1973 | #REF! | #REF! | #REF! | #REF! | #REF! | #REF! | #REF! | #REF! |  | #REF! | #REF! | #REF! | 20.7657 | [7 empty] | 1.0048
#REF! | #REF! | #REF! | 1974 | 118 | 115 | 107 | 118 | 117 | 125 | 122 | 125 | 1974 | #REF! | #REF! | #REF! | #REF! | #REF! | #REF! | #REF! | #REF! | 1974 | #REF! | #REF! | #REF! | #REF! | #REF! | #REF! | #REF! | #REF! |  | #REF! | #REF! | #REF! | 23.9287 | US Price Indexes
#REF! | #REF! | #REF! | 1975 | 136 | 128 | 133 | 137 | 146 | 148 | 139 | 142 | 1975 | #REF! | #REF! | #REF! | #REF! | #REF! | #REF! | #REF! | #REF! | 1975 | #REF! | #REF! | #REF! | #REF! | #REF! | #REF! | #REF! | #REF! |  | #REF! | #REF! | #REF! | 26.4829 | Year | 1970 | 1971 | 1972 | 1973 | 1974 | 1975 | 1976 | 1977 | 1978 | 1979 | 1980 | 1981 | 1982 | 1983 | 1984 | 1985 | 1986 | 1987 | 1988 | 1989 | 1990 | 1991 | 1992 | 1993 | 1994 | 1995 | 1996 | 1997 | 1998 | 1999 | 2000 | 2001 | 2002 | 2003 | 2004 | 2005 | 2006 | 2007 | 2008 | 2009 | 2010 | 2011 | 2012 | 2013 | 2014 | 2015 | 2016 | 2017 | 2018 | 2019
#REF! | #REF! | #REF! | 1976 | 144 | 135 | 147 | 144 | 167 | 152 | 141 | 142 | 1976 | #REF! | #REF! | #REF! | #REF! | #REF! | #REF! | #REF! | #REF! | 1976 | #REF! | #REF! | #REF! | #REF! | #REF! | #REF! | #REF! | #REF! |  | #REF! | #REF! | #REF! | 29.0022 | Steam | 79 | 87 | 95 | 100 | 118 | 136 | 144 | 155 | 167 | 184 | 200 | 218 | 230 | 238 | 248 | 256 | 260 | 267 | 285 | 299 | 308 | 315 | 323 | 335 | 347 | 358 | 365 | 376 | 383 | 390 | 412 | 425 | 438 | 441 | 465 | 493 | 515 | 546 | 596 | 578 | 604 | 631 | 645 | 661.9417 | 679.4228
#REF! | #REF! | #REF! | 1977 | 155 | 143 | 161 | 152 | 178 | 162 | 146 | 146 | 1977 | #REF! | #REF! | #REF! | #REF! | #REF! | #REF! | #REF! | #REF! | 1977 | #REF! | #REF! | #REF! | #REF! | #REF! | #REF! | #REF! | #REF! |  | #REF! | #REF! | #REF! | 30.9747 | Hydro | 79 | 86 | 94 | 100 | 115 | 128 | 135 | 143 | 153 | 170 | 186 | 199 | 208 | 217 | 229 | 237 | 243 | 248 | 260 | 270 | 274 | 279 | 286 | 297 | 308 | 318 | 325 | 334 | 336 | 337 | 347 | 356 | 364 | 365 | 384 | 405 | 418 | 451 | 486 | 480 | 497 | 513 | 519 | 530.1273 | 541.5684
#REF! | #REF! | #REF! | 1978 | 167 | 153 | 168 | 161 | 168 | 172 | 159 | 154 | 1978 | #REF! | #REF! | #REF! | #REF! | #REF! | #REF! | #REF! | #REF! | 1978 | #REF! | #REF! | #REF! | #REF! | #REF! | #REF! | #REF! | #REF! |  | #REF! | #REF! | #REF! | 33.0178 | CT | 95 | 98 | 100 | 100 | 107 | 133 | 147 | 161 | 168 | 181 | 194 | 213 | 230 | 236 | 240 | 243 | 247 | 268 | 329 | 345 | 351 | 360 | 363 | 370 | 358 | 364 | 379 | 378 | 390 | 408 | 402 | 418 | 435 | 443 | 440 | 434 | 453 | 530 | 609 | 667 | 702 | 714 | 785 | 803 | 838 | 863
#REF! | #REF! | #REF! | 1979 | 184 | 170 | 181 | 177 | 180 | 185 | 174 | 169 | 1979 | #REF! | #REF! | #REF! | #REF! | #REF! | #REF! | #REF! | #REF! | 1979 | #REF! | #REF! | #REF! | #REF! | #REF! | #REF! | #REF! | #REF! |  | #REF! | #REF! | #REF! | 36.3122 | S & H | 81 | 87 | 93 | 100 | 118 | 137 | 144 | 152 | 161 | 177 | 193 | 209 | 221 | 229 | 238 | 243 | 247 | 252 | 270 | 285 | 294 | 302 | 307 | 317 | 329 | 340 | 345 | 353 | 360 | 365 | 380 | 391 | 404 | 407 | 433 | 462 | 496 | 535 | 588 | 584 | 610 | 639 | 679 | 696.5229 | 714.5973
#REF! | #REF! | #REF! | 1980 | 200 | 186 | 194 | 193 | 203 | 201 | 194 | 184 | 1980 | #REF! | #REF! | #REF! | #REF! | #REF! | #REF! | #REF! | #REF! | 1980 | #REF! | #REF! | #REF! | #REF! | #REF! | #REF! | #REF! | #REF! |  | #REF! | #REF! | #REF! | 39.9769 | T. Conductor | 88 | 97 | 98 | 100 | 117 | 146 | 167 | 178 | 168 | 180 | 203 | 219 | 226 | 245 | 240 | 242 | 244 | 235 | 307 | 318 | 321 | 334 | 318 | 330 | 343 | 370 | 376 | 382 | 394 | 368 | 392 | 410 | 407 | 409 | 446 | 495 | 576 | 622 | 730 | 537 | 621 | 661 | 618 | 643 | 653 | 659
#REF! | #REF! | #REF! | 1981 | 218 | 199 | 213 | 209 | 219 | 217 | 206 | 201 | 1981 | #REF! | #REF! | #REF! | #REF! | #REF! | #REF! | #REF! | #REF! | 1981 | #REF! | #REF! | #REF! | #REF! | #REF! | #REF! | #REF! | #REF! |  | #REF! | #REF! | #REF! | 44.2906 | T. Stations | 87 | 89 | 92 | 100 | 125 | 148 | 152 | 162 | 172 | 185 | 201 | 217 | 231 | 235 | 242 | 248 | 250 | 259 | 272 | 288 | 305 | 310 | 320 | 331 | 347 | 360 | 361 | 368 | 379 | 385 | 409 | 426 | 432 | 428 | 475 | 506 | 543 | 598 | 642 | 657 | 687 | 721 | 742 | 762.4638 | 783.601
#REF! | #REF! | #REF! | 1982 | 230 | 208 | 230 | 221 | 226 | 231 | 210 | 216 | 1982 | #REF! | #REF! | #REF! | #REF! | #REF! | #REF! | #REF! | #REF! | 1982 | #REF! | #REF! | #REF! | #REF! | #REF! | #REF! | #REF! | #REF! |  | #REF! | #REF! | #REF! | 48.189 | T. Tower | 82 | 88 | 94 | 100 | 122 | 139 | 141 | 146 | 159 | 174 | 194 | 206 | 210 | 218 | 233 | 245 | 252 | 258 | 270 | 280 | 287 | 283 | 288 | 301 | 318 | 328 | 333 | 347 | 357 | 366 | 378 | 390 | 401 | 407 | 436 | 456 | 473 | 514 | 540 | 531 | 545 | 563 | 576 | 589.71 | 603.8302
#REF! | #REF! | #REF! | 1983 | 238 | 217 | 236 | 229 | 245 | 235 | 218 | 224 | 1983 | #REF! | #REF! | #REF! | #REF! | #REF! | #REF! | #REF! | #REF! | 1983 | #REF! | #REF! | #REF! | #REF! | #REF! | #REF! | #REF! | #REF! |  | #REF! | #REF! | #REF! | 50.9341 | T. Poles | 74 | 80 | 86 | 100 | 125 | 142 | 142 | 146 | 154 | 169 | 184 | 201 | 216 | 224 | 235 | 240 | 245 | 248 | 272 | 294 | 307 | 331 | 348 | 358 | 379 | 390 | 407 | 421 | 426 | 421 | 425 | 439 | 450 | 453 | 470 | 509 | 528 | 549 | 589 | 612 | 610 | 619 | 640 | 658.4826 | 677.5932
#REF! | #REF! | #REF! | 1984 | 248 | 229 | 240 | 238 | 240 | 242 | 233 | 235 | 1984 | #REF! | #REF! | #REF! | #REF! | #REF! | #REF! | #REF! | #REF! | 1984 | #REF! | #REF! | #REF! | #REF! | #REF! | #REF! | #REF! | #REF! |  | #REF! | #REF! | #REF! | 52.7287 | US GDP DEF | 22.785 | 23.94 | 24.973 | 26.335 | 28.708 | 31.353 | 33.079 | 35.127 | 37.585 | 40.702 | 44.378 | 48.522 | 51.53 | 53.554 | 55.459 | 57.236 | 58.393 | 59.879 | 61.974 | 64.388 | 66.774 | 68.993 | 70.564 | 72.244 | 73.781 | 75.321 | 76.695 | 78.009 | 78.855 | 80.061 | 81.883 | 83.753 | 85.038 | 86.729 | 89.114 | 91.981 | 94.812 | 97.334 | 99.25 | 100 | 101.217 | 103.307 | 105.213 | 106.926 | 108.682
#REF! | #REF! | #REF! | 1985 | 256 | 237 | 243 | 243 | 242 | 248 | 245 | 240 | 1985 | #REF! | #REF! | #REF! | #REF! | #REF! | #REF! | #REF! | #REF! | 1985 | #REF! | #REF! | #REF! | #REF! | #REF! | #REF! | #REF! | #REF! |  | #REF! | #REF! | #REF! | 54.4704 | CAN GDP DEF | 17.0597 | 17.8799 | 18.9346 | 20.7657 | 23.9287 | 26.4829 | 29.0022 | 30.9747 | 33.0178 | 36.3122 | 39.9769 | 44.2906 | 48.189 | 50.9341 | 52.7287 | 54.4704 | 56.1387 | 58.7948 | 61.459 | 64.3346 | 66.5134 | 68.5501 | 69.5714 | 70.4913 | 71.5076 | 73.113 | 74.3938 | 75.2457 | 75.0921 | 76.4769 | 79.7463 | 81.0525 | 82.0371 | 84.7797 | 87.5533 | 90.3586 | 92.819 | 95.8218 | 99.5507 | 97.4168 | 99.9968 | 103.3845 | 104.9467 | 106.3978 | 108.2916
#REF! | #REF! | #REF! | 1986 | 260 | 243 | 247 | 247 | 244 | 250 | 252 | 245 | 1986 | #REF! | #REF! | #REF! | #REF! | #REF! | #REF! | #REF! | #REF! | 1986 | #REF! | #REF! | #REF! | #REF! | #REF! | #REF! | #REF! | #REF! |  | #REF! | #REF! | #REF! | 56.1387
#REF! | #REF! | #REF! | 1987 | 267 | 248 | 268 | 252 | 235 | 259 | 258 | 248 | 1987 | #REF! | #REF! | #REF! | #REF! | #REF! | #REF! | #REF! | #REF! | 1987 | #REF! | #REF! | #REF! | #REF! | #REF! | #REF! | #REF! | #REF! |  | #REF! | #REF! | #REF! | 58.7948 | US Price Indexes, Adjusted for Purchase Power Parity
#REF! | #REF! | #REF! | 1988 | 285 | 260.25 | 316.5 | 270.25 | 307 | 271.75 | 269.75 | 271.75 | 1988 | #REF! | #REF! | #REF! | #REF! | #REF! | #REF! | #REF! | #REF! | 1988 | #REF! | #REF! | #REF! | #REF! | #REF! | #REF! | #REF! | #REF! |  | #REF! | #REF! | #REF! | 61.459 | Year | 1970 | 1971 | 1972 | 1973 | 1974 | 1975 | 1976 | 1977 | 1978 | 1979 | 1980 | 1981 | 1982 | 1983 | 1984 | 1985 | 1986 | 1987 | 1988 | 1989 | 1990 | 1991 | 1992 | 1993 | 1994 | 1995 | 1996 | 1997 | 1998 | 1999 | 2000 | 2001 | 2002 | 2003 | 2004 | 2005 | 2006 | 2007 | 2008 | 2009 | 2010 | 2011 | 2012 | 2013 | 2014 | 2015
#REF! | #REF! | #REF! | 1989 | 300 | 270 | 345 | 285 | 318 | 288 | 282 | 295 | 1989 | #REF! | #REF! | #REF! | #REF! | #REF! | #REF! | #REF! | #REF! | 1989 | #REF! | #REF! | #REF! | #REF! | #REF! | #REF! | #REF! | #REF! |  | #REF! | #REF! | #REF! | 64.3346 | Steam | 79.9582 | 86.6966 | 95.3414 | 102.7868 | 123.9603 | 145.1867 | 157.2083 | 170.7441 | 185.142 | 204.7542 | 221.3067 | 249.1278 | 269.6698 | 284.752 | 297.7954 | 309.3843 | 318.832 | 328.5804 | 351.9761 | 369.5001 | 378.7784 | 389.0242 | 396.6434 | 412.2299 | 421.3194 | 430.6527 | 436.9476 | 450.2853 | 462.1013 | 469.4144 | 495.4795 | 509.3538 | 527.7642 | 526.0861 | 547.5191 | 570.3206 | 589.8431 | 619.613 | 667.5114 | 652.2688 | 680.9598 | 711.4001 | 727.1839 | 736.2032 | 757.6242 | 789.1918
#REF! | #REF! | #REF! | 1990 | 308 | 272 | 351 | 295 | 332 | 308 | 289 | 304 | 1990 | #REF! | #REF! | #REF! | #REF! | #REF! | #REF! | #REF! | #REF! | 1990 | #REF! | #REF! | #REF! | #REF! | #REF! | #REF! | #REF! | #REF! |  | #REF! | #REF! | #REF! | 66.5134 | Hydro | 79.9582 | 85.7001 | 94.3378 | 102.7868 | 120.8088 | 136.6463 | 147.3827 | 157.5252 | 169.6211 | 189.1751 | 205.8153 | 227.4148 | 243.8753 | 259.6269 | 274.9804 | 286.4222 | 297.9853 | 305.1983 | 321.101 | 333.6623 | 336.9652 | 344.5643 | 351.2075 | 365.4695 | 373.9665 | 382.5351 | 389.0629 | 399.9875 | 405.3944 | 405.6222 | 417.3092 | 426.6587 | 438.5986 | 435.4227 | 452.1448 | 468.5189 | 478.7465 | 511.8049 | 544.3129 | 541.6765 | 560.3262 | 578.3649 | 585.1294 | 589.639 | 602.0406 | 620.0793
#REF! | #REF! | #REF! | 1991 | 315 | 281 | 360 | 304 | 358 | 311 | 283 | 333 | 1991 | #REF! | #REF! | #REF! | #REF! | #REF! | #REF! | #REF! | #REF! | 1991 | #REF! | #REF! | #REF! | #REF! | #REF! | #REF! | #REF! | #REF! |  | #REF! | #REF! | #REF! | 68.5501 | CT | 96.1523 | 97.6583 | 100.3593 | 102.7868 | 112.4047 | 141.984 | 160.4834 | 177.3535 | 186.2506 | 201.4158 | 214.6675 | 243.4139 | 269.6698 | 282.3592 | 288.1891 | 293.6734 | 302.8904 | 329.8111 | 406.3163 | 426.3463 | 431.6598 | 444.5991 | 445.7634 | 455.2987 | 434.6754 | 437.8704 | 453.7072 | 452.6804 | 470.5471 | 491.0796 | 483.4533 | 500.9644 | 524.1494 | 528.472 | 518.0826 | 502.0672 | 518.8329 | 601.4558 | 682.0712 | 752.7047 | 791.4467 | 804.9757 | 885.0223 | 905.3158 | 944.7754 | 972.9608
#REF! | #REF! | #REF! | 1992 | 322 | 286 | 363 | 307 | 313 | 320 | 289 | 352 | 1992 | #REF! | #REF! | #REF! | #REF! | #REF! | #REF! | #REF! | #REF! | 1992 | #REF! | #REF! | #REF! | #REF! | #REF! | #REF! | #REF! | #REF! |  | #REF! | #REF! | #REF! | 69.5714 | S & H | 81.9824 | 86.6966 | 93.3342 | 102.7868 | 123.9603 | 146.2542 | 157.2083 | 167.4393 | 178.4902 | 196.9646 | 213.561 | 238.8427 | 259.1175 | 273.9841 | 285.7875 | 293.6734 | 302.8904 | 310.1209 | 333.451 | 352.1991 | 361.5612 | 372.9693 | 376.9955 | 390.0802 | 399.4642 | 408.9998 | 413.0053 | 422.7412 | 434.3511 | 439.3237 | 456.9957 | 468.6055 | 486.7962 | 485.5262 | 509.8403 | 534.4586 | 568.0819 | 607.1299 | 658.5515 | 659.0398 | 687.7243 | 720.4194 | 742.9677 | 758.7516 | 780.1725 | 801.5934
#REF! | #REF! | #REF! | 1993 | 334 | 297 | 370 | 316 | 325 | 329 | 301 | 357 | 1993 | #REF! | #REF! | #REF! | #REF! | #REF! | #REF! | #REF! | #REF! | 1993 | #REF! | #REF! | #REF! | #REF! | #REF! | #REF! | #REF! | #REF! |  | #REF! | #REF! | #REF! | 70.4913 | T. Conductor | 89.0674 | 96.6618 | 98.3521 | 102.7868 | 122.9098 | 155.8622 | 182.3179 | 196.0803 | 186.2506 | 200.303 | 224.6264 | 250.2706 | 264.9799 | 293.1271 | 288.1891 | 292.4648 | 299.2116 | 289.2 | 379.1462 | 392.9801 | 394.7658 | 412.4892 | 390.5034 | 406.0772 | 416.4627 | 445.088 | 450.1159 | 457.4707 | 475.3732 | 442.9346 | 471.4271 | 491.3766 | 490.411 | 487.912 | 525.1473 | 572.6343 | 659.708 | 705.8595 | 817.5894 | 606.0006 | 700.1259 | 745.2226 | 696.7436 | 724.9291 | 736.2032 | 742.9677
#REF! | #REF! | #REF! | 1994 | 346 | 309 | 358 | 328 | 337 | 347 | 321 | 378 | 1994 | #REF! | #REF! | #REF! | #REF! | #REF! | #REF! | #REF! | #REF! | 1994 | #REF! | #REF! | #REF! | #REF! | #REF! | #REF! | #REF! | #REF! |  | #REF! | #REF! | #REF! | 71.5076 | T. Stations | 88.0552 | 88.6897 | 92.3306 | 102.7868 | 131.3139 | 157.9973 | 165.9421 | 178.4551 | 190.6852 | 205.867 | 222.4133 | 247.985 | 270.8422 | 281.1627 | 290.5906 | 299.716 | 306.5693 | 318.7353 | 335.921 | 355.9065 | 375.089 | 382.8492 | 392.9594 | 407.3077 | 421.3194 | 433.0586 | 432.1591 | 440.7047 | 457.2752 | 463.3962 | 491.8717 | 510.5523 | 520.5345 | 510.5779 | 559.2937 | 585.3595 | 621.9123 | 678.6237 | 719.0307 | 741.4198 | 774.5354 | 812.8676 | 836.5433 | 848.9449 | 870.3658 | 890.6593
#REF! | #REF! | #REF! | 1995 | 358 | 319 | 364 | 340 | 370 | 360 | 327 | 389 | 1995 | #REF! | #REF! | #REF! | #REF! | #REF! | #REF! | #REF! | #REF! | 1995 | #REF! | #REF! | #REF! | #REF! | #REF! | #REF! | #REF! | #REF! |  | #REF! | #REF! | #REF! | 73.113 | T. Tower | 82.9946 | 87.6932 | 94.3378 | 102.7868 | 128.1624 | 148.3893 | 153.9331 | 160.8299 | 176.2729 | 193.6262 | 214.6675 | 235.4144 | 246.2202 | 260.8233 | 279.7835 | 296.0904 | 309.0218 | 317.5047 | 333.451 | 346.0202 | 352.9526 | 349.5043 | 353.6635 | 370.3916 | 386.1083 | 394.5645 | 398.6399 | 415.5558 | 430.7315 | 440.5273 | 454.5904 | 467.407 | 483.1814 | 485.5262 | 513.3727 | 527.5176 | 541.7394 | 583.2987 | 604.7922 | 599.2297 | 614.4422 | 634.7357 | 649.3921 | 659.5389 | 676.4501 | 688.8517
#REF! | #REF! | #REF! | 1996 | 363 | 323 | 379 | 344 | 374 | 360 | 327 | 410 | 1996 | #REF! | #REF! | #REF! | #REF! | #REF! | #REF! | #REF! | #REF! | 1996 | #REF! | #REF! | #REF! | #REF! | #REF! | #REF! | #REF! | #REF! |  | #REF! | #REF! | #REF! | 74.3938 | T. Poles | 74.8975 | 79.7211 | 86.309 | 102.7868 | 131.3139 | 151.592 | 155.0248 | 160.8299 | 170.7297 | 188.0623 | 203.6022 | 229.7004 | 253.2551 | 268.0019 | 282.1851 | 290.0478 | 300.4379 | 305.1983 | 335.921 | 363.3212 | 377.5486 | 408.7842 | 427.3434 | 440.5322 | 460.1731 | 469.1468 | 487.2265 | 504.1758 | 513.9822 | 506.7268 | 511.1136 | 526.1325 | 542.2235 | 540.4013 | 553.4064 | 588.83 | 604.7324 | 623.0174 | 659.6715 | 690.6376 | 687.7243 | 697.8711 | 721.5468 | 729.4387 | 729.4387 | 730.5661
#REF! | #REF! | #REF! | 1997 | 375 | 333 | 378 | 352 | 377 | 365 | 346 | 421 | 1997 | #REF! | #REF! | #REF! | #REF! | #REF! | #REF! | #REF! | #REF! | 1997 | #REF! | #REF! | #REF! | #REF! | #REF! | #REF! | #REF! | #REF! |  | #REF! | #REF! | #REF! | 75.2457 | US GDP DEF | 22.785 | 23.94 | 24.973 | 26.335 | 28.708 | 31.353 | 33.079 | 35.127 | 37.585 | 40.702 | 44.378 | 48.522 | 51.53 | 53.554 | 55.459 | 57.236 | 58.393 | 59.879 | 61.974 | 64.388 | 66.774 | 68.993 | 70.564 | 72.244 | 73.781 | 75.321 | 76.695 | 78.009 | 78.855 | 80.061 | 81.883 | 83.753 | 85.038 | 86.729 | 89.114 | 91.981 | 94.812 | 97.334 | 99.25 | 100 | 101.217 | 103.307 | 105.213 | 106.926 | 108.682
#REF! | #REF! | #REF! | 1998 | 383 | 338 | 390 | 360 | 395 | 379 | 357 | 429 | 1998 | #REF! | #REF! | #REF! | #REF! | #REF! | #REF! | #REF! | #REF! | 1998 | #REF! | #REF! | #REF! | #REF! | #REF! | #REF! | #REF! | #REF! | for COS Discussion of Transmission | #REF! | #REF! | #REF! | 75.0921 | CAN GDP DEF | 17.0597 | 17.8799 | 18.9346 | 20.7657 | 23.9287 | 26.4829 | 29.0022 | 30.9747 | 33.0178 | 36.3122 | 39.9769 | 44.2906 | 48.189 | 50.9341 | 52.7287 | 54.4704 | 56.1387 | 58.7948 | 61.459 | 64.3346 | 66.5134 | 68.5501 | 69.5714 | 70.4913 | 71.5076 | 73.113 | 74.3938 | 75.2457 | 75.0921 | 76.4769 | 79.7463 | 81.0525 | 82.0371 | 84.7797 | 87.5533 | 90.3586 | 92.819 | 95.8218 | 99.5507 | 97.4168 | 99.9968 | 103.3845 | 104.9467 | 106.3978 | 108.2916
#REF! | #REF! | #REF! | 1999 | 385 | 333 | 404 | 363 | 392 | 381 | 363 | 419 | 1999 | #REF! | #REF! | #REF! | #REF! | #REF! | #REF! | #REF! | #REF! | 1999 | #REF! | #REF! | #REF! | #REF! | #REF! | #REF! | #REF! | #REF! |  | #REF! | #REF! | #REF! | 76.4769
#REF! | #REF! | #REF! | 2000 | 396 | 341 | 415 | 368 | 360 | 388 | 373 | 417 | 2000 | #REF! | #REF! | #REF! | #REF! | #REF! | #REF! | #REF! | #REF! | 2000 | #REF! | #REF! | #REF! | #REF! | #REF! | #REF! | #REF! | #REF! | #REF! | #REF! | #REF! | #REF! | 79.7463 | US Price Indexes, Adjusted for Canadian-US Exchange Rate
#REF! | #REF! | #REF! | 2001 | 425 | 356 | 418 | 391 | 410 | 426 | 390 | 439 | 2001 | #REF! | #REF! | #REF! | #REF! | #REF! | #REF! | #REF! | #REF! | 2001 | #REF! | #REF! | #REF! | #REF! | #REF! | #REF! | #REF! | #REF! |  | #REF! | #REF! | #REF! | 81.0525 | Year | 1970 | 1971 | 1972 | 1973 | 1974 | 1975 | 1976 | 1977 | 1978 | 1979 | 1980 | 1981 | 1982 | 1983 | 1984 | 1985 | 1986 | 1987 | 1988 | 1989 | 1990 | 1991 | 1992 | 1993 | 1994 | 1995 | 1996 | 1997 | 1998 | 1999 | 2000 | 2001 | 2002 | 2003 | 2004 | 2005 | 2006 | 2007 | 2008 | 2009 | 2010 | 2011 | 2012 | 2013 | 2014
#REF! | #REF! | #REF! | 2002 | 438 | 364 | 435 | 404 | 407 | 432 | 401 | 450 | 2002 | #REF! | #REF! | #REF! | #REF! | #REF! | #REF! | #REF! | #REF! | 2002 | #REF! | #REF! | #REF! | #REF! | #REF! | #REF! | #REF! | #REF! |  | #REF! | #REF! | #REF! | 82.0371 | Steam | 79 | 87.8613 | 94.126 | 100.02 | 115.4158 | 138.3528 | 141.9984 | 164.8425 | 190.5136 | 215.5744 | 233.88 | 261.3602 | 283.797 | 293.3588 | 321.2096 | 349.6704 | 361.348 | 354.0954 | 353.2683 | 355.23 | 359.436 | 360.99 | 389.2336 | 430.9268 | 472.6014 | 491.4266 | 495.0231 | 519.3375 | 568.2188 | 577.9762 | 616.4825 | 658.325 | 687.9228 | 617.9292 | 605.244 | 597.2695 | 584.216 | 586.5132 | 635.8128 | 659.7292 | 622.1804 | 624.059 | 644.613 | 672.59 | 742.3584
#REF! | #REF! | #REF! | 2003 | 441 | 365 | 443 | 407 | 409 | 428 | 407 | 453 | 2003 | #REF! | #REF! | #REF! | #REF! | #REF! | #REF! | #REF! | #REF! | 2003 | #REF! | #REF! | #REF! | #REF! | #REF! | #REF! | #REF! | #REF! |  | #REF! | #REF! | #REF! | 84.7797 | Hydro | 79 | 86.8514 | 93.1352 | 100.02 | 112.4815 | 130.2144 | 133.1235 | 152.0805 | 174.5424 | 199.172 | 217.5084 | 238.5811 | 256.6512 | 267.4742 | 296.6008 | 323.7183 | 337.7214 | 328.8976 | 322.4958 | 319.707 | 317.424 | 322.026 | 345.7168 | 383.1894 | 422.0631 | 437.8913 | 440.4751 | 461.1717 | 501.4568 | 500.7146 | 516.954 | 551.444 | 571.6984 | 511.438 | 499.8144 | 490.6575 | 474.1792 | 484.4642 | 518.4648 | 547.872 | 511.9597 | 507.357 | 518.6886 | 538.69 | 589.9098
#REF! | #REF! | #REF! | 2004 | 465 | 384 | 440 | 433 | 446 | 475 | 436 | 470 | 2004 | #REF! | #REF! | #REF! | #REF! | #REF! | #REF! | #REF! | #REF! | 2004 | #REF! | #REF! | #REF! | #REF! | #REF! | #REF! | #REF! | #REF! |  | #REF! | #REF! | #REF! | 87.5533 | CT | 95 | 98.9702 | 99.08 | 100.02 | 104.6567 | 135.3009 | 144.9567 | 171.2235 | 191.6544 | 212.0596 | 226.8636 | 255.3657 | 283.797 | 290.8936 | 310.848 | 331.9137 | 343.2806 | 355.4216 | 404.9661 | 408.5145 | 409.617 | 412.56 | 438.7944 | 477.374 | 488.9922 | 499.6628 | 516.8423 | 523.4922 | 578.604 | 606.2064 | 597.171 | 647.482 | 683.211 | 620.7316 | 572.704 | 525.791 | 513.8832 | 569.326 | 649.6812 | 761.3138 | 723.1302 | 706.146 | 784.529 | 827.09 | 925.7386 | 1183.4319
#REF! | #REF! | #REF! | 2005 | 493 | 405 | 434 | 462 | 495 | 506 | 456 | 509 | 2005 | #REF! | #REF! | #REF! | #REF! | #REF! | #REF! | #REF! | #REF! | 2005 | #REF! | #REF! | #REF! | #REF! | #REF! | #REF! | #REF! | #REF! |  | #REF! | #REF! | #REF! | 90.3586 | S & H | 81 | 87.8613 | 92.1444 | 100.02 | 115.4158 | 139.3701 | 141.9984 | 161.652 | 183.6688 | 207.3732 | 225.6942 | 250.5701 | 272.6919 | 282.2654 | 308.2576 | 331.9137 | 343.2806 | 334.2024 | 332.343 | 337.4685 | 343.098 | 346.092 | 371.1016 | 408.9934 | 449.3811 | 466.718 | 470.4765 | 488.8697 | 534.096 | 542.317 | 564.49 | 605.659 | 634.5224 | 570.2884 | 563.5928 | 559.713 | 562.6624 | 574.697 | 627.2784 | 666.5776 | 628.361 | 631.971 | 658.6046 | 693.19 | 764.4524
#REF! | #REF! | #REF! | 2006 | 515 | 418 | 453 | 496 | 576 | 543 | 473 | 528 | 2006 | #REF! | #REF! | #REF! | #REF! | #REF! | #REF! | #REF! | #REF! | 2006 | #REF! | #REF! | #REF! | #REF! | #REF! | #REF! | #REF! | #REF! |  | #REF! | #REF! | #REF! | 92.819 | T. Conductor | 88 | 97.9603 | 97.0984 | 100.02 | 114.4377 | 148.5258 | 164.6787 | 189.303 | 191.6544 | 210.888 | 237.3882 | 262.5591 | 278.8614 | 301.987 | 310.848 | 330.5478 | 339.1112 | 311.657 | 397.5807 | 376.5438 | 387.444 | 410.268 | 378.3544 | 419.315 | 460.3083 | 507.899 | 510.0238 | 522.1073 | 586.022 | 533.4022 | 595.6855 | 635.09 | 639.2342 | 573.0908 | 580.5136 | 599.6925 | 653.4144 | 668.1524 | 778.764 | 612.9318 | 639.6921 | 653.729 | 617.6292 | 662.29 | 721.3691
#REF! | #REF! | #REF! | 2007 | 546.112 | 451.2112 | 530.3729 | 534.7927 | 622.459 | 597.6873 | 513.77 | 548.6825 | 2007 | #REF! | #REF! | #REF! | #REF! | #REF! | #REF! | #REF! | #REF! | 2007 | #REF! | #REF! | #REF! | #REF! | #REF! | #REF! | #REF! | #REF! |  | #REF! | #REF! | #REF! | 95.8218 | T. Stations | 87 | 89.8811 | 91.1536 | 100.02 | 122.2625 | 150.5604 | 149.8872 | 172.287 | 196.2176 | 216.746 | 235.0494 | 260.1613 | 285.0309 | 289.661 | 313.4384 | 338.7432 | 347.45 | 343.4858 | 333.5739 | 341.0208 | 359.436 | 356.406 | 386.816 | 424.4758 | 473.9673 | 494.172 | 490.932 | 505.4885 | 562.2844 | 572.033 | 614.997 | 659.874 | 678.4992 | 599.7136 | 618.26 | 613.019 | 615.9792 | 642.3716 | 684.8856 | 749.8998 | 707.6787 | 713.069 | 741.5548 | 775.59 | 852.8284
#REF! | #REF! | #REF! | 2008 | 596 | 486 | 609 | 588 | 730 | 642 | 540 | 589 | 2008 | #REF! | #REF! | #REF! | #REF! | #REF! | #REF! | #REF! | #REF! | 2008 | #REF! | #REF! | #REF! | #REF! | #REF! | #REF! | #REF! | #REF! |  | #REF! | #REF! | #REF! | 99.5507 | T. Tower | 82 | 88.8712 | 93.1352 | 100.02 | 119.3282 | 141.4047 | 139.0401 | 155.271 | 181.3872 | 203.8584 | 226.8636 | 246.9734 | 259.119 | 268.7068 | 301.7816 | 334.6455 | 350.2296 | 342.1596 | 336.0357 | 333.9162 | 337.263 | 324.318 | 349.3432 | 388.3502 | 438.4539 | 448.8729 | 445.9299 | 479.1754 | 529.6452 | 539.3454 | 563.0045 | 604.11 | 629.8106 | 570.2884 | 567.4976 | 552.444 | 536.5712 | 552.1388 | 576.072 | 606.0834 | 561.4045 | 556.807 | 575.6544 | 602.55 | 662.82
#REF! | #REF! | #REF! | 2009 | 578 | 480 | 667 | 584 | 537 | 657 | 531 | 612 | 2009 | #REF! | #REF! | #REF! | #REF! | #REF! | #REF! | #REF! | #REF! | 2009 | #REF! | #REF! | #REF! | #REF! | #REF! | #REF! | #REF! | #REF! |  | #REF! | #REF! | #REF! | 97.4168 | T. Poles | 74 | 80.792 | 85.2088 | 100.02 | 122.2625 | 144.4566 | 140.0262 | 155.271 | 175.6832 | 198.0004 | 215.1696 | 240.9789 | 266.5224 | 276.1024 | 304.372 | 327.816 | 340.501 | 328.8976 | 337.2666 | 349.3095 | 354.768 | 381.618 | 425.4976 | 460.6014 | 516.3102 | 533.9803 | 559.117 | 583.0429 | 636.4644 | 628.4934 | 631.3375 | 680.011 | 706.77 | 634.7436 | 611.752 | 616.6535 | 598.9632 | 589.7358 | 628.3452 | 698.5368 | 628.361 | 612.191 | 639.616 | 666.41 | 714.7409
#REF! | #REF! | #REF! | 2010 | 604 | 497 | 702 | 610 | 621 | 687 | 545 | 610 | 2010 | #REF! | #REF! | #REF! | #REF! | #REF! | #REF! | #REF! | #REF! | 2010 | #REF! | #REF! | #REF! | #REF! | #REF! | #REF! | #REF! | #REF! |  | #REF! | #REF! | #REF! | 99.9968 | US GDP DEF | 22.785 | 23.94 | 24.973 | 26.335 | 28.708 | 31.353 | 33.079 | 35.127 | 37.585 | 40.702 | 44.378 | 48.522 | 51.53 | 53.554 | 55.459 | 57.236 | 58.393 | 59.879 | 61.974 | 64.388 | 66.774 | 68.993 | 70.564 | 72.244 | 73.781 | 75.321 | 76.695 | 78.009 | 78.855 | 80.061 | 81.883 | 83.753 | 85.038 | 86.729 | 89.114 | 91.981 | 94.812 | 97.334 | 99.25 | 100 | 101.217 | 103.307 | 105.213 | 106.926 | 108.682
#REF! | #REF! | #REF! | 2011 | 631 | 513 | 714 | 639 | 661 | 721 | 563 | 619 | 2011 | #REF! | #REF! | #REF! | #REF! | #REF! | #REF! | #REF! | #REF! | 2011 | #REF! | #REF! | #REF! | #REF! | #REF! | #REF! | #REF! | #REF! |  | #REF! | #REF! | #REF! | 103.3845 | CAN GDP DEF | 17.0597 | 17.8799 | 18.9346 | 20.7657 | 23.9287 | 26.4829 | 29.0022 | 30.9747 | 33.0178 | 36.3122 | 39.9769 | 44.2906 | 48.189 | 50.9341 | 52.7287 | 54.4704 | 56.1387 | 58.7948 | 61.459 | 64.3346 | 66.5134 | 68.5501 | 69.5714 | 70.4913 | 71.5076 | 73.113 | 74.3938 | 75.2457 | 75.0921 | 76.4769 | 79.7463 | 81.0525 | 82.0371 | 84.7797 | 87.5533 | 90.3586 | 92.819 | 95.8218 | 99.5507 | 97.4168 | 99.9968 | 103.3845 | 104.9467 | 106.3978 | 108.2916
#REF! | #REF! | #REF! | 2012 | 645 | 519 | 785 | 659 | 618 | 742 | 576 | 640 | 2012 | #REF! | #REF! | #REF! | #REF! | #REF! | #REF! | #REF! | #REF! | 2012 | #REF! | #REF! | #REF! | #REF! | #REF! | #REF! | #REF! | #REF! |  | #REF! | #REF! | #REF! | 104.9467
#REF! | #REF! | #REF! | 2013 | 653 | 523 | 803 | 673 | 643 | 753 | 585 | 647 | 2013 | #REF! | #REF! | #REF! | #REF! | #REF! | #REF! | #REF! | #REF! | 2013 | #REF! | #REF! | #REF! | #REF! | #REF! | #REF! | #REF! | #REF! |  | #REF! | #REF! | #REF! | 106.3978
#REF! | #REF! | #REF! | 2014 | 672 | 534 | 838 | 692 | 653 | 772 | 600 | 647 | 2014 | #REF! | #REF! | #REF! | #REF! | #REF! | #REF! | #REF! | #REF! | 2014 | #REF! | #REF! | #REF! | #REF! | #REF! | #REF! | #REF! | #REF! |  | #REF! | #REF! | #REF! | 108.2916
|  |  | 2015 | 700 | 550 | 863 | 711 | 659 | 790 | 611 | 648 | 2015 | #REF! | #REF! | #REF! | #REF! | #REF! | #REF! | #REF! | #REF! | 2015 | 848.4 | 666.6 | 0 | 861.732 | 798.708 | 957.48 | 740.532 | 785.376 |  | #REF! |  | Note: December, 2015 CAD-US is 1.3713 (St. Louis Federal Reserve Bank)
| #VALUE! | #VALUE! | 2016 | 714 | 561 | 903 | 723 | 683 | 801 | 620 | 666
|  |  | 2017 | 711 | 563 | 944 | 733 | 669 | 818 | 617 | 679
CAN-US EXCHANGE RATE
Logest Test | [30 empty] | December '15=0; Nalcor Policy=1 |  | 1.212
1 | 100 | [5 empty] | Steam & Hydro | T. Conductor | [7 empty] | Steam & Hydro | T. Conductor | [7 empty] | Steam & Hydro | T. Conductor | [6 empty] | 1.279
2 | 102 |  |  | Steam | Hydro | CT |  |  | T. Stations | T. Towers | T. Poles |  | Steam | Hydro | CT |  |  | T. Stations | T. Towers | T. Poles |  | Steam | Hydro | CT |  |  | T. Stations | T. Towers | T. Poles |  | 1 |  | 1.212
3 | 104.04 |  | 70 Frd | 4.303% | 3.81% | 4.592% | #VALUE! | 4.163% | 4.535% | 4.043% | 4.437% |  | #VALUE! | #VALUE! | #VALUE! | #VALUE! | #VALUE! | #VALUE! | #VALUE! | #VALUE! |  | #VALUE! | #VALUE! | #VALUE! | #VALUE! | #VALUE! | #VALUE! | #VALUE! | #VALUE!
4 | 106.1208 |  | '97-'17 | 3.66% | 3.122% | 5.2% | 4.542% | 3.581% | 4.713% | 3.286% | 2.885% |  | #VALUE! | #VALUE! | #VALUE! | #VALUE! | #VALUE! | #VALUE! | #VALUE! | #VALUE! |  | #VALUE! | #VALUE! | #VALUE! | #VALUE! | #VALUE! | #VALUE! | #VALUE! | #VALUE! |  | Canada Pwr Input Costs, 1997-2014 |  | Overall Inflation
5 | 108.2432 | [31 empty] | US | CA
6 | 110.4081 | [5 empty] | Steam & Hydro | [23 empty] | Distribution | #REF! | #VALUE! | 2.358% |  | 1983: 97; 1984: 97
7 | 112.6162 |  | Year | Steam | Hydro |  |  |  | T. Stations | T. Towers | T. Poles | [19 empty] | Overhead CND | #REF! |  |  |  | 1983: 98; 1984: 98
8 | 114.8686 |  | 1970 | #REF! | #REF! |  | #REF! |  | #REF! | #REF! | #REF! | [19 empty] | Conductor | #REF! |  |  |  | 1983: 100; 1984: 100
9 | 117.1659 |  | 1971 | #REF! | #REF! |  | #REF! |  | #REF! | #REF! | #REF! | [19 empty] | D EQ | #REF! |  |  |  | 1983: 117; 1984: 117
10 | 119.5093 |  | 1972 | #REF! | #REF! |  | #REF! |  | #REF! | #REF! | #REF! | [19 empty] | Labour | #REF! |  |  |  | 1983: 146; 1984: 146
11 | 121.8994 |  | 1973 | #REF! | #REF! |  | #REF! |  | #REF! | #REF! | #REF! | [19 empty] | Transformers | #REF! |  |  |  | 1983: 167; 1984: 167
12 | 124.3374 |  | 1974 | #REF! | #REF! |  | #REF! |  | #REF! | #REF! | #REF! | [19 empty] | Operations | #REF! |  |  |  | 1983: 178; 1984: 178
13 | 126.8242 |  | 1975 | #REF! | #REF! |  | #REF! |  | #REF! | #REF! | #REF! | [19 empty] | A&G | #REF! |  |  |  | 1983: 168; 1984: 168
|  |  | 1976 | #REF! | #REF! |  | #REF! |  | #REF! | #REF! | #REF! | [19 empty] | Transmission | #REF! |  |  |  | 1983: 180; 1984: 180
| Discrete | Continuous | 1977 | #REF! | #REF! |  | #REF! |  | #REF! | #REF! | #REF! | [24 empty] | 1983: 203; 1984: 203
| 2% | 1.98% | 1978 | #REF! | #REF! |  | #REF! |  | #REF! | #REF! | #REF! | [24 empty] | 1983: 219; 1984: 219
|  |  | 1979 | #REF! | #REF! |  | #REF! |  | #REF! | #REF! | #REF! | [19 empty] | BLS 1997-2014 |  |  |  |  | 1983: 226; 1984: 226
|  |  | 1980 | #REF! | #REF! |  | #REF! |  | #REF! | #REF! | #REF! | [19 empty] | Distribution | #REF! |  |  |  | 1983: 245; 1984: 245
|  |  | 1981 | #REF! | #REF! |  | #REF! |  | #REF! | #REF! | #REF! | [19 empty] | Transformers | #REF! |  |  |  | 1983: 242; 1984: 242
|  |  | 1982 | #REF! | #REF! |  | #REF! |  | #REF! | #REF! | #REF! | [19 empty] | Turbines | #REF! |  |  |  | 1983: 244; 1984: 244
|  |  | 1983 | #REF! | #REF! |  | #REF! |  | #REF! | #REF! | #REF! | [24 empty] | 1983: 235; 1984: 235
|  |  | 1984 | #REF! | #REF! |  | #REF! |  | #REF! | #REF! | #REF! | [24 empty] | 1983: 307; 1984: 260
|  |  | 1985 | #REF! | #REF! |  | #REF! |  | #REF! | #REF! | #REF! | [24 empty] | 1983: 318; 1984: 323
|  |  | 1986 | #REF! | #REF! |  | #REF! |  | #REF! | #REF! | #REF! | [24 empty] | 1983: 321; 1984: 307
|  |  | 1987 | #REF! | #REF! |  | #REF! |  | #REF! | #REF! | #REF! | [24 empty] | 1983: 334; 1984: 322
|  |  | 1988 | #REF! | #REF! |  | #REF! |  | #REF! | #REF! | #REF! | [24 empty] | 1983: 318; 1984: 318
|  |  | 1989 | #REF! | #REF! |  | #REF! |  | #REF! | #REF! | #REF! | [24 empty] | 1983: 330; 1984: 317.5
|  |  | 1990 | #REF! | #REF! |  | #REF! |  | #REF! | #REF! | #REF! | [24 empty] | 1983: 343; 1984: 312
|  |  | 1991 | #REF! | #REF! |  | #REF! |  | #REF! | #REF! | #REF! | [24 empty] | 1983: 370; 1984: 332
|  |  | 1992 | #REF! | #REF! |  | #REF! |  | #REF! | #REF! | #REF! | [24 empty] | 1983: 376; 1984: 321.25
|  |  | 1993 | #REF! | #REF! |  | #REF! |  | #REF! | #REF! | #REF! | [24 empty] | 1983: 394; 1984: 358
|  |  | 1994 | #REF! | #REF! |  | #REF! |  | #REF! | #REF! | #REF! | [24 empty] | 1983: 368; 1984: 333.5
|  |  | 1995 | #REF! | #REF! |  | #REF! |  | #REF! | #REF! | #REF! | [24 empty] | 1983: 392; 1984: 309
|  |  | 1996 | #REF! | #REF! |  | #REF! |  | #REF! | #REF! | #REF! | [24 empty] | 1983: 410; 1984: 313
|  |  | 1997 | #REF! | #REF! |  | #REF! |  | #REF! | #REF! | #REF! | [24 empty] | 1983: 407; 1984: 317.75
|  |  | 1998 | #REF! | #REF! |  | #REF! |  | #REF! | #REF! | #REF! | [24 empty] | 1983: 409; 1984: 336
|  |  | 1999 | #REF! | #REF! |  | #REF! |  | #REF! | #REF! | #REF! | [24 empty] | 1983: 446; 1984: 325
|  |  | 2000 | #REF! | #REF! |  | #REF! |  | #REF! | #REF! | #REF! | [24 empty] | 1983: 495; 1984: 329.75
|  |  | 2001 | #REF! | #REF! |  | #REF! |  | #REF! | #REF! | #REF! | [24 empty] | 1983: 576; 1984: 333
|  |  | 2002 | #REF! | #REF! |  | #REF! |  | #REF! | #REF! | #REF! | [24 empty] | 1983: 622; 1984: 337
|  |  | 2003 | #REF! | #REF! |  | #REF! |  | #REF! | #REF! | #REF! | [24 empty] | 1983: 730; 1984: 343
|  |  | 2004 | #REF! | #REF! |  | #REF! |  | #REF! | #REF! | #REF! | [24 empty] | 1983: 537; 1984: 365
|  |  | 2005 | #REF! | #REF! |  | #REF! |  | #REF! | #REF! | #REF! | [24 empty] | 1983: 621; 1984: 370
|  |  | 2006 | #REF! | #REF! |  | #REF! |  | #REF! | #REF! | #REF! | [24 empty] | 1983: 661; 1984: 370.25
|  |  | 2007 | #REF! | #REF! |  | #REF! |  | #REF! | #REF! | #REF! | [24 empty] | 1983: 618; 1984: 376
|  |  | 2008 | #REF! | #REF! |  | #REF! |  | #REF! | #REF! | #REF! | [24 empty] | 1983: 643; 1984: 374
|  |  | 2009 | #REF! | #REF! |  | #REF! |  | #REF! | #REF! | #REF! | [24 empty] | 1983: 653; 1984: 376.25
|  |  | 2010 | #REF! | #REF! |  | #REF! |  | #REF! | #REF! | #REF! | [24 empty] | 1983: 659; 1984: 381
|  |  | 2011 | #REF! | #REF! |  | #REF! |  | #REF! | #REF! | #REF! | [24 empty] | 1984: 377
|  |  | 2012 | [32 empty] | 1984: 382.25
|  |  | 2013* | [32 empty] | 1984: 394
|  |  | 2014* | [32 empty] | 1984: 395
|  |  | 2015 | [32 empty] | 1984: 394
|  |  | 2016 | [32 empty] | 1984: 392
|  |  | 2017 | [32 empty] | 1984: 359
|  |  | 2018 | [32 empty] | 1984: 367.5
|  |  | 2019 | [32 empty] | 1984: 360
401
391.75
405
410
416
407
409
409
419
446
469
495
545
576
307
317.5
321.25
333.5
317.75
329.75
343
370.25
376.25
382.25
609
622.459
670
730
737
537
615
621
611
661
611
618
629
643
647
653
659
659

## COS Inputs
[6 empty] | Transmission Demand | [6 empty] | Generation
0 | 100 |  | 36.3232 |  |  | Direct Capital |  | Demand | Rural | Total |  |  | Direct Capital |  | Generation | Turbines
1 | 102 | 2 | 0.74509 | 0.018627 | 1.4902 |  | NBV | 552653.1575 | 70084.6919 | 622737.8493 |  |  |  | NBV | 982005.8994 | 148387.5509
2 | 104.04 | 2.04 | 0.77948 | 0.038974 | 1.5901 |  | Gross Plant | 701562.9952 | 127579.5588 | 829142.554 |  |  |  | Gross Plant | 1490049.5691 | 190832.6805
3 | 106.1208 | 2.0808 | 0.81546 | 0.061159 | 1.6968 |  | Average Rate Base | 561946.1905 | 71534.0095 | 633480.2 |  |  |  | Average Rate Base | 1116224.4806
4 | 108.2432 | 2.1224 | 0.85309 | 0.085309 | 1.8106
5 | 110.4081 | 2.1649 | 0.89247 | 0.11156 | 1.9321 | Transmission O&M | [6 empty] | Generation O&M |  | Generation | Turbines
6 | 112.6162 | 2.2082 | 0.93366 | 0.14005 | 2.0617 |  | Ops | 6944.8687 | 1104.297 | 8049.1657 |  | Ratios |  | Ops | 41973.2094 | 7604.6409 |  | Ratios
7 | 114.8686 | 2.2523 | 0.97675 | 0.17093 | 2.2 |  | A&G | 6279.6795 | 1048.1251 | 7327.8046 | FOM/K | 0.0097078 |  | A&G | 28305.0749 | 1141.4716 | FOM/K | 0.03985
8 | 117.1659 | 2.2974 | 1.0218 | 0.20437 | 2.3475 |  | WK | 372.6846 | 47.4416 | 420.1262 | A&G/O&M | 0.91038 |  | WK | 740.2838 |  | A&G/O&M | 0.1501
9 | 119.5093 | 2.3433 | 1.069 | 0.24052 | 2.505 | Materials/Supplies |  | 7177.5943 | 1300.3861 | 8477.9805 | M&S/K | 0.010225 | Materials/Supplies |  | 17305.6337 |  | M&S/K | 0.011614
10 | 121.8994 | 2.3902 | 1.1183 | 0.27958 | 2.673 | [5 empty] | WK/O&M | 0.052195 |  |  |  |  | WK/O&M | 0.017637
11 | 124.3374 | 2.438 | 1.1699 | 0.32173 | 2.8523 | Insurance |  | 254.0161 | 27.1531 | 281.1693 | Insr/K | 0.00033911 | Insurance |  | 1643.4142 |  | Insr/K | 0.0011029
12 | 126.8242 | 2.4867 | 1.2239 | 0.36718 | 3.0436 | [5 empty] | GenPl/NBV | 0.032825 |  |  |  |  | GenPl/NBV | 0.089784
13 | 129.3607 | 2.5365 | 1.2804 | 0.41614 | 3.2478 | General Plant | [6 empty] | General Plant
14 | 131.9479 | 2.5872 | 1.3395 | 0.46884 | 3.4656 |  | Gross | 26517.1477 | 4328.888 | 30846.0357 |  |  |  | Gross | 146139.1216
15 | 134.5868 | 2.639 | 1.4014 | 0.52551 | 3.6981 |  | Net | 9293.033 | 1449.3176 | 10742.3507 |  |  |  | Net | 54297.9671
16 | 137.2786 | 2.6917 | 1.466 | 0.58641 | 3.9462 |  | Average | 17905.0903 | 2889.1028 | 20794.1932 |  |  |  | Average | 100218.5443
17 | 140.0241 | 2.7456 | 1.5337 | 0.65182 | 4.2109
18 | 142.8246 | 2.8005 | 1.6045 | 0.72202 | 4.4933 | [7 empty] | Gas Turbine
19 | 145.6811 | 2.8565 | 1.6785 | 0.7973 | 4.7947 | [8 empty] | O&M | 7964.1165
20 | 148.5947 | 2.9136 | 1.756 | 0.878 | 5.1163 | [8 empty] | Capacity | 223.5 | MW
21 | 151.5666 | 2.9719 | 1.8371 | 0.96445 | 5.4595 | [9 empty] | 35.6336
22 | 154.598 | 3.0313 | 1.9218 | 1.057 | 5.8257
23 | 157.6899 | 3.092 | 2.0105 | 1.1561 | 6.2165
24 | 160.8437 | 3.1538 | 2.1033 | 1.262 | 6.6335
25 | 164.0606 | 3.2169 | 2.2004 | 1.3753 | 7.0784
26 | 167.3418 | 3.2812 | 2.302 | 1.4963 | 7.5532
27 | 170.6886 | 3.3468 | 2.4082 | 1.6255 | 8.0599
28 | 174.1024 | 3.4138 | 2.5194 | 1.7636 | 8.6005
29 | 177.5845 | 3.482 | 2.6356 | 1.9108 | 9.1774
30 | 181.1362 | 3.5517 | 2.7573 | 2.068 | 9.793
31 | 184.7589 | 3.6227 | 2.8845 | 2.2355 | 10.4499
32 | 188.4541 | 3.6952 | 3.0177 | 2.4141 | 11.1508
33 | 192.2231 | 3.7691 | 3.157 | 2.6045 | 11.8988
34 | 196.0676 | 3.8445 | 3.3027 | 2.8073 | 12.6969
35 | 199.989 | 3.9214 | 3.4551 | 3.0232 | 13.5486
36 | 203.9887 | 3.9998 | 3.6146 | 3.2531 | 14.4574
37 | 208.0685 | 4.0798 | 3.7814 | 3.4978 | 15.4272
38 | 212.2299 | 4.1614 | 3.9559 | 3.7581 | 16.462
39 | 216.4745 | 4.2446 | 4.1385 | 4.035 | 17.5662
40 | 220.804 | 4.3295 | 4.3295 | 4.3295 | 18.7445
|  | 120.804 | 81.9914 | 53.7231 | 275.9759
0.67871
0 | 100 |  | 36.3232
1 | 102 | 2 | 0.77484 | 0.077484 | 1.5497
2 | 104.04 | 2.04 | 0.87815 | 0.17563 | 1.7914
3 | 106.1208 | 2.0808 | 0.99524 | 0.29857 | 2.0709
4 | 108.2432 | 2.1224 | 1.1279 | 0.45118 | 2.394
5 | 110.4081 | 2.1649 | 1.2783 | 0.63917 | 2.7674
6 | 112.6162 | 2.2082 | 1.4488 | 0.86926 | 3.1991
7 | 114.8686 | 2.2523 | 1.6419 | 1.1494 | 3.6982
8 | 117.1659 | 2.2974 | 1.8609 | 1.4887 | 4.2751
9 | 119.5093 | 2.3433 | 2.109 | 1.8981 | 4.942
10 | 121.8994 | 2.3902 | 2.3902 | 2.3902 | 5.713
|  | 21.8994 | 14.5053 | 9.4376 | 32.4008
0.66236
Note on Q8: Gordon Alexander: Robert included transmissin Ops as well???
Note on Q13: Gordon Alexander: Robert recorded demand cost as 1103 not 1013.
Note on I16: Gordon Alexander: Robert excluded NLSO?
Note on J16: Gordon Alexander: Robert excluded NLSO
Note on Q16: Gordon Alexander: Robert excluded NLSO
Note on I17: Gordon Alexander: Robert excluded NLSO
Note on J17: Gordon Alexander: Robert excluded NLSO
Note on Q17: Gordon Alexander: Robert excluded NLSO

## CAN DEF
Title:
Series ID: | CANGDPDEFQISMEI
Source: | Organization for Economic Co-operation and Development
Release: | Main Economic Indicators (Not a Press Release)
Seasonal Adjustment: | Seasonally Adjusted
Frequency: | Annual
Aggregation Method: | Average
Units: | Index 2010=100
Date Range: | 1961-01-01 to 2014-10-01
Last Updated: | 2015-06-09 8:04 AM CDT
Notes: | Copyright, 2014, OECD. Reprinted with permission.
All OECD data should be cited as follows: OECD (2010), "Main Economic
Indicators - complete database", Main Economic Indicators
(database),http://dx.doi.org/10.1787/data-00052-en (Accessed on date)
DATE | VALUE |  |  |  | Historical Rate of Inflation
1961-01-01 | 12.3809 |  |  | 2.117% | Annual % Δ:
1962-01-01 | 12.5528
1963-01-01 | 12.7986 |  |  |  | Rate of Expected Inflation
1964-01-01 | 13.1713 |  |  |  | Annual % Δ: | 2%
1965-01-01 | 13.649
1966-01-01 | 14.3216
1967-01-01 | 14.964
1968-01-01 | 15.5836
1969-01-01 | 16.3368
1970-01-01 | 17.0597
1971-01-01 | 17.8799
1972-01-01 | 18.9346
1973-01-01 | 20.7657
1974-01-01 | 23.9287
1975-01-01 | 26.4829
1976-01-01 | 29.0022
1977-01-01 | 30.9747
1978-01-01 | 33.0178
1979-01-01 | 36.3122
1980-01-01 | 39.9769
1981-01-01 | 44.2906
1982-01-01 | 48.189
1983-01-01 | 50.9341
1984-01-01 | 52.7287
1985-01-01 | 54.4704
1986-01-01 | 56.1387
1987-01-01 | 58.7948
1988-01-01 | 61.459
1989-01-01 | 64.3346
1990-01-01 | 66.5134
1991-01-01 | 68.5501
1992-01-01 | 69.5714
1993-01-01 | 70.4913
1994-01-01 | 71.5076
1995-01-01 | 73.113
1996-01-01 | 74.3938 | 1.737%
1997-01-01 | 75.2457 | 1.139%
1998-01-01 | 75.0921 | -0.2044%
1999-01-01 | 76.4769 | 1.827%
2000-01-01 | 79.7463 | 4.186%
2001-01-01 | 81.0525 | 1.625%
2002-01-01 | 82.0371 | 1.207%
2003-01-01 | 84.7797 | 3.289%
2004-01-01 | 87.5533 | 3.219%
2005-01-01 | 90.3586 | 3.154%
2006-01-01 | 92.819 | 2.687%
2007-01-01 | 95.8218 | 3.184%
2008-01-01 | 99.5507 | 3.818%
2009-01-01 | 97.4168 | -2.167%
2010-01-01 | 99.9968 | 2.614%
2011-01-01 | 103.3845 | 3.332%
2012-01-01 | 104.9467 | 1.5%
2013-01-01 | 106.3978 | 1.373%
2014-01-01 | 108.2916 | 1.764% | 2.117%

## IslandLoad
Spare | Scenario | UOM | Key | Description | 1/1/2018 | 2/1/2018 | 3/1/2018 | 4/1/2018 | 5/1/2018 | 6/1/2018 | 7/1/2018 | 8/1/2018 | 9/1/2018 | 10/1/2018 | 11/1/2018 | 12/1/2018 | 1/1/2019 | 2/1/2019 | 3/1/2019 | 4/1/2019 | 5/1/2019 | 6/1/2019 | 7/1/2019 | 8/1/2019 | 9/1/2019 | 10/1/2019 | 11/1/2019 | 12/1/2019 | 1/1/2020 | 2/1/2020 | 3/1/2020 | 4/1/2020 | 5/1/2020 | 6/1/2020 | 7/1/2020 | 8/1/2020 | 9/1/2020 | 10/1/2020 | 11/1/2020 | 12/1/2020 | 1/1/2021 | 2/1/2021 | 3/1/2021 | 4/1/2021 | 5/1/2021 | 6/1/2021 | 7/1/2021 | 8/1/2021 | 9/1/2021 | 10/1/2021 | 11/1/2021 | 12/1/2021 | 1/1/2022 | 2/1/2022 | 3/1/2022 | 4/1/2022 | 5/1/2022 | 6/1/2022 | 7/1/2022 | 8/1/2022 | 9/1/2022 | 10/1/2022 | 11/1/2022 | 12/1/2022 | 1/1/2023 | 2/1/2023 | 3/1/2023 | 4/1/2023 | 5/1/2023 | 6/1/2023 | 7/1/2023 | 8/1/2023 | 9/1/2023 | 10/1/2023 | 11/1/2023 | 12/1/2023 | 1/1/2024 | 2/1/2024 | 3/1/2024 | 4/1/2024 | 5/1/2024 | 6/1/2024 | 7/1/2024 | 8/1/2024 | 9/1/2024 | 10/1/2024 | 11/1/2024 | 12/1/2024 | 1/1/2025 | 2/1/2025 | 3/1/2025 | 4/1/2025 | 5/1/2025 | 6/1/2025 | 7/1/2025 | 8/1/2025 | 9/1/2025 | 10/1/2025 | 11/1/2025 | 12/1/2025 | 1/1/2026 | 2/1/2026 | 3/1/2026 | 4/1/2026 | 5/1/2026 | 6/1/2026 | 7/1/2026 | 8/1/2026 | 9/1/2026 | 10/1/2026 | 11/1/2026 | 12/1/2026 | 1/1/2027 | 2/1/2027 | 3/1/2027 | 4/1/2027 | 5/1/2027 | 6/1/2027 | 7/1/2027 | 8/1/2027 | 9/1/2027 | 10/1/2027 | 11/1/2027 | 12/1/2027 | 1/1/2028 | 2/1/2028 | 3/1/2028 | 4/1/2028 | 5/1/2028 | 6/1/2028 | 7/1/2028 | 8/1/2028 | 9/1/2028 | 10/1/2028 | 11/1/2028 | 12/1/2028 | 1/1/2029 | 2/1/2029 | 3/1/2029 | 4/1/2029 | 5/1/2029 | 6/1/2029 | 7/1/2029 | 8/1/2029 | 9/1/2029 | 10/1/2029 | 11/1/2029 | 12/1/2029 | 1/1/2030 | 2/1/2030 | 3/1/2030 | 4/1/2030 | 5/1/2030 | 6/1/2030 | 7/1/2030 | 8/1/2030 | 9/1/2030 | 10/1/2030 | 11/1/2030 | 12/1/2030 | 1/1/2031 | 2/1/2031 | 3/1/2031 | 4/1/2031 | 5/1/2031 | 6/1/2031 | 7/1/2031 | 8/1/2031 | 9/1/2031 | 10/1/2031 | 11/1/2031 | 12/1/2031 | 1/1/2032 | 2/1/2032 | 3/1/2032 | 4/1/2032 | 5/1/2032 | 6/1/2032 | 7/1/2032 | 8/1/2032 | 9/1/2032 | 10/1/2032 | 11/1/2032 | 12/1/2032 | 1/1/2033 | 2/1/2033 | 3/1/2033 | 4/1/2033 | 5/1/2033 | 6/1/2033 | 7/1/2033 | 8/1/2033 | 9/1/2033 | 10/1/2033 | 11/1/2033 | 12/1/2033 | 1/1/2034 | 2/1/2034 | 3/1/2034 | 4/1/2034 | 5/1/2034 | 6/1/2034 | 7/1/2034 | 8/1/2034 | 9/1/2034 | 10/1/2034 | 11/1/2034 | 12/1/2034 | 1/1/2035 | 2/1/2035 | 3/1/2035 | 4/1/2035 | 5/1/2035 | 6/1/2035 | 7/1/2035 | 8/1/2035 | 9/1/2035 | 10/1/2035 | 11/1/2035 | 12/1/2035 | 1/1/2036 | 2/1/2036 | 3/1/2036 | 4/1/2036 | 5/1/2036 | 6/1/2036 | 7/1/2036 | 8/1/2036 | 9/1/2036 | 10/1/2036 | 11/1/2036 | 12/1/2036 | 1/1/2037 | 2/1/2037 | 3/1/2037 | 4/1/2037 | 5/1/2037 | 6/1/2037 | 7/1/2037 | 8/1/2037 | 9/1/2037 | 10/1/2037 | 11/1/2037 | 12/1/2037 | 1/1/2038 | 2/1/2038 | 3/1/2038 | 4/1/2038 | 5/1/2038 | 6/1/2038 | 7/1/2038 | 8/1/2038 | 9/1/2038 | 10/1/2038
|  | MW | IABIGFFIRM1K | Abitibi-Price GF
|  | MW | IABIGFCOMPK | Compensation
|  | MW | IABISVFIRMK | Abitibi-Price Stephenville
|  | MW | INPFIRMK | Newfoundland Power | 1314.9 | 1264.2 | 1215.5 | 1048.8 | 878.8 | 717.7 | 591.2 | 563.5 | 682.3 | 863.2 | 1058.8 | 1268 | 1322.7 | 1271.8 | 1222.8 | 1055.2 | 884.1 | 722 | 594.7 | 566.9 | 686.3 | 868.3 | 1065.3 | 1275.6 | 1316.6 | 1265.9 | 1217.1 | 1050.2 | 880 | 718.7 | 592 | 564.3 | 683.2 | 864.3 | 1060.3 | 1269.8 | 1329.8 | 1278.6 | 1229.3 | 1060.9 | 888.9 | 725.9 | 597.9 | 569.9 | 689.9 | 872.9 | 1071 | 1282.5 | 1334.4 | 1283 | 1233.6 | 1064.6 | 892.1 | 728.4 | 600 | 571.9 | 692.3 | 875.9 | 1074.8 | 1286.9 | 1339.8 | 1288.2 | 1238.6 | 1068.9 | 895.7 | 731.4 | 602.4 | 574.2 | 695.1 | 879.4 | 1079.2 | 1292.1 | 1342.3 | 1290.6 | 1240.9 | 1071 | 897.4 | 732.8 | 603.5 | 575.3 | 696.4 | 881 | 1081.2 | 1294.5 | 1348 | 1296.1 | 1246.2 | 1075.6 | 901.3 | 735.9 | 606.1 | 577.7 | 699.3 | 884.7 | 1085.8 | 1300 | 1353.6 | 1301.5 | 1251.4 | 1080.1 | 905.1 | 739 | 608.6 | 580.1 | 702.2 | 888.3 | 1090.4 | 1305.5 | 1363.3 | 1310.8 | 1260.4 | 1087.9 | 911.7 | 744.3 | 613 | 584.3 | 707.2 | 894.6 | 1098.3 | 1314.8 | 1373.3 | 1320.5 | 1269.7 | 1096 | 918.5 | 749.8 | 617.5 | 588.6 | 712.3 | 901.1 | 1106.5 | 1324.5 | 1382.9 | 1329.7 | 1278.6 | 1103.8 | 925 | 755.1 | 621.8 | 592.7 | 717.3 | 907.4 | 1114.3 | 1333.8 | 1392.8 | 1339.3 | 1287.8 | 1111.8 | 931.8 | 760.5 | 626.3 | 597 | 722.4 | 913.8 | 1122.4 | 1352.1 | 1401.9 | 1348 | 1296.2 | 1119.1 | 938 | 765.5 | 630.4 | 600.9 | 727 | 919.7 | 1129.8 | 1352.1 | 1411.5 | 1357.3 | 1305.1 | 1126.9 | 944.5 | 770.8 | 634.7 | 605 | 732 | 926 | 1137.6 | 1361.4 | 1421.1 | 1366.5 | 1314.1 | 1134.6 | 951 | 776.1 | 639 | 609.2 | 736.9 | 932.2 | 1145.4 | 1370.7 | 1430.8 | 1375.9 | 1323.1 | 1142.5 | 957.6 | 781.4 | 643.4 | 613.3 | 741.9 | 938.5 | 1153.3 | 1380 | 1440.1 | 1384.8 | 1331.7 | 1150 | 963.9 | 786.6 | 647.5 | 617.3 | 746.7 | 944.6 | 1160.9 | 1389 | 1449 | 1393.4 | 1340 | 1157.2 | 970 | 791.5 | 651.6 | 621.2 | 751.3 | 950.4 | 1168.2 | 1397.6 | 1458.6 | 1402.7 | 1348.9 | 1164.9 | 976.5 | 796.7 | 655.9 | 625.3 | 756.2 | 956.6 | 1176 | 1406.9 | 1467.7 | 1411.4 | 1357.3 | 1172.3 | 982.7 | 801.7 | 660 | 629.2 | 760.9 | 962.5
|  | MW | IRIK | Hydro Rural Interconnected | 100 | 93.5 | 88.7 | 79.2 | 73.3 | 68.5 | 62.2 | 59.3 | 61.2 | 68.9 | 82.2 | 98.5 | 98.5 | 92 | 87.4 | 78.1 | 72.2 | 67.5 | 61.2 | 58.4 | 60.3 | 67.9 | 81 | 96.5 | 96.5 | 90.2 | 85.6 | 76.5 | 70.8 | 66.1 | 60 | 57.2 | 59.1 | 66.5 | 79.3 | 96.4 | 96.4 | 90.1 | 85.5 | 76.4 | 70.7 | 66.1 | 59.9 | 57.1 | 59 | 66.4 | 79.2 | 96.4 | 94.3 | 88.1 | 83.6 | 74.7 | 69.1 | 64.6 | 58.6 | 55.9 | 57.7 | 65 | 77.5 | 94.3 | 93 | 86.9 | 82.4 | 73.7 | 68.2 | 63.7 | 57.8 | 55.1 | 56.9 | 64 | 76.4 | 93 | 92.6 | 86.5 | 82.1 | 73.3 | 67.9 | 63.4 | 57.5 | 54.8 | 56.7 | 63.8 | 76.1 | 92.6 | 92.6 | 86.5 | 82.1 | 73.3 | 67.9 | 63.4 | 57.5 | 54.9 | 56.7 | 63.8 | 76.1 | 92.8 | 92.8 | 86.7 | 82.3 | 73.5 | 68 | 63.6 | 57.7 | 55 | 56.8 | 63.9 | 76.3 | 93.1 | 93.1 | 87 | 82.6 | 73.7 | 68.3 | 63.8 | 57.9 | 55.2 | 57 | 64.1 | 76.5 | 93 | 93 | 86.9 | 82.5 | 73.7 | 68.2 | 63.7 | 57.8 | 55.1 | 56.9 | 64.1 | 76.4 | 93.2 | 93.2 | 87.1 | 82.6 | 73.8 | 68.3 | 63.8 | 57.9 | 55.2 | 57 | 64.2 | 76.6 | 93.5 | 93.5 | 87.3 | 82.9 | 74 | 68.5 | 64 | 58.1 | 55.4 | 57.2 | 64.4 | 76.8 | 94.1 | 93.8 | 87.6 | 83.2 | 74.3 | 68.8 | 64.2 | 58.3 | 55.6 | 57.4 | 64.6 | 77.1 | 94.1 | 94.1 | 87.9 | 83.5 | 74.6 | 69 | 64.5 | 58.5 | 55.8 | 57.6 | 64.8 | 77.3 | 94.4 | 94.4 | 88.2 | 83.7 | 74.8 | 69.2 | 64.7 | 58.7 | 55.9 | 57.8 | 65 | 77.6 | 94.2 | 94.2 | 88 | 83.5 | 74.6 | 69 | 64.5 | 58.5 | 55.8 | 57.6 | 64.9 | 77.4 | 94.2 | 94.2 | 88 | 83.6 | 74.6 | 69.1 | 64.5 | 58.6 | 55.8 | 57.7 | 64.9 | 77.4 | 94.3 | 94.3 | 88.1 | 83.6 | 74.7 | 69.1 | 64.6 | 58.6 | 55.9 | 57.7 | 65 | 77.5 | 94 | 94 | 87.8 | 83.4 | 74.5 | 68.9 | 64.4 | 58.4 | 55.7 | 57.5 | 64.8 | 77.3 | 94 | 94 | 87.8 | 83.3 | 74.5 | 68.9 | 64.4 | 58.4 | 55.7 | 57.5 | 64.7
|  |  |  | Corner Brook Pulp & Paper | [60 empty] | 0 | 0 | 0 | 0 | 0 | 0 | 0 | 0 | 0 | 0 | 0 | 0 | 0 | 0 | 0 | 0 | 0 | 0 | 0 | 0 | 0 | 0 | 0 | 0 | [60 empty] | 0 | 0 | 0 | 0 | 0 | 0 | 0 | 0 | 0 | 0 | 0 | 0 | 0 | 0 | 0 | 0 | 0 | 0 | 0 | 0 | 0 | 0 | 0 | 0 | [60 empty] | 0 | 0 | 0 | 0 | 0 | 0 | 0 | 0 | 0 | 0 | 0 | 0 | 0 | 0 | 0 | 0 | 0 | 0 | 0 | 0 | 0 | 0
|  | MW | ICBPPGOPK | Generation Outage Power | 0 | 0 | 0 | 0 | 0 | 0 | 0 | 0 | 0 | 0 | 0 | 0 | 0 | 0 | 0 | 0 | 0 | 0 | 0 | 0 | 0 | 0 | 0 | 0 | 0 | 0 | 0 | 0 | 0 | 0 | 0 | 0 | 0 | 0 | 0 | 0 | 0 | 0 | 0 | 0 | 0 | 0 | 0 | 0 | 0 | 0 | 0 | 0 | 0 | 0 | 0 | 0 | 0 | 0 | 0 | 0 | 0 | 0 | 0 | 0 | 0 | 0 | 0 | 0 | 0 | 0 | 0 | 0 | 0 | 0 | 0 | 0 | 0 | 0 | 0 | 0 | 0 | 0 | 0 | 0 | 0 | 0 | 0 | 0 | 0 | 0 | 0 | 0 | 0 | 0 | 0 | 0 | 0 | 0 | 0 | 0 | 0 | 0 | 0 | 0 | 0 | 0 | 0 | 0 | 0 | 0 | 0 | 0 | 0 | 0 | 0 | 0 | 0 | 0 | 0 | 0 | 0 | 0 | 0 | 0 | 0 | 0 | 0 | 0 | 0 | 0 | 0 | 0 | 0 | 0 | 0 | 0 | 0 | 0 | 0 | 0 | 0 | 0 | 0 | 0 | 0 | 0 | 0 | 0 | 0 | 0 | 0 | 0 | 0 | 0 | 0 | 0 | 0 | 0 | 0 | 0 | 0 | 0 | 0 | 0 | 0 | 0 | 0 | 0 | 0 | 0 | 0 | 0 | 0 | 0 | 0 | 0 | 0 | 0 | 0 | 0 | 0 | 0 | 0 | 0 | 0 | 0 | 0 | 0 | 0 | 0 | 0 | 0 | 0 | 0 | 0 | 0 | 0 | 0 | 0 | 0 | 0 | 0 | 0 | 0 | 0 | 0 | 0 | 0 | 0 | 0 | 0 | 0 | 0 | 0 | 0 | 0 | 0 | 0 | 0 | 0 | 0 | 0 | 0 | 0 | 0 | 0 | 0 | 0 | 0 | 0 | 0 | 0 | 0 | 0 | 0 | 0 | 0 | 0 | 0 | 0 | 0 | 0 | 0 | 0 | 0 | 0 | 0 | 0 | 0 | 0 | 0 | 0 | 0 | 0
|  | MW | ICBPPFIRM1K | Power on Order | 8 | 8 | 8 | 8.4 | 8.4 | 8.4 | 8.4 | 8.4 | 8.4 | 8.4 | 8.4 | 8.4 | 8 | 8 | 8 | 8 | 8 | 8 | 8 | 8 | 8 | 8 | 8 | 8 | 8 | 8 | 8 | 8 | 8 | 8 | 8 | 8 | 8 | 8 | 8 | 8 | 6 | 6 | 6 | 6 | 6 | 6 | 6 | 6 | 6 | 6 | 6 | 6 | 6 | 6 | 6 | 6 | 6 | 6 | 6 | 6 | 6 | 6 | 6 | 6 | 6 | 6 | 6 | 6 | 6 | 6 | 6 | 6 | 6 | 6 | 6 | 6 | 6 | 6 | 6 | 6 | 6 | 6 | 6 | 6 | 6 | 6 | 6 | 6 | 6 | 6 | 6 | 6 | 6 | 6 | 6 | 6 | 6 | 6 | 6 | 6 | 6 | 6 | 6 | 6 | 6 | 6 | 6 | 6 | 6 | 6 | 6 | 6 | 6 | 6 | 6 | 6 | 6 | 6 | 6 | 6 | 6 | 6 | 6 | 6 | 6 | 6 | 6 | 6 | 6 | 6 | 6 | 6 | 6 | 6 | 6 | 6 | 6 | 6 | 6 | 6 | 6 | 6 | 6 | 6 | 6 | 6 | 6 | 6 | 6 | 6 | 6 | 6 | 6 | 6 | 6 | 6 | 6 | 6 | 6 | 6 | 6 | 6 | 6 | 6 | 6 | 6 | 6 | 6 | 6 | 6 | 6 | 6 | 6 | 6 | 6 | 6 | 6 | 6 | 6 | 6 | 6 | 6 | 6 | 6 | 6 | 6 | 6 | 6 | 6 | 6 | 6 | 6 | 6 | 6 | 6 | 6 | 6 | 6 | 6 | 6 | 6 | 6 | 6 | 6 | 6 | 6 | 6 | 6 | 6 | 6 | 6 | 6 | 6 | 6 | 6 | 6 | 6 | 6 | 6 | 6 | 6 | 6 | 6 | 6 | 6 | 6 | 6 | 6 | 6 | 6 | 6 | 6 | 6 | 6 | 6 | 6 | 6 | 6 | 6 | 6 | 6 | 6 | 6 | 6 | 6 | 6 | 6 | 6 | 6 | 6 | 6 | 6 | 6 | 6
|  | MW | ICBPPINTERRK | Interruptible | 2 | 0 | 0 | 0 | 0 | 0 | 0 | 0 | 0 | 0 | 0 | 0 | 0 | 0 | 0 | 0 | 0 | 0 | 0 | 0 | 0 | 0 | 0 | 0 | 0 | 0 | 0 | 0 | 0 | 0 | 0 | 0 | 0 | 0 | 0 | 0 | 0 | 0 | 0 | 0 | 0 | 0 | 0 | 0 | 0 | 0 | 0 | 0 | 0 | 0 | 0 | 0 | 0 | 0 | 0 | 0 | 0 | 0 | 0 | 0 | 0 | 0 | 0 | 0 | 0 | 0 | 0 | 0 | 0 | 0 | 0 | 0 | 0 | 0 | 0 | 0 | 0 | 0 | 0 | 0 | 0 | 0 | 0 | 0 | 0 | 0 | 0 | 0 | 2 | 0 | 0 | 0 | 0 | 0 | 0 | 0 | 0 | 0 | 0 | 0 | 2 | 0 | 0 | 0 | 0 | 0 | 0 | 0 | 0 | 0 | 0 | 0 | 2 | 0 | 0 | 0 | 0 | 0 | 0 | 0 | 0 | 0 | 0 | 0 | 2 | 0 | 0 | 0 | 0 | 0 | 0 | 0 | 0 | 0 | 0 | 0 | 2 | 0 | 0 | 0 | 0 | 0 | 0 | 0 | 0 | 0 | 0 | 0 | 2 | 0 | 0 | 0 | 0 | 0 | 0 | 0 | 0 | 0 | 0 | 0 | 2 | 0 | 0 | 0 | 0 | 0 | 0 | 0 | 0 | 0 | 0 | 0 | 2 | 0 | 0 | 0 | 0 | 0 | 0 | 0 | 0 | 0 | 0 | 0 | 2 | 0 | 0 | 0 | 0 | 0 | 0 | 0 | 0 | 0 | 0 | 0 | 2 | 0 | 0 | 0 | 0 | 0 | 0 | 0 | 0 | 0 | 0 | 0 | 2 | 0 | 0 | 0 | 0 | 0 | 0 | 0 | 0 | 0 | 0 | 0 | 2 | 0 | 0 | 0 | 0 | 0 | 0 | 0 | 0 | 0 | 0 | 0 | 2 | 0 | 0 | 0 | 0 | 0 | 0 | 0 | 0 | 0 | 0 | 0 | 2 | 0 | 0 | 0 | 0 | 0
|  | MW |  | Total NLH Sales | 10 | 8 | 8 | 8.4 | 8.4 | 8.4 | 8.4 | 8.4 | 8.4 | 8.4 | 8.4 | 8.4 | 8 | 8 | 8 | 8 | 8 | 8 | 8 | 8 | 8 | 8 | 8 | 8 | 8 | 8 | 8 | 8 | 8 | 8 | 8 | 8 | 8 | 8 | 8 | 8 | 6 | 6 | 6 | 6 | 6 | 6 | 6 | 6 | 6 | 6 | 6 | 6 | 6 | 6 | 6 | 6 | 6 | 6 | 6 | 6 | 6 | 6 | 6 | 6 | 6 | 6 | 6 | 6 | 6 | 6 | 6 | 6 | 6 | 6 | 6 | 6 | 6 | 6 | 6 | 6 | 6 | 6 | 6 | 6 | 6 | 6 | 6 | 6 | 6 | 6 | 6 | 6 | 8 | 6 | 6 | 6 | 6 | 6 | 6 | 6 | 6 | 6 | 6 | 6 | 8 | 6 | 6 | 6 | 6 | 6 | 6 | 6 | 6 | 6 | 6 | 6 | 8 | 6 | 6 | 6 | 6 | 6 | 6 | 6 | 6 | 6 | 6 | 6 | 8 | 6 | 6 | 6 | 6 | 6 | 6 | 6 | 6 | 6 | 6 | 6 | 8 | 6 | 6 | 6 | 6 | 6 | 6 | 6 | 6 | 6 | 6 | 6 | 8 | 6 | 6 | 6 | 6 | 6 | 6 | 6 | 6 | 6 | 6 | 6 | 8 | 6 | 6 | 6 | 6 | 6 | 6 | 6 | 6 | 6 | 6 | 6 | 8 | 6 | 6 | 6 | 6 | 6 | 6 | 6 | 6 | 6 | 6 | 6 | 8 | 6 | 6 | 6 | 6 | 6 | 6 | 6 | 6 | 6 | 6 | 6 | 8 | 6 | 6 | 6 | 6 | 6 | 6 | 6 | 6 | 6 | 6 | 6 | 8 | 6 | 6 | 6 | 6 | 6 | 6 | 6 | 6 | 6 | 6 | 6 | 8 | 6 | 6 | 6 | 6 | 6 | 6 | 6 | 6 | 6 | 6 | 6 | 8 | 6 | 6 | 6 | 6 | 6 | 6 | 6 | 6 | 6 | 6 | 6 | 8 | 6 | 6 | 6 | 6 | 6
|  |  |  | North Atlantic Refining | [60 empty] | 0 | 0 | 0 | 0 | 0 | 0 | 0 | 0 | 0 | 0 | 0 | 0 | 0 | 0 | 0 | 0 | 0 | 0 | 0 | 0 | 0 | 0 | 0 | 0 | [60 empty] | 0 | 0 | 0 | 0 | 0 | 0 | 0 | 0 | 0 | 0 | 0 | 0 | 0 | 0 | 0 | 0 | 0 | 0 | 0 | 0 | 0 | 0 | 0 | 0 | [60 empty] | 0 | 0 | 0 | 0 | 0 | 0 | 0 | 0 | 0 | 0 | 0 | 0 | 0 | 0 | 0 | 0 | 0 | 0 | 0 | 0 | 0 | 0
|  | MW | INARLK | Power on Order | 32 | 32 | 32 | 32 | 32 | 32 | 32 | 32 | 32 | 32 | 32 | 32 | 31 | 31 | 31 | 31 | 31 | 31 | 31 | 31 | 31 | 31 | 31 | 31 | 31 | 31 | 31 | 31 | 31 | 31 | 31 | 31 | 31 | 31 | 31 | 31 | 31 | 31 | 31 | 31 | 31 | 31 | 31 | 31 | 31 | 31 | 31 | 31 | 31 | 31 | 31 | 31 | 31 | 31 | 31 | 31 | 31 | 31 | 31 | 31 | 31 | 31 | 31 | 31 | 31 | 31 | 31 | 31 | 31 | 31 | 31 | 31 | 31 | 31 | 31 | 31 | 31 | 31 | 31 | 31 | 31 | 31 | 31 | 31 | 31 | 31 | 31 | 31 | 31 | 31 | 31 | 31 | 31 | 31 | 31 | 31 | 31 | 31 | 31 | 31 | 31 | 31 | 31 | 31 | 31 | 31 | 31 | 31 | 31 | 31 | 31 | 31 | 31 | 31 | 31 | 31 | 31 | 31 | 31 | 31 | 31 | 31 | 31 | 31 | 31 | 31 | 31 | 31 | 31 | 31 | 31 | 31 | 31 | 31 | 31 | 31 | 31 | 31 | 31 | 31 | 31 | 31 | 31 | 31 | 31 | 31 | 31 | 31 | 31 | 31 | 31 | 31 | 31 | 31 | 31 | 31 | 31 | 31 | 31 | 31 | 31 | 31 | 31 | 31 | 31 | 31 | 31 | 31 | 31 | 31 | 31 | 31 | 31 | 31 | 31 | 31 | 31 | 31 | 31 | 31 | 31 | 31 | 31 | 31 | 31 | 31 | 31 | 31 | 31 | 31 | 31 | 31 | 31 | 31 | 31 | 31 | 31 | 31 | 31 | 31 | 31 | 31 | 31 | 31 | 31 | 31 | 31 | 31 | 31 | 31 | 31 | 31 | 31 | 31 | 31 | 31 | 31 | 31 | 31 | 31 | 31 | 31 | 31 | 31 | 31 | 31 | 31 | 31 | 31 | 31 | 31 | 31 | 31 | 31 | 31 | 31 | 31 | 31 | 31 | 31 | 31 | 31 | 31 | 31 | 31 | 31 | 31 | 31 | 31 | 31
|  | MW | INARLINTERRK | Interruptible | 0 | 0 | 0 | 0 | 0 | 0 | 0 | 0 | 0 | 0 | 0 | 0 | 0 | 0 | 0 | 0 | 0 | 0 | 0 | 0 | 0 | 0 | 0 | 0 | 0 | 0 | 0 | 0 | 0 | 0 | 0 | 0 | 0 | 0 | 0 | 0 | 0 | 0 | 0 | 0 | 0 | 0 | 0 | 0 | 0 | 0 | 0 | 0 | 0 | 0 | 0 | 0 | 0 | 0 | 0 | 0 | 0 | 0 | 0 | 0 | 0 | 0 | 0 | 0 | 0 | 0 | 0 | 0 | 0 | 0 | 0 | 0 | 0 | 0 | 0 | 0 | 0 | 0 | 0 | 0 | 0 | 0 | 0 | 0 | 0 | 0 | 0 | 0 | 0 | 0 | 0 | 0 | 0 | 0 | 0 | 0 | 0 | 0 | 0 | 0 | 0 | 0 | 0 | 0 | 0 | 0 | 0 | 0 | 0 | 0 | 0 | 0 | 0 | 0 | 0 | 0 | 0 | 0 | 0 | 0 | 0 | 0 | 0 | 0 | 0 | 0 | 0 | 0 | 0 | 0 | 0 | 0 | 0 | 0 | 0 | 0 | 0 | 0 | 0 | 0 | 0 | 0 | 0 | 0 | 0 | 0 | 0 | 0 | 0 | 0 | 0 | 0 | 0 | 0 | 0 | 0 | 0 | 0 | 0 | 0 | 0 | 0 | 0 | 0 | 0 | 0 | 0 | 0 | 0 | 0 | 0 | 0 | 0 | 0 | 0 | 0 | 0 | 0 | 0 | 0 | 0 | 0 | 0 | 0 | 0 | 0 | 0 | 0 | 0 | 0 | 0 | 0 | 0 | 0 | 0 | 0 | 0 | 0 | 0 | 0 | 0 | 0 | 0 | 0 | 0 | 0 | 0 | 0 | 0 | 0 | 0 | 0 | 0 | 0 | 0 | 0 | 0 | 0 | 0 | 0 | 0 | 0 | 0 | 0 | 0 | 0 | 0 | 0 | 0 | 0 | 0 | 0 | 0 | 0 | 0 | 0 | 0 | 0 | 0 | 0 | 0 | 0 | 0 | 0 | 0 | 0 | 0 | 0 | 0 | 0
|  | MW |  | Total NLH Sales | 32 | 32 | 32 | 32 | 32 | 32 | 32 | 32 | 32 | 32 | 32 | 32 | 31 | 31 | 31 | 31 | 31 | 31 | 31 | 31 | 31 | 31 | 31 | 31 | 31 | 31 | 31 | 31 | 31 | 31 | 31 | 31 | 31 | 31 | 31 | 31 | 31 | 31 | 31 | 31 | 31 | 31 | 31 | 31 | 31 | 31 | 31 | 31 | 31 | 31 | 31 | 31 | 31 | 31 | 31 | 31 | 31 | 31 | 31 | 31 | 31 | 31 | 31 | 31 | 31 | 31 | 31 | 31 | 31 | 31 | 31 | 31 | 31 | 31 | 31 | 31 | 31 | 31 | 31 | 31 | 31 | 31 | 31 | 31 | 31 | 31 | 31 | 31 | 31 | 31 | 31 | 31 | 31 | 31 | 31 | 31 | 31 | 31 | 31 | 31 | 31 | 31 | 31 | 31 | 31 | 31 | 31 | 31 | 31 | 31 | 31 | 31 | 31 | 31 | 31 | 31 | 31 | 31 | 31 | 31 | 31 | 31 | 31 | 31 | 31 | 31 | 31 | 31 | 31 | 31 | 31 | 31 | 31 | 31 | 31 | 31 | 31 | 31 | 31 | 31 | 31 | 31 | 31 | 31 | 31 | 31 | 31 | 31 | 31 | 31 | 31 | 31 | 31 | 31 | 31 | 31 | 31 | 31 | 31 | 31 | 31 | 31 | 31 | 31 | 31 | 31 | 31 | 31 | 31 | 31 | 31 | 31 | 31 | 31 | 31 | 31 | 31 | 31 | 31 | 31 | 31 | 31 | 31 | 31 | 31 | 31 | 31 | 31 | 31 | 31 | 31 | 31 | 31 | 31 | 31 | 31 | 31 | 31 | 31 | 31 | 31 | 31 | 31 | 31 | 31 | 31 | 31 | 31 | 31 | 31 | 31 | 31 | 31 | 31 | 31 | 31 | 31 | 31 | 31 | 31 | 31 | 31 | 31 | 31 | 31 | 31 | 31 | 31 | 31 | 31 | 31 | 31 | 31 | 31 | 31 | 31 | 31 | 31 | 31 | 31 | 31 | 31 | 31 | 31 | 31 | 31 | 31 | 31 | 31 | 31
|  |  |  | Teck - Duck Pond | [60 empty] | 0 | 0 | 0 | 0 | 0 | 0 | 0 | 0 | 0 | 0 | 0 | 0 | 0 | 0 | 0 | 0 | 0 | 0 | 0 | 0 | 0 | 0 | 0 | 0 | [60 empty] | 0 | 0 | 0 | 0 | 0 | 0 | 0 | 0 | 0 | 0 | 0 | 0 | 0 | 0 | 0 | 0 | 0 | 0 | 0 | 0 | 0 | 0 | 0 | 0 | [60 empty] | 0 | 0 | 0 | 0 | 0 | 0 | 0 | 0 | 0 | 0 | 0 | 0 | 0 | 0 | 0 | 0 | 0 | 0 | 0 | 0 | 0 | 0
|  | MW | IAURK | Power on Order | 0.5 | 0.5 | 0.5 | 0.5 | 0.5 | 0.5 | 0.5 | 0.5 | 0.5 | 0.5 | 0.5 | 0.5 | 0.5 | 0.5 | 0.5 | 0.5 | 0.5 | 0.5 | 0.5 | 0.5 | 0.5 | 0.5 | 0.5 | 0.5 | 0.5 | 0.5 | 0.5 | 0.5 | 0.5 | 0.5 | 0.5 | 0.5 | 0.5 | 0.5 | 0.5 | 0.5 | 0.5 | 0.5 | 0.5 | 0.5 | 0.5 | 0.5 | 0.5 | 0.5 | 0.5 | 0.5 | 0.5 | 0.5 | 0.5 | 0.5 | 0.5 | 0.5 | 0.5 | 0.5 | 0.5 | 0.5 | 0.5 | 0.5 | 0.5 | 0.5 | 0.5 | 0.5 | 0.5 | 0.5 | 0.5 | 0.5 | 0.5 | 0.5 | 0.5 | 0.5 | 0.5 | 0.5 | 0.5 | 0.5 | 0.5 | 0.5 | 0.5 | 0.5 | 0.5 | 0.5 | 0.5 | 0.5 | 0.5 | 0.5 | 0.5 | 0.5 | 0.5 | 0.5 | 0.5 | 0.5 | 0.5 | 0.5 | 0.5 | 0.5 | 0.5 | 0.5 | 0 | 0 | 0 | 0 | 0 | 0 | 0 | 0 | 0 | 0 | 0 | 0 | 0 | 0 | 0 | 0 | 0 | 0 | 0 | 0 | 0 | 0 | 0 | 0 | 0 | 0 | 0 | 0 | 0 | 0 | 0 | 0 | 0 | 0 | 0 | 0 | 0 | 0 | 0 | 0 | 0 | 0 | 0 | 0 | 0 | 0 | 0 | 0 | 0 | 0 | 0 | 0 | 0 | 0 | 0 | 0 | 0 | 0 | 0 | 0 | 0 | 0 | 0 | 0 | 0 | 0 | 0 | 0 | 0 | 0 | 0 | 0 | 0 | 0 | 0 | 0 | 0 | 0 | 0 | 0 | 0 | 0 | 0 | 0 | 0 | 0 | 0 | 0 | 0 | 0 | 0 | 0 | 0 | 0 | 0 | 0 | 0 | 0 | 0 | 0 | 0 | 0 | 0 | 0 | 0 | 0 | 0 | 0 | 0 | 0 | 0 | 0 | 0 | 0 | 0 | 0 | 0 | 0 | 0 | 0 | 0 | 0 | 0 | 0 | 0 | 0 | 0 | 0 | 0 | 0 | 0 | 0 | 0 | 0 | 0 | 0 | 0 | 0 | 0 | 0 | 0 | 0 | 0 | 0 | 0 | 0 | 0 | 0 | 0 | 0 | 0 | 0 | 0 | 0
|  | MW | IAURINTERRK | Interruptible | 0.1 | 0.1 | 0.1 | 0 | 0 | 0 | 0 | 0 | 0 | 0 | 0 | 0 | 0 | 0 | 0 | 0 | 0 | 0 | 0 | 0 | 0 | 0 | 0 | 0 | 0 | 0 | 0 | 0 | 0 | 0 | 0 | 0 | 0 | 0 | 0 | 0 | 0 | 0 | 0 | 0 | 0 | 0 | 0 | 0 | 0 | 0 | 0 | 0 | 0 | 0 | 0 | 0 | 0 | 0 | 0 | 0 | 0 | 0 | 0 | 0 | 0 | 0 | 0 | 0 | 0 | 0 | 0 | 0 | 0 | 0 | 0 | 0 | 0 | 0 | 0 | 0 | 0 | 0 | 0 | 0 | 0 | 0 | 0 | 0 | 0 | 0 | 0 | 0 | 0 | 0 | 0 | 0 | 0 | 0 | 0 | 0 | 0 | 0 | 0 | 0 | 0 | 0 | 0 | 0 | 0 | 0 | 0 | 0 | 0 | 0 | 0 | 0 | 0 | 0 | 0 | 0 | 0 | 0 | 0 | 0 | 0 | 0 | 0 | 0 | 0 | 0 | 0 | 0 | 0 | 0 | 0 | 0 | 0 | 0 | 0 | 0 | 0 | 0 | 0 | 0 | 0 | 0 | 0 | 0 | 0 | 0 | 0 | 0 | 0 | 0 | 0 | 0 | 0 | 0 | 0 | 0 | 0 | 0 | 0 | 0 | 0 | 0 | 0 | 0 | 0 | 0 | 0 | 0 | 0 | 0 | 0 | 0 | 0 | 0 | 0 | 0 | 0 | 0 | 0 | 0 | 0 | 0 | 0 | 0 | 0 | 0 | 0 | 0 | 0 | 0 | 0 | 0 | 0 | 0 | 0 | 0 | 0 | 0 | 0 | 0 | 0 | 0 | 0 | 0 | 0 | 0 | 0 | 0 | 0 | 0 | 0 | 0 | 0 | 0 | 0 | 0 | 0 | 0 | 0 | 0 | 0 | 0 | 0 | 0 | 0 | 0 | 0 | 0 | 0 | 0 | 0 | 0 | 0 | 0 | 0 | 0 | 0 | 0 | 0 | 0 | 0 | 0 | 0 | 0 | 0 | 0 | 0 | 0 | 0 | 0
|  | MW |  | Total NLH Sales | 0.6 | 0.6 | 0.6 | 0.5 | 0.5 | 0.5 | 0.5 | 0.5 | 0.5 | 0.5 | 0.5 | 0.5 | 0.5 | 0.5 | 0.5 | 0.5 | 0.5 | 0.5 | 0.5 | 0.5 | 0.5 | 0.5 | 0.5 | 0.5 | 0.5 | 0.5 | 0.5 | 0.5 | 0.5 | 0.5 | 0.5 | 0.5 | 0.5 | 0.5 | 0.5 | 0.5 | 0.5 | 0.5 | 0.5 | 0.5 | 0.5 | 0.5 | 0.5 | 0.5 | 0.5 | 0.5 | 0.5 | 0.5 | 0.5 | 0.5 | 0.5 | 0.5 | 0.5 | 0.5 | 0.5 | 0.5 | 0.5 | 0.5 | 0.5 | 0.5 | 0.5 | 0.5 | 0.5 | 0.5 | 0.5 | 0.5 | 0.5 | 0.5 | 0.5 | 0.5 | 0.5 | 0.5 | 0.5 | 0.5 | 0.5 | 0.5 | 0.5 | 0.5 | 0.5 | 0.5 | 0.5 | 0.5 | 0.5 | 0.5 | 0.5 | 0.5 | 0.5 | 0.5 | 0.5 | 0.5 | 0.5 | 0.5 | 0.5 | 0.5 | 0.5 | 0.5 | 0 | 0 | 0 | 0 | 0 | 0 | 0 | 0 | 0 | 0 | 0 | 0 | 0 | 0 | 0 | 0 | 0 | 0 | 0 | 0 | 0 | 0 | 0 | 0 | 0 | 0 | 0 | 0 | 0 | 0 | 0 | 0 | 0 | 0 | 0 | 0 | 0 | 0 | 0 | 0 | 0 | 0 | 0 | 0 | 0 | 0 | 0 | 0 | 0 | 0 | 0 | 0 | 0 | 0 | 0 | 0 | 0 | 0 | 0 | 0 | 0 | 0 | 0 | 0 | 0 | 0 | 0 | 0 | 0 | 0 | 0 | 0 | 0 | 0 | 0 | 0 | 0 | 0 | 0 | 0 | 0 | 0 | 0 | 0 | 0 | 0 | 0 | 0 | 0 | 0 | 0 | 0 | 0 | 0 | 0 | 0 | 0 | 0 | 0 | 0 | 0 | 0 | 0 | 0 | 0 | 0 | 0 | 0 | 0 | 0 | 0 | 0 | 0 | 0 | 0 | 0 | 0 | 0 | 0 | 0 | 0 | 0 | 0 | 0 | 0 | 0 | 0 | 0 | 0 | 0 | 0 | 0 | 0 | 0 | 0 | 0 | 0 | 0 | 0 | 0 | 0 | 0 | 0 | 0 | 0 | 0 | 0 | 0 | 0 | 0 | 0 | 0 | 0 | 0
|  |  |  | Vale - Long Harbour | [60 empty] | 0 | 0 | 0 | 0 | 0 | 0 | 0 | 0 | 0 | 0 | 0 | 0 | 0 | 0 | 0 | 0 | 0 | 0 | 0 | 0 | 0 | 0 | 0 | 0 | [60 empty] | 0 | 0 | 0 | 0 | 0 | 0 | 0 | 0 | 0 | 0 | 0 | 0 | 0 | 0 | 0 | 0 | 0 | 0 | 0 | 0 | 0 | 0 | 0 | 0 | [60 empty] | 0 | 0 | 0 | 0 | 0 | 0 | 0 | 0 | 0 | 0 | 0 | 0 | 0 | 0 | 0 | 0 | 0 | 0 | 0 | 0 | 0 | 0
|  | MW | IVALEK | Power on Order | 48 | 48 | 48 | 48 | 48 | 48 | 48 | 37 | 48 | 48 | 48 | 48 | 47.1 | 47.1 | 47.1 | 47.1 | 47.1 | 47.1 | 47.1 | 47.1 | 47.1 | 47.1 | 47.1 | 47.1 | 45 | 45 | 45 | 45 | 45 | 45 | 45 | 45 | 45 | 45 | 45 | 45 | 45 | 45 | 45 | 45 | 45 | 45 | 45 | 45 | 45 | 45 | 45 | 45 | 45 | 45 | 45 | 45 | 45 | 45 | 45 | 45 | 45 | 45 | 45 | 45 | 45 | 45 | 45 | 45 | 45 | 45 | 45 | 45 | 45 | 45 | 45 | 45 | 45 | 45 | 45 | 45 | 45 | 45 | 45 | 45 | 45 | 45 | 45 | 45 | 45 | 45 | 45 | 45 | 45 | 45 | 45 | 45 | 45 | 45 | 45 | 45 | 45 | 45 | 45 | 45 | 45 | 45 | 45 | 45 | 45 | 45 | 45 | 45 | 45 | 45 | 45 | 45 | 45 | 45 | 45 | 45 | 45 | 45 | 45 | 45 | 45 | 45 | 45 | 45 | 45 | 45 | 45 | 45 | 45 | 45 | 45 | 45 | 45 | 45 | 45 | 45 | 45 | 45 | 45 | 45 | 45 | 45 | 45 | 45 | 45 | 45 | 45 | 45 | 45 | 45 | 45 | 45 | 45 | 45 | 45 | 45 | 45 | 45 | 45 | 45 | 45 | 45 | 45 | 45 | 45 | 45 | 45 | 45 | 45 | 45 | 45 | 45 | 45 | 45 | 45 | 45 | 45 | 45 | 45 | 45 | 45 | 45 | 45 | 45 | 45 | 45 | 45 | 45 | 45 | 45 | 45 | 45 | 45 | 45 | 45 | 45 | 45 | 45 | 45 | 45 | 45 | 45 | 45 | 45 | 45 | 45 | 45 | 45 | 45 | 45 | 45 | 45 | 45 | 45 | 45 | 45 | 45 | 45 | 45 | 45 | 45 | 45 | 45 | 45 | 45 | 45 | 45 | 45 | 45 | 45 | 45 | 45 | 45 | 45 | 45 | 45 | 45 | 45 | 45 | 45 | 45 | 45 | 45 | 45 | 45 | 45 | 45 | 45 | 45 | 45
|  | MW | IVALEINTERRK | Interruptible | 0 | 0.9 | 0 | 0.8 | 0 | 0 | 0 | 0 | 0 | 0 | 0 | 0 | 0 | 0 | 0 | 0 | 0 | 0 | 0 | 0 | 0 | 0 | 0 | 0 | 0 | 0 | 0 | 0 | 0 | 0 | 0 | 0 | 0 | 0 | 0 | 0 | 0 | 0 | 0 | 0 | 0 | 0 | 0 | 0 | 0 | 0 | 0 | 0 | 0 | 0 | 0 | 0 | 0 | 0 | 0 | 0 | 0 | 0 | 0 | 0 | 0 | 0 | 0 | 0 | 0 | 0 | 0 | 0 | 0 | 0 | 0 | 0 | 0 | 0 | 0 | 0 | 0 | 0 | 0 | 0 | 0 | 0 | 0 | 0 | 0 | 0 | 0 | 0 | 0 | 0 | 0 | 0 | 0 | 0 | 0 | 0 | 0 | 0 | 0 | 0 | 0 | 0 | 0 | 0 | 0 | 0 | 0 | 0 | 0 | 0 | 0 | 0 | 0 | 0 | 0 | 0 | 0 | 0 | 0 | 0 | 0 | 0 | 0 | 0 | 0 | 0 | 0 | 0 | 0 | 0 | 0 | 0 | 0 | 0 | 0 | 0 | 0 | 0 | 0 | 0 | 0 | 0 | 0 | 0 | 0 | 0 | 0 | 0 | 0 | 0 | 0 | 0 | 0 | 0 | 0 | 0 | 0 | 0 | 0 | 0 | 0 | 0 | 0 | 0 | 0 | 0 | 0 | 0 | 0 | 0 | 0 | 0 | 0 | 0 | 0 | 0 | 0 | 0 | 0 | 0 | 0 | 0 | 0 | 0 | 0 | 0 | 0 | 0 | 0 | 0 | 0 | 0 | 0 | 0 | 0 | 0 | 0 | 0 | 0 | 0 | 0 | 0 | 0 | 0 | 0 | 0 | 0 | 0 | 0 | 0 | 0 | 0 | 0 | 0 | 0 | 0 | 0 | 0 | 0 | 0 | 0 | 0 | 0 | 0 | 0 | 0 | 0 | 0 | 0 | 0 | 0 | 0 | 0 | 0 | 0 | 0 | 0 | 0 | 0 | 0 | 0 | 0 | 0 | 0 | 0 | 0 | 0 | 0 | 0 | 0
|  | MW |  | Total NLH Sales | 48 | 48.9 | 48 | 48.8 | 48 | 48 | 48 | 37 | 48 | 48 | 48 | 48 | 47.1 | 47.1 | 47.1 | 47.1 | 47.1 | 47.1 | 47.1 | 47.1 | 47.1 | 47.1 | 47.1 | 47.1 | 45 | 45 | 45 | 45 | 45 | 45 | 45 | 45 | 45 | 45 | 45 | 45 | 45 | 45 | 45 | 45 | 45 | 45 | 45 | 45 | 45 | 45 | 45 | 45 | 45 | 45 | 45 | 45 | 45 | 45 | 45 | 45 | 45 | 45 | 45 | 45 | 45 | 45 | 45 | 45 | 45 | 45 | 45 | 45 | 45 | 45 | 45 | 45 | 45 | 45 | 45 | 45 | 45 | 45 | 45 | 45 | 45 | 45 | 45 | 45 | 45 | 45 | 45 | 45 | 45 | 45 | 45 | 45 | 45 | 45 | 45 | 45 | 45 | 45 | 45 | 45 | 45 | 45 | 45 | 45 | 45 | 45 | 45 | 45 | 45 | 45 | 45 | 45 | 45 | 45 | 45 | 45 | 45 | 45 | 45 | 45 | 45 | 45 | 45 | 45 | 45 | 45 | 45 | 45 | 45 | 45 | 45 | 45 | 45 | 45 | 45 | 45 | 45 | 45 | 45 | 45 | 45 | 45 | 45 | 45 | 45 | 45 | 45 | 45 | 45 | 45 | 45 | 45 | 45 | 45 | 45 | 45 | 45 | 45 | 45 | 45 | 45 | 45 | 45 | 45 | 45 | 45 | 45 | 45 | 45 | 45 | 45 | 45 | 45 | 45 | 45 | 45 | 45 | 45 | 45 | 45 | 45 | 45 | 45 | 45 | 45 | 45 | 45 | 45 | 45 | 45 | 45 | 45 | 45 | 45 | 45 | 45 | 45 | 45 | 45 | 45 | 45 | 45 | 45 | 45 | 45 | 45 | 45 | 45 | 45 | 45 | 45 | 45 | 45 | 45 | 45 | 45 | 45 | 45 | 45 | 45 | 45 | 45 | 45 | 45 | 45 | 45 | 45 | 45 | 45 | 45 | 45 | 45 | 45 | 45 | 45 | 45 | 45 | 45 | 45 | 45 | 45 | 45 | 45 | 45 | 45 | 45 | 45 | 45 | 45 | 45
|  |  |  | Praxair - Long Harbour | [60 empty] | 0 | 0 | 0 | 0 | 0 | 0 | 0 | 0 | 0 | 0 | 0 | 0 | 0 | 0 | 0 | 0 | 0 | 0 | 0 | 0 | 0 | 0 | 0 | 0 | [60 empty] | 0 | 0 | 0 | 0 | 0 | 0 | 0 | 0 | 0 | 0 | 0 | 0 | 0 | 0 | 0 | 0 | 0 | 0 | 0 | 0 | 0 | 0 | 0 | 0 | [60 empty] | 0 | 0 | 0 | 0 | 0 | 0 | 0 | 0 | 0 | 0 | 0 | 0 | 0 | 0 | 0 | 0 | 0 | 0 | 0 | 0 | 0 | 0
|  | MW | IPRAXFIRMK | Power on Order | 5.6 | 5.6 | 5.6 | 5.6 | 5.6 | 5.6 | 5.6 | 5.6 | 5.6 | 5.6 | 5.6 | 5.6 | 5.6 | 5.6 | 5.6 | 5.6 | 5.6 | 5.6 | 5.6 | 5.6 | 5.6 | 5.6 | 5.6 | 5.6 | 5.6 | 5.6 | 5.6 | 5.6 | 5.6 | 5.6 | 5.6 | 5.6 | 5.6 | 5.6 | 5.6 | 5.6 | 5.6 | 5.6 | 5.6 | 5.6 | 5.6 | 5.6 | 5.6 | 5.6 | 5.6 | 5.6 | 5.6 | 5.6 | 5.6 | 5.6 | 5.6 | 5.6 | 5.6 | 5.6 | 5.6 | 5.6 | 5.6 | 5.6 | 5.6 | 5.6 | 5.6 | 5.6 | 5.6 | 5.6 | 5.6 | 5.6 | 5.6 | 5.6 | 5.6 | 5.6 | 5.6 | 5.6 | 5.6 | 5.6 | 5.6 | 5.6 | 5.6 | 5.6 | 5.6 | 5.6 | 5.6 | 5.6 | 5.6 | 5.6 | 5.6 | 5.6 | 5.6 | 5.6 | 5.6 | 5.6 | 5.6 | 5.6 | 5.6 | 5.6 | 5.6 | 5.6 | 5.6 | 5.6 | 5.6 | 5.6 | 5.6 | 5.6 | 5.6 | 5.6 | 5.6 | 5.6 | 5.6 | 5.6 | 5.6 | 5.6 | 5.6 | 5.6 | 5.6 | 5.6 | 5.6 | 5.6 | 5.6 | 5.6 | 5.6 | 5.6 | 5.6 | 5.6 | 5.6 | 5.6 | 5.6 | 5.6 | 5.6 | 5.6 | 5.6 | 5.6 | 5.6 | 5.6 | 5.6 | 5.6 | 5.6 | 5.6 | 5.6 | 5.6 | 5.6 | 5.6 | 5.6 | 5.6 | 5.6 | 5.6 | 5.6 | 5.6 | 5.6 | 5.6 | 5.6 | 5.6 | 5.6 | 5.6 | 5.6 | 5.6 | 5.6 | 5.6 | 5.6 | 5.6 | 5.6 | 5.6 | 5.6 | 5.6 | 5.6 | 5.6 | 5.6 | 5.6 | 5.6 | 5.6 | 5.6 | 5.6 | 5.6 | 5.6 | 5.6 | 5.6 | 5.6 | 5.6 | 5.6 | 5.6 | 5.6 | 5.6 | 5.6 | 5.6 | 5.6 | 5.6 | 5.6 | 5.6 | 5.6 | 5.6 | 5.6 | 5.6 | 5.6 | 5.6 | 5.6 | 5.6 | 5.6 | 5.6 | 5.6 | 5.6 | 5.6 | 5.6 | 5.6 | 5.6 | 5.6 | 5.6 | 5.6 | 5.6 | 5.6 | 5.6 | 5.6 | 5.6 | 5.6 | 5.6 | 5.6 | 5.6 | 5.6 | 5.6 | 5.6 | 5.6 | 5.6 | 5.6 | 5.6 | 5.6 | 5.6 | 5.6 | 5.6 | 5.6 | 5.6 | 5.6 | 5.6 | 5.6 | 5.6 | 5.6 | 5.6 | 5.6 | 5.6 | 5.6 | 5.6 | 5.6 | 5.6 | 5.6 | 5.6 | 5.6 | 5.6 | 5.6 | 5.6 | 5.6 | 5.6 | 5.6 | 5.6 | 5.6
|  | MW | IPRAXINTK | Interruptible | 0.6 | 0.4 | 0.4 | 0.5 | 0 | 0 | 0 | 0 | 0 | 0.4 | 0.4 | 0.4 | 0.4 | 0.4 | 0.4 | 0 | 0 | 0 | 0 | 0 | 0 | 0.4 | 0.4 | 0.4 | 0.4 | 0.4 | 0.4 | 0 | 0 | 0 | 0 | 0 | 0 | 0.4 | 0.4 | 0.4 | 0.4 | 0.4 | 0.4 | 0 | 0 | 0 | 0 | 0 | 0 | 0.4 | 0.4 | 0.4 | 0.4 | 0.4 | 0.4 | 0 | 0 | 0 | 0 | 0 | 0 | 0.4 | 0.4 | 0.4 | 0.4 | 0.4 | 0.4 | 0 | 0 | 0 | 0 | 0 | 0 | 0.4 | 0.4 | 0.4 | 0.4 | 0.4 | 0.4 | 0 | 0 | 0 | 0 | 0 | 0 | 0.4 | 0.4 | 0.4 | 0.4 | 0.4 | 0.4 | 0 | 0 | 0 | 0 | 0 | 0 | 0.4 | 0.4 | 0.4 | 0.4 | 0.4 | 0.4 | 0 | 0 | 0 | 0 | 0 | 0 | 0.4 | 0.4 | 0.4 | 0.4 | 0.4 | 0.4 | 0 | 0 | 0 | 0 | 0 | 0 | 0.4 | 0.4 | 0.4 | 0.4 | 0.4 | 0.4 | 0 | 0 | 0 | 0 | 0 | 0 | 0.4 | 0.4 | 0.4 | 0.4 | 0.4 | 0.4 | 0 | 0 | 0 | 0 | 0 | 0 | 0.4 | 0.4 | 0.4 | 0.4 | 0.4 | 0.4 | 0 | 0 | 0 | 0 | 0 | 0 | 0.4 | 0.4 | 0.4 | 0.4 | 0.4 | 0.4 | 0 | 0 | 0 | 0 | 0 | 0 | 0.4 | 0.4 | 0.4 | 0.4 | 0.4 | 0.4 | 0 | 0 | 0 | 0 | 0 | 0 | 0.4 | 0.4 | 0.4 | 0.4 | 0.4 | 0.4 | 0 | 0 | 0 | 0 | 0 | 0 | 0.4 | 0.4 | 0.4 | 0.4 | 0.4 | 0.4 | 0 | 0 | 0 | 0 | 0 | 0 | 0.4 | 0.4 | 0.4 | 0.4 | 0.4 | 0.4 | 0 | 0 | 0 | 0 | 0 | 0 | 0.4 | 0.4 | 0.4 | 0.4 | 0.4 | 0.4 | 0 | 0 | 0 | 0 | 0 | 0 | 0.4 | 0.4 | 0.4 | 0.4 | 0.4 | 0.4 | 0 | 0 | 0 | 0 | 0 | 0 | 0.4 | 0.4 | 0.4 | 0.4 | 0.4 | 0.4 | 0 | 0 | 0 | 0 | 0 | 0 | 0.4
|  | MW |  | Total NLH Sales | 6.2 | 6 | 6 | 6.1 | 5.6 | 5.6 | 5.6 | 5.6 | 5.6 | 6 | 6 | 6 | 6 | 6 | 6 | 5.6 | 5.6 | 5.6 | 5.6 | 5.6 | 5.6 | 6 | 6 | 6 | 6 | 6 | 6 | 5.6 | 5.6 | 5.6 | 5.6 | 5.6 | 5.6 | 6 | 6 | 6 | 6 | 6 | 6 | 5.6 | 5.6 | 5.6 | 5.6 | 5.6 | 5.6 | 6 | 6 | 6 | 6 | 6 | 6 | 5.6 | 5.6 | 5.6 | 5.6 | 5.6 | 5.6 | 6 | 6 | 6 | 6 | 6 | 6 | 5.6 | 5.6 | 5.6 | 5.6 | 5.6 | 5.6 | 6 | 6 | 6 | 6 | 6 | 6 | 5.6 | 5.6 | 5.6 | 5.6 | 5.6 | 5.6 | 6 | 6 | 6 | 6 | 6 | 6 | 5.6 | 5.6 | 5.6 | 5.6 | 5.6 | 5.6 | 6 | 6 | 6 | 6 | 6 | 6 | 5.6 | 5.6 | 5.6 | 5.6 | 5.6 | 5.6 | 6 | 6 | 6 | 6 | 6 | 6 | 5.6 | 5.6 | 5.6 | 5.6 | 5.6 | 5.6 | 6 | 6 | 6 | 6 | 6 | 6 | 5.6 | 5.6 | 5.6 | 5.6 | 5.6 | 5.6 | 6 | 6 | 6 | 6 | 6 | 6 | 5.6 | 5.6 | 5.6 | 5.6 | 5.6 | 5.6 | 6 | 6 | 6 | 6 | 6 | 6 | 5.6 | 5.6 | 5.6 | 5.6 | 5.6 | 5.6 | 6 | 6 | 6 | 6 | 6 | 6 | 5.6 | 5.6 | 5.6 | 5.6 | 5.6 | 5.6 | 6 | 6 | 6 | 6 | 6 | 6 | 5.6 | 5.6 | 5.6 | 5.6 | 5.6 | 5.6 | 6 | 6 | 6 | 6 | 6 | 6 | 5.6 | 5.6 | 5.6 | 5.6 | 5.6 | 5.6 | 6 | 6 | 6 | 6 | 6 | 6 | 5.6 | 5.6 | 5.6 | 5.6 | 5.6 | 5.6 | 6 | 6 | 6 | 6 | 6 | 6 | 5.6 | 5.6 | 5.6 | 5.6 | 5.6 | 5.6 | 6 | 6 | 6 | 6 | 6 | 6 | 5.6 | 5.6 | 5.6 | 5.6 | 5.6 | 5.6 | 6 | 6 | 6 | 6 | 6 | 6 | 5.6 | 5.6 | 5.6 | 5.6 | 5.6 | 5.6 | 6 | 6 | 6 | 6 | 6 | 6 | 5.6 | 5.6 | 5.6 | 5.6 | 5.6 | 5.6 | 6
[65 empty] | 0 | 0 | 0 | 0 | 0 | 0 | 0 | 0 | 0 | 0 | 0 | 0 | 0 | 0 | 0 | 0 | 0 | 0 | 0 | 0 | 0 | 0 | 0 | 0 | [60 empty] | 0 | 0 | 0 | 0 | 0 | 0 | 0 | 0 | 0 | 0 | 0 | 0 | 0 | 0 | 0 | 0 | 0 | 0 | 0 | 0 | 0 | 0 | 0 | 0 | [60 empty] | 0 | 0 | 0 | 0 | 0 | 0 | 0 | 0 | 0 | 0 | 0 | 0 | 0 | 0 | 0 | 0 | 0 | 0 | 0 | 0 | 0 | 0
|  | MW | ITOTK | TOTAL NLH SALES | 1480.8 | 1424.5 | 1371.6 | 1197.7 | 1023.5 | 859.2 | 727.9 | 687.8 | 817.4 | 1004.1 | 1210.5 | 1433.2 | 1485.6 | 1428.9 | 1376 | 1201 | 1025.8 | 860.6 | 728.5 | 698.2 | 818.6 | 1006.3 | 1213.7 | 1436.9 | 1475.8 | 1419.6 | 1366.9 | 1192.8 | 1018.5 | 854.1 | 722.8 | 692.6 | 812.5 | 999.1 | 1205.3 | 1429.1 | 1487 | 1430.3 | 1377.2 | 1201.5 | 1025.6 | 859.6 | 726.8 | 696.5 | 817.4 | 1005.8 | 1214.2 | 1440 | 1489.7 | 1432.9 | 1379.7 | 1203.6 | 1027.2 | 860.7 | 727.7 | 697.3 | 818.6 | 1007.5 | 1216.3 | 1442.5 | 1493.8 | 1437 | 1383.5 | 1207.1 | 1030 | 862.8 | 729.4 | 698.9 | 820.6 | 1010.1 | 1219.7 | 1446.5 | 1495.9 | 1439 | 1385.6 | 1208.7 | 1031.4 | 863.9 | 730.2 | 699.7 | 821.7 | 1011.5 | 1221.4 | 1448.5 | 1501.6 | 1444.4 | 1390.8 | 1213.3 | 1035.3 | 867 | 732.8 | 702.2 | 824.6 | 1015.2 | 1226 | 1454.2 | 1506.9 | 1449.6 | 1395.7 | 1217.5 | 1038.7 | 869.8 | 735 | 704.3 | 827.1 | 1018.5 | 1230.3 | 1459.4 | 1516.8 | 1459.1 | 1405 | 1225.5 | 1045.5 | 875.3 | 739.5 | 708.6 | 832.3 | 1024.9 | 1238.4 | 1468.6 | 1526.7 | 1468.6 | 1414.1 | 1233.5 | 1052.2 | 880.7 | 743.9 | 712.8 | 837.3 | 1031.4 | 1246.4 | 1478.4 | 1536.4 | 1478 | 1423 | 1241.3 | 1058.8 | 886 | 748.3 | 716.9 | 842.3 | 1037.7 | 1254.3 | 1487.9 | 1546.5 | 1487.6 | 1432.4 | 1249.4 | 1065.7 | 891.6 | 752.9 | 721.4 | 847.5 | 1044.2 | 1262.5 | 1506.6 | 1555.8 | 1496.6 | 1441.1 | 1257 | 1072.1 | 896.8 | 757.2 | 725.4 | 852.3 | 1050.3 | 1270.2 | 1506.6 | 1565.6 | 1506 | 1450.2 | 1265 | 1078.7 | 902.3 | 761.6 | 729.7 | 857.4 | 1056.7 | 1278.1 | 1516.1 | 1575.4 | 1515.5 | 1459.2 | 1272.9 | 1085.4 | 907.7 | 766.1 | 733.9 | 862.5 | 1063 | 1286.2 | 1525.2 | 1584.9 | 1524.6 | 1468 | 1280.5 | 1091.8 | 912.8 | 770.3 | 738 | 867.3 | 1069.2 | 1293.8 | 1534.5 | 1594.1 | 1533.5 | 1476.7 | 1287.9 | 1098.1 | 917.9 | 774.5 | 741.9 | 872.1 | 1075.2 | 1301.4 | 1543.5 | 1603 | 1542.1 | 1484.9 | 1295.2 | 1104.2 | 922.9 | 778.5 | 745.8 | 876.7 | 1081.1 | 1308.7 | 1551.7 | 1612.3 | 1551 | 1493.5 | 1302.7 | 1110.5 | 927.9 | 782.6 | 749.7 | 881.4 | 1087.1 | 1316.2 | 1561 | 1621.3 | 1559.7 | 1501.8 | 1310 | 1116.6 | 932.9 | 786.7 | 753.6 | 886 | 1092.9
|  | MW | ILOSSK | Losses | 47.3896 | 45.6123 | 43.9234 | 29.9906 | 25.5775 | 21.5047 | 20.3362 | 19.2412 | 22.9372 | 25.0799 | 30.2397 | 45.8407 | 47.536 | 45.7461 | 44.0474 | 30.0326 | 25.6929 | 21.4927 | 20.4106 | 19.5878 | 22.925 | 25.1902 | 30.3806 | 45.9325 | 47.2224 | 45.4484 | 43.7561 | 29.8276 | 25.51 | 21.3304 | 20.2509 | 19.4307 | 22.7542 | 25.01 | 30.1703 | 45.6831 | 47.5808 | 45.791 | 44.0858 | 30.0451 | 25.6878 | 21.4677 | 20.3629 | 19.5401 | 22.8914 | 25.1777 | 30.3931 | 46.0315 | 47.6672 | 45.8742 | 44.1658 | 30.0977 | 25.7279 | 21.4952 | 20.3881 | 19.5625 | 22.925 | 25.2203 | 30.4457 | 46.1115 | 47.7984 | 46.0055 | 44.2875 | 30.1852 | 25.7981 | 21.5477 | 20.4358 | 19.6074 | 22.981 | 25.2854 | 30.5308 | 46.2393 | 47.8656 | 46.0695 | 44.3547 | 30.2252 | 25.8331 | 21.5751 | 20.4582 | 19.6299 | 23.0118 | 25.3204 | 30.5733 | 46.3033 | 48.048 | 46.2424 | 44.5212 | 30.3402 | 25.9308 | 21.6525 | 20.531 | 19.7 | 23.093 | 25.413 | 30.6885 | 46.4855 | 48.2176 | 46.4089 | 44.678 | 30.4452 | 26.016 | 21.7225 | 20.5927 | 19.7589 | 23.163 | 25.4956 | 30.7961 | 46.6517 | 48.5343 | 46.713 | 44.9757 | 30.6453 | 26.1863 | 21.8598 | 20.7188 | 19.8795 | 23.3087 | 25.6559 | 30.9989 | 46.9458 | 48.8511 | 47.0171 | 45.267 | 30.8453 | 26.3541 | 21.9947 | 20.842 | 19.9974 | 23.4487 | 25.8186 | 31.1991 | 47.2591 | 49.1615 | 47.3181 | 45.5519 | 31.0404 | 26.5194 | 22.1271 | 20.9653 | 20.1124 | 23.5887 | 25.9763 | 31.3969 | 47.5627 | 49.4847 | 47.6254 | 45.8528 | 31.2429 | 26.6922 | 22.2669 | 21.0942 | 20.2386 | 23.7343 | 26.139 | 31.6021 | 48.1605 | 49.7823 | 47.9136 | 46.1313 | 31.433 | 26.8525 | 22.3968 | 21.2147 | 20.3509 | 23.8688 | 26.2917 | 31.7949 | 48.1605 | 50.0958 | 48.2145 | 46.4226 | 31.633 | 27.0178 | 22.5341 | 21.3379 | 20.4715 | 24.0116 | 26.4519 | 31.9926 | 48.4642 | 50.4094 | 48.5186 | 46.7107 | 31.8306 | 27.1856 | 22.669 | 21.464 | 20.5893 | 24.1544 | 26.6096 | 32.1954 | 48.7551 | 50.7134 | 48.81 | 46.9924 | 32.0206 | 27.3459 | 22.7964 | 21.5817 | 20.7044 | 24.2888 | 26.7648 | 32.3856 | 49.0524 | 51.0078 | 49.0949 | 47.2709 | 32.2057 | 27.5037 | 22.9237 | 21.6994 | 20.8138 | 24.4233 | 26.915 | 32.5759 | 49.3401 | 51.2926 | 49.3702 | 47.5334 | 32.3882 | 27.6565 | 23.0486 | 21.8114 | 20.9232 | 24.5521 | 27.0627 | 32.7586 | 49.6022 | 51.5901 | 49.6552 | 47.8087 | 32.5758 | 27.8143 | 23.1735 | 21.9263 | 21.0326 | 24.6837 | 27.2129 | 32.9463 | 49.8995 | 51.8781 | 49.9337 | 48.0744 | 32.7583 | 27.9671 | 23.2983 | 22.0412 | 21.142 | 24.8125 | 27.3581
|  | MW | IGENK | Required NLH Generation | 1528.1896 | 1470.1123 | 1415.5234 | 1227.6906 | 1049.0775 | 880.7047 | 748.2362 | 707.0412 | 840.3372 | 1029.1799 | 1240.7397 | 1479.0407 | 1533.136 | 1474.6461 | 1420.0474 | 1231.0326 | 1051.4929 | 882.0927 | 748.9106 | 717.7878 | 841.525 | 1031.4902 | 1244.0806 | 1482.8325 | 1523.0224 | 1465.0484 | 1410.6561 | 1222.6276 | 1044.01 | 875.4304 | 743.0509 | 712.0307 | 835.2542 | 1024.11 | 1235.4703 | 1474.7831 | 1534.5808 | 1476.091 | 1421.2858 | 1231.5451 | 1051.2878 | 881.0677 | 747.1629 | 716.0401 | 840.2914 | 1030.9777 | 1244.5931 | 1486.0315 | 1537.3672 | 1478.7742 | 1423.8658 | 1233.6977 | 1052.9279 | 882.1952 | 748.0881 | 716.8625 | 841.525 | 1032.7203 | 1246.7457 | 1488.6115 | 1541.5984 | 1483.0055 | 1427.7875 | 1237.2852 | 1055.7981 | 884.3477 | 749.8358 | 718.5074 | 843.581 | 1035.3854 | 1250.2308 | 1492.7393 | 1543.7656 | 1485.0695 | 1429.9547 | 1238.9252 | 1057.2331 | 885.4751 | 750.6582 | 719.3299 | 844.7118 | 1036.8204 | 1251.9733 | 1494.8033 | 1549.648 | 1490.6424 | 1435.3212 | 1243.6402 | 1061.2308 | 888.6525 | 753.331 | 721.9 | 847.693 | 1040.613 | 1256.6885 | 1500.6855 | 1555.1176 | 1496.0089 | 1440.378 | 1247.9452 | 1064.716 | 891.5225 | 755.5927 | 724.0589 | 850.263 | 1043.9956 | 1261.0961 | 1506.0517 | 1565.3343 | 1505.813 | 1449.9757 | 1256.1453 | 1071.6863 | 897.1598 | 760.2188 | 728.4795 | 855.6087 | 1050.5559 | 1269.3989 | 1515.5458 | 1575.5511 | 1515.6171 | 1459.367 | 1264.3453 | 1078.5541 | 902.6947 | 764.742 | 732.7974 | 860.7487 | 1057.2186 | 1277.5991 | 1525.6591 | 1585.5615 | 1525.3181 | 1468.5519 | 1272.3404 | 1085.3194 | 908.1271 | 769.2653 | 737.0124 | 865.8887 | 1063.6763 | 1285.6969 | 1535.4627 | 1595.9847 | 1535.2254 | 1478.2528 | 1280.6429 | 1092.3922 | 913.8669 | 773.9942 | 741.6386 | 871.2343 | 1070.339 | 1294.1021 | 1554.7605 | 1605.5823 | 1544.5136 | 1487.2313 | 1288.433 | 1098.9525 | 919.1968 | 778.4147 | 745.7509 | 876.1688 | 1076.5917 | 1301.9949 | 1554.7605 | 1615.6958 | 1554.2145 | 1496.6226 | 1296.633 | 1105.7178 | 924.8341 | 782.9379 | 750.1715 | 881.4116 | 1083.1519 | 1310.0926 | 1564.5642 | 1625.8094 | 1564.0186 | 1505.9107 | 1304.7306 | 1112.5856 | 930.369 | 787.564 | 754.4893 | 886.6544 | 1089.6096 | 1318.3954 | 1573.9551 | 1635.6134 | 1573.41 | 1514.9924 | 1312.5206 | 1119.1459 | 935.5964 | 791.8817 | 758.7044 | 891.5888 | 1095.9648 | 1326.1856 | 1583.5524 | 1645.1078 | 1582.5949 | 1523.9709 | 1320.1057 | 1125.6037 | 940.8237 | 796.1994 | 762.7138 | 896.5233 | 1102.115 | 1333.9759 | 1592.8401 | 1654.2926 | 1591.4702 | 1532.4334 | 1327.5882 | 1131.8565 | 945.9486 | 800.3114 | 766.7232 | 901.2521 | 1108.1627 | 1341.4586 | 1601.3022 | 1663.8901 | 1600.6552 | 1541.3087 | 1335.2758 | 1138.3143 | 951.0735 | 804.5263 | 770.7326 | 906.0837 | 1114.3129 | 1349.1463 | 1610.8995 | 1673.1781 | 1609.6337 | 1549.8744 | 1342.7583 | 1144.5671 | 956.1983 | 808.7412 | 774.742 | 910.8125 | 1120.2581
|  | MW | INPCK | Island System Coincident Demand | 1480.8 | 1424.5 | 1371.6 | 1197.7 | 1023.5 | 859.2 | 727.9 | 687.8 | 817.4 | 1004.1 | 1210.5 | 1433.2 | 1485.6 | 1428.9 | 1376 | 1201 | 1025.8 | 860.6 | 728.5 | 698.2 | 818.6 | 1006.3 | 1213.7 | 1436.9 | 1475.8 | 1419.6 | 1366.9 | 1192.8 | 1018.5 | 854.1 | 722.8 | 692.6 | 812.5 | 999.1 | 1205.3 | 1429.1 | 1487 | 1430.3 | 1377.2 | 1201.5 | 1025.6 | 859.6 | 726.8 | 696.5 | 817.4 | 1005.8 | 1214.2 | 1440 | 1489.7 | 1432.9 | 1379.7 | 1203.6 | 1027.2 | 860.7 | 727.7 | 697.3 | 818.6 | 1007.5 | 1216.3 | 1442.5 | 1493.8 | 1437 | 1383.5 | 1207.1 | 1030 | 862.8 | 729.4 | 698.9 | 820.6 | 1010.1 | 1219.7 | 1446.5 | 1495.9 | 1439 | 1385.6 | 1208.7 | 1031.4 | 863.9 | 730.2 | 699.7 | 821.7 | 1011.5 | 1221.4 | 1448.5 | 1501.6 | 1444.4 | 1390.8 | 1213.3 | 1035.3 | 867 | 732.8 | 702.2 | 824.6 | 1015.2 | 1226 | 1454.2 | 1506.9 | 1449.6 | 1395.7 | 1217.5 | 1038.7 | 869.8 | 735 | 704.3 | 827.1 | 1018.5 | 1230.3 | 1459.4 | 1516.8 | 1459.1 | 1405 | 1225.5 | 1045.5 | 875.3 | 739.5 | 708.6 | 832.3 | 1024.9 | 1238.4 | 1468.6 | 1526.7 | 1468.6 | 1414.1 | 1233.5 | 1052.2 | 880.7 | 743.9 | 712.8 | 837.3 | 1031.4 | 1246.4 | 1478.4 | 1536.4 | 1478 | 1423 | 1241.3 | 1058.8 | 886 | 748.3 | 716.9 | 842.3 | 1037.7 | 1254.3 | 1487.9 | 1546.5 | 1487.6 | 1432.4 | 1249.4 | 1065.7 | 891.6 | 752.9 | 721.4 | 847.5 | 1044.2 | 1262.5 | 1506.6 | 1555.8 | 1496.6 | 1441.1 | 1257 | 1072.1 | 896.8 | 757.2 | 725.4 | 852.3 | 1050.3 | 1270.2 | 1506.6 | 1565.6 | 1506 | 1450.2 | 1265 | 1078.7 | 902.3 | 761.6 | 729.7 | 857.4 | 1056.7 | 1278.1 | 1516.1 | 1575.4 | 1515.5 | 1459.2 | 1272.9 | 1085.4 | 907.7 | 766.1 | 733.9 | 862.5 | 1063 | 1286.2 | 1525.2 | 1584.9 | 1524.6 | 1468 | 1280.5 | 1091.8 | 912.8 | 770.3 | 738 | 867.3 | 1069.2 | 1293.8 | 1534.5 | 1594.1 | 1533.5 | 1476.7 | 1287.9 | 1098.1 | 917.9 | 774.5 | 741.9 | 872.1 | 1075.2 | 1301.4 | 1543.5 | 1603 | 1542.1 | 1484.9 | 1295.2 | 1104.2 | 922.9 | 778.5 | 745.8 | 876.7 | 1081.1 | 1308.7 | 1551.7 | 1612.3 | 1551 | 1493.5 | 1302.7 | 1110.5 | 927.9 | 782.6 | 749.7 | 881.4 | 1087.1 | 1316.2 | 1561 | 1621.3 | 1559.7 | 1501.8 | 1310 | 1116.6 | 932.9 | 786.7 | 753.6 | 886 | 1092.9
|  | MW | NPNP | Newfoundland Power Native Peak | 1384.9 | 1334.2 | 1285.5 | 1118.8 | 941.8 | 761.7 | 623.2 | 595.5 | 712.3 | 900.2 | 1128.8 | 1338 | 1392.7 | 1341.8 | 1292.8 | 1125.2 | 947.1 | 766 | 626.7 | 598.9 | 716.3 | 905.3 | 1135.3 | 1345.6 | 1386.6 | 1335.9 | 1287.1 | 1120.2 | 943 | 762.7 | 624 | 596.3 | 713.2 | 901.3 | 1130.3 | 1339.8 | 1399.8 | 1348.6 | 1299.3 | 1130.9 | 951.9 | 769.9 | 629.9 | 601.9 | 719.9 | 909.9 | 1141 | 1352.5 | 1404.4 | 1353 | 1303.6 | 1134.6 | 955.1 | 772.4 | 632 | 603.9 | 722.3 | 912.9 | 1144.8 | 1356.9 | 1409.8 | 1358.2 | 1308.6 | 1138.9 | 958.7 | 775.4 | 634.4 | 606.2 | 725.1 | 916.4 | 1149.2 | 1362.1 | 1412.3 | 1360.6 | 1310.9 | 1141 | 960.4 | 776.8 | 635.5 | 607.3 | 726.4 | 918 | 1151.2 | 1364.5 | 1418 | 1366.1 | 1316.2 | 1145.6 | 964.3 | 779.9 | 638.1 | 609.7 | 729.3 | 921.7 | 1155.8 | 1370 | 1423.6 | 1371.5 | 1321.4 | 1150.1 | 968.1 | 783 | 640.6 | 612.1 | 732.2 | 925.3 | 1160.4 | 1375.5 | 1433.3 | 1380.8 | 1330.4 | 1157.9 | 974.7 | 788.3 | 645 | 616.3 | 737.2 | 931.6 | 1168.3 | 1384.8 | 1443.3 | 1390.5 | 1339.7 | 1166 | 981.5 | 793.8 | 649.5 | 620.6 | 742.3 | 938.1 | 1176.5 | 1394.5 | 1452.9 | 1399.7 | 1348.6 | 1173.8 | 988 | 799.1 | 653.8 | 624.7 | 747.3 | 944.4 | 1184.3 | 1403.8 | 1462.8 | 1409.3 | 1357.8 | 1181.8 | 994.8 | 804.5 | 658.3 | 629 | 752.4 | 950.8 | 1192.4 | 1413.3 | 1471.9 | 1418 | 1366.2 | 1189.1 | 1001 | 809.5 | 662.4 | 632.9 | 757 | 956.7 | 1199.8 | 1422.1 | 1481.5 | 1427.3 | 1375.1 | 1196.9 | 1007.5 | 814.8 | 666.7 | 637 | 762 | 963 | 1207.6 | 1431.4 | 1491.1 | 1436.5 | 1384.1 | 1204.6 | 1014 | 820.1 | 671 | 641.2 | 766.9 | 969.2 | 1215.4 | 1440.7 | 1500.8 | 1445.9 | 1393.1 | 1212.5 | 1020.6 | 825.4 | 675.4 | 645.3 | 771.9 | 975.5 | 1223.3 | 1450 | 1510.1 | 1454.8 | 1401.7 | 1220 | 1026.9 | 830.6 | 679.5 | 649.3 | 776.7 | 981.6 | 1230.9 | 1459 | 1519 | 1463.4 | 1410 | 1227.2 | 1033 | 835.5 | 683.6 | 653.2 | 781.3 | 987.4 | 1238.2 | 1467.6 | 1528.6 | 1472.7 | 1418.9 | 1234.9 | 1039.5 | 840.7 | 687.9 | 657.3 | 786.2 | 993.6 | 1246 | 1476.9 | 1537.7 | 1481.4 | 1427.3 | 1242.3 | 1045.7 | 845.7 | 692 | 661.2 | 790.9 | 999.5
|  | MW | NPNPA | Newfoundland Power Native Peak Adjustment | -11 | -11 | -11 | -11 | -11 | -11 | -11 | -11 | -11 | -11 | -11 | -11 | -11 | -11 | -11 | -11 | -11 | -11 | -11 | -11 | -11 | -11 | -11 | -11 | -11 | -11 | -11 | -11 | -11 | -11 | -11 | -11 | -11 | -11 | -11 | -11 | -11 | -11 | -11 | -11 | -11 | -11 | -11 | -11 | -11 | -11 | -11 | -11 | -11 | -11 | -11 | -11 | -11 | -11 | -11 | -11 | -11 | -11 | -11 | -11 | -11 | -11 | -11 | -11 | -11 | -11 | -11 | -11 | -11 | -11 | -11 | -11 | -11 | -11 | -11 | -11 | -11 | -11 | -11 | -11 | -11 | -11 | -11 | -11 | -11 | -11 | -11 | -11 | -11 | -11 | -11 | -11 | -11 | -11 | -11 | -11 | -11 | -11 | -11 | -11 | -11 | -11 | -11 | -11 | -11 | -11 | -11 | -11 | -11 | -11 | -11 | -11 | -11 | -11 | -11 | -11 | -11 | -11 | -11 | -11 | -11 | -11 | -11 | -11 | -11 | -11 | -11 | -11 | -11 | -11 | -11 | -11 | -11 | -11 | -11 | -11 | -11 | -11 | -11 | -11 | -11 | -11 | -11 | -11 | -11 | -11 | -11 | -11 | -11 | -11 | -11 | -11 | -11 | -11 | -11 | -11 | -11 | -11 | -11 | -11 | -11 | -11 | -11 | -11 | -11 | -11 | -11 | -11 | -11 | -11 | -11 | -11 | -11 | -11 | -11 | -11 | -11 | -11 | -11 | -11 | -11 | -11 | -11 | -11 | -11 | -11 | -11 | -11 | -11 | -11 | -11 | -11 | -11 | -11 | -11 | -11 | -11 | -11 | -11 | -11 | -11 | -11 | -11 | -11 | -11 | -11 | -11 | -11 | -11 | -11 | -11 | -11 | -11 | -11 | -11 | -11 | -11 | -11 | -11 | -11 | -11 | -11 | -11 | -11 | -11 | -11 | -11 | -11 | -11 | -11 | -11 | -11 | -11 | -11 | -11 | -11 | -11 | -11 | -11 | -11 | -11 | -11 | -11 | -11 | -11 | -11 | -11 | -11 | -11 | -11
[5 empty] | 0.032003 | 0.03202 | 0.032024 | 0.02504 | 0.02499 | 0.025029 | 0.027938 | 0.027975 | 0.028061 | 0.024978 | 0.024981 | 0.031985 | 0.031998 | 0.032015 | 0.032011 | 0.025006 | 0.025047 | 0.024974 | 0.028017 | 0.028055 | 0.028005 | 0.025033 | 0.025031 | 0.031966 | 0.031998 | 0.032015 | 0.032011 | 0.025006 | 0.025047 | 0.024974 | 0.028017 | 0.028055 | 0.028005 | 0.025033 | 0.025031 | 0.031966 | 0.031998 | 0.032015 | 0.032011 | 0.025006 | 0.025047 | 0.024974 | 0.028017 | 0.028055 | 0.028005 | 0.025033 | 0.025031 | 0.031966 | 0.031998 | 0.032015 | 0.032011 | 0.025006 | 0.025047 | 0.024974 | 0.028017 | 0.028055 | 0.028005 | 0.025033 | 0.025031 | 0.031966 | 0.031998 | 0.032015 | 0.032011 | 0.025006 | 0.025047 | 0.024974 | 0.028017 | 0.028055 | 0.028005 | 0.025033 | 0.025031 | 0.031966 | 0.031998 | 0.032015 | 0.032011 | 0.025006 | 0.025047 | 0.024974 | 0.028017 | 0.028055 | 0.028005 | 0.025033 | 0.025031 | 0.031966 | 0.031998 | 0.032015 | 0.032011 | 0.025006 | 0.025047 | 0.024974 | 0.028017 | 0.028055 | 0.028005 | 0.025033 | 0.025031 | 0.031966 | 0.031998 | 0.032015 | 0.032011 | 0.025006 | 0.025047 | 0.024974 | 0.028017 | 0.028055 | 0.028005 | 0.025033 | 0.025031 | 0.031966 | 0.031998 | 0.032015 | 0.032011 | 0.025006 | 0.025047 | 0.024974 | 0.028017 | 0.028055 | 0.028005 | 0.025033 | 0.025031 | 0.031966 | 0.031998 | 0.032015 | 0.032011 | 0.025006 | 0.025047 | 0.024974 | 0.028017 | 0.028055 | 0.028005 | 0.025033 | 0.025031 | 0.031966 | 0.031998 | 0.032015 | 0.032011 | 0.025006 | 0.025047 | 0.024974 | 0.028017 | 0.028055 | 0.028005 | 0.025033 | 0.025031 | 0.031966 | 0.031998 | 0.032015 | 0.032011 | 0.025006 | 0.025047 | 0.024974 | 0.028017 | 0.028055 | 0.028005 | 0.025033 | 0.025031 | 0.031966 | 0.031998 | 0.032015 | 0.032011 | 0.025006 | 0.025047 | 0.024974 | 0.028017 | 0.028055 | 0.028005 | 0.025033 | 0.025031 | 0.031966 | 0.031998 | 0.032015 | 0.032011 | 0.025006 | 0.025047 | 0.024974 | 0.028017 | 0.028055 | 0.028005 | 0.025033 | 0.025031 | 0.031966 | 0.031998 | 0.032015 | 0.032011 | 0.025006 | 0.025047 | 0.024974 | 0.028017 | 0.028055 | 0.028005 | 0.025033 | 0.025031 | 0.031966 | 0.031998 | 0.032015 | 0.032011 | 0.025006 | 0.025047 | 0.024974 | 0.028017 | 0.028055 | 0.028005 | 0.025033 | 0.025031 | 0.031966 | 0.031998 | 0.032015 | 0.032011 | 0.025006 | 0.025047 | 0.024974 | 0.028017 | 0.028055 | 0.028005 | 0.025033 | 0.025031 | 0.031966 | 0.031998 | 0.032015 | 0.032011 | 0.025006 | 0.025047 | 0.024974 | 0.028017 | 0.028055 | 0.028005 | 0.025033 | 0.025031 | 0.031966 | 0.031998 | 0.032015 | 0.032011 | 0.025006 | 0.025047 | 0.024974 | 0.028017 | 0.028055 | 0.028005 | 0.025033 | 0.025031 | 0.031966 | 0.031998 | 0.032015 | 0.032011 | 0.025006 | 0.025047 | 0.024974 | 0.028017 | 0.028055 | 0.028005 | 0.025033
|  |  | NPGENK | Newfoundland Power Generation | 73.32 | 76.4 | 74.92 | 75.97 | 75.97 | 76.66 | 80.3 | 80.3 | 80.3 | 80.3 | 80.3 | 80.3 | 73.32 | 76.4 | 74.92 | 75.97 | 75.97 | 76.66 | 80.3 | 80.3 | 80.3 | 80.3 | 80.3 | 80.3 | 73.32 | 76.4 | 74.92 | 75.97 | 75.97 | 76.66 | 80.3 | 80.3 | 80.3 | 80.3 | 80.3 | 80.3 | 73.32 | 76.4 | 74.92 | 75.97 | 75.97 | 76.66 | 80.3 | 80.3 | 80.3 | 80.3 | 80.3 | 80.3 | 73.32 | 76.4 | 74.92 | 75.97 | 75.97 | 76.66 | 80.3 | 80.3 | 80.3 | 80.3 | 80.3 | 80.3 | 73.32 | 76.4 | 74.92 | 75.97 | 75.97 | 76.66 | 80.3 | 80.3 | 80.3 | 80.3 | 80.3 | 80.3 | 73.32 | 76.4 | 74.92 | 75.97 | 75.97 | 76.66 | 80.3 | 80.3 | 80.3 | 80.3 | 80.3 | 80.3 | 73.32 | 76.4 | 74.92 | 75.97 | 75.97 | 76.66 | 80.3 | 80.3 | 80.3 | 80.3 | 80.3 | 80.3 | 73.32 | 76.4 | 74.92 | 75.97 | 75.97 | 76.66 | 80.3 | 80.3 | 80.3 | 80.3 | 80.3 | 80.3 | 73.32 | 76.4 | 74.92 | 75.97 | 75.97 | 76.66 | 80.3 | 80.3 | 80.3 | 80.3 | 80.3 | 80.3 | 73.32 | 76.4 | 74.92 | 75.97 | 75.97 | 76.66 | 80.3 | 80.3 | 80.3 | 80.3 | 80.3 | 80.3 | 73.32 | 76.4 | 74.92 | 75.97 | 75.97 | 76.66 | 80.3 | 80.3 | 80.3 | 80.3 | 80.3 | 80.3 | 73.32 | 76.4 | 74.92 | 75.97 | 75.97 | 76.66 | 80.3 | 80.3 | 80.3 | 80.3 | 80.3 | 80.3 | 73.32 | 76.4 | 74.92 | 75.97 | 75.97 | 76.66 | 80.3 | 80.3 | 80.3 | 80.3 | 80.3 | 80.3 | 73.32 | 76.4 | 74.92 | 75.97 | 75.97 | 76.66 | 80.3 | 80.3 | 80.3 | 80.3 | 80.3 | 80.3 | 73.32 | 76.4 | 74.92 | 75.97 | 75.97 | 76.66 | 80.3 | 80.3 | 80.3 | 80.3 | 80.3 | 80.3 | 73.32 | 76.4 | 74.92 | 75.97 | 75.97 | 76.66 | 80.3 | 80.3 | 80.3 | 80.3 | 80.3 | 80.3 | 73.32 | 76.4 | 74.92 | 75.97 | 75.97 | 76.66 | 80.3 | 80.3 | 80.3 | 80.3 | 80.3 | 80.3 | 73.32 | 76.4 | 74.92 | 75.97 | 75.97 | 76.66 | 80.3 | 80.3 | 80.3 | 80.3 | 80.3 | 80.3 | 73.32 | 76.4 | 74.92 | 75.97 | 75.97 | 76.66 | 80.3 | 80.3 | 80.3 | 80.3 | 80.3 | 80.3 | 73.32 | 76.4 | 74.92 | 75.97 | 75.97 | 76.66 | 80.3 | 80.3 | 80.3 | 80.3
|  |  | DLPGENK | Deer Lake Power Generation | 99.1 | 99.1 | 99.1 | 99.1 | 99.1 | 99.1 | 99.1 | 99.1 | 99.1 | 99.1 | 99.1 | 99.1 | 99.1 | 99.1 | 99.1 | 99.1 | 99.1 | 99.1 | 99.1 | 99.1 | 99.1 | 99.1 | 99.1 | 99.1 | 99.1 | 99.1 | 99.1 | 99.1 | 99.1 | 99.1 | 99.1 | 99.1 | 99.1 | 99.1 | 99.1 | 99.1 | 99.1 | 99.1 | 99.1 | 99.1 | 99.1 | 99.1 | 99.1 | 99.1 | 99.1 | 99.1 | 99.1 | 99.1 | 99.1 | 99.1 | 99.1 | 99.1 | 99.1 | 99.1 | 99.1 | 99.1 | 99.1 | 99.1 | 99.1 | 99.1 | 99.1 | 99.1 | 99.1 | 99.1 | 99.1 | 99.1 | 99.1 | 99.1 | 99.1 | 99.1 | 99.1 | 99.1 | 99.1 | 99.1 | 99.1 | 99.1 | 99.1 | 99.1 | 99.1 | 99.1 | 99.1 | 99.1 | 99.1 | 99.1 | 99.1 | 99.1 | 99.1 | 99.1 | 99.1 | 99.1 | 99.1 | 99.1 | 99.1 | 99.1 | 99.1 | 99.1 | 99.1 | 99.1 | 99.1 | 99.1 | 99.1 | 99.1 | 99.1 | 99.1 | 99.1 | 99.1 | 99.1 | 99.1 | 99.1 | 99.1 | 99.1 | 99.1 | 99.1 | 99.1 | 99.1 | 99.1 | 99.1 | 99.1 | 99.1 | 99.1 | 99.1 | 99.1 | 99.1 | 99.1 | 99.1 | 99.1 | 99.1 | 99.1 | 99.1 | 99.1 | 99.1 | 99.1 | 99.1 | 99.1 | 99.1 | 99.1 | 99.1 | 99.1 | 99.1 | 99.1 | 99.1 | 99.1 | 99.1 | 99.1 | 99.1 | 99.1 | 99.1 | 99.1 | 99.1 | 99.1 | 99.1 | 99.1 | 99.1 | 99.1 | 99.1 | 99.1 | 99.1 | 99.1 | 99.1 | 99.1 | 99.1 | 99.1 | 99.1 | 99.1 | 99.1 | 99.1 | 99.1 | 99.1 | 99.1 | 99.1 | 99.1 | 99.1 | 99.1 | 99.1 | 99.1 | 99.1 | 99.1 | 99.1 | 99.1 | 99.1 | 99.1 | 99.1 | 99.1 | 99.1 | 99.1 | 99.1 | 99.1 | 99.1 | 99.1 | 99.1 | 99.1 | 99.1 | 99.1 | 99.1 | 99.1 | 99.1 | 99.1 | 99.1 | 99.1 | 99.1 | 99.1 | 99.1 | 99.1 | 99.1 | 99.1 | 99.1 | 99.1 | 99.1 | 99.1 | 99.1 | 99.1 | 99.1 | 99.1 | 99.1 | 99.1 | 99.1 | 99.1 | 99.1 | 99.1 | 99.1 | 99.1 | 99.1 | 99.1 | 99.1 | 99.1 | 99.1 | 99.1 | 99.1 | 99.1 | 99.1 | 99.1 | 99.1 | 99.1 | 99.1 | 99.1 | 99.1 | 99.1 | 99.1 | 99.1 | 99.1 | 99.1 | 99.1 | 99.1 | 99.1 | 99.1 | 99.1 | 99.1 | 99.1 | 99.1 | 99.1
|  | GWh | IABIGFFIRM1 | Abitibi-Price GF
|  | GWh | IABIGFCOMP | Compensation
|  | GWh | IABISVFIRM | Abitibi-Price Stephenville
|  | GWh | INPFIRM | Newfoundland Power | 703 | 626.3 | 614.3 | 517.7 | 424.3 | 344.1 | 304.1 | 300.3 | 312.6 | 411.6 | 497.5 | 667.6 | 715.4 | 648.5 | 646 | 527.7 | 421.7 | 345.2 | 307.9 | 300.5 | 314.5 | 413.7 | 495.5 | 664.1 | 714.3 | 672.2 | 645.4 | 526.4 | 421.6 | 343.3 | 303.9 | 299.1 | 314 | 409.7 | 493.2 | 661.1 | 718 | 657.3 | 650.2 | 527.7 | 424.7 | 345.2 | 307.5 | 305.7 | 319.5 | 419.9 | 498.7 | 671.8 | 717.5 | 656.5 | 649.5 | 527 | 424.2 | 345.1 | 307.5 | 305.5 | 317.6 | 416.6 | 498.1 | 671 | 716.7 | 655.7 | 648.7 | 526.4 | 423.7 | 344.7 | 307.1 | 305.1 | 317.2 | 416.1 | 497.5 | 670.2 | 715.8 | 654.9 | 647.9 | 525.7 | 423.1 | 344.2 | 306.7 | 304.7 | 316.8 | 415.5 | 496.8 | 669.4 | 720.7 | 659.4 | 652.4 | 529.4 | 426.2 | 346.7 | 308.9 | 306.9 | 319 | 418.4 | 500.3 | 674 | 726.1 | 664.3 | 657.3 | 533.5 | 429.5 | 349.3 | 311.3 | 309.2 | 321.4 | 421.6 | 504.1 | 679.1 | 731.6 | 669.3 | 662.3 | 537.7 | 433 | 352.1 | 313.7 | 311.5 | 323.8 | 424.9 | 508 | 684.2 | 736.6 | 673.9 | 666.9 | 541.5 | 436.1 | 354.6 | 315.9 | 313.7 | 326.1 | 427.8 | 511.5 | 689 | 741.5 | 678.4 | 671.4 | 545.2 | 439.2 | 357.1 | 318 | 315.8 | 328.3 | 430.8 | 515 | 693.6 | 746.9 | 683.3 | 676.2 | 549.3 | 442.5 | 359.8 | 320.4 | 318.1 | 330.7 | 433.9 | 518.8 | 698.6 | 752.1 | 688 | 681 | 553.2 | 445.7 | 362.4 | 322.7 | 320.3 | 333 | 437 | 522.5 | 703.5 | 757.4 | 693 | 685.9 | 557.3 | 449.1 | 365.1 | 325 | 322.6 | 335.4 | 440.2 | 526.3 | 708.6 | 762.6 | 697.7 | 690.6 | 561.3 | 452.4 | 367.7 | 327.3 | 324.9 | 337.8 | 443.2 | 530 | 713.5 | 766.6 | 701.3 | 694.2 | 564.2 | 454.8 | 369.6 | 329 | 326.6 | 339.5 | 445.5 | 532.7 | 717.2 | 771.5 | 705.8 | 698.7 | 568 | 457.9 | 372.1 | 331.2 | 328.7 | 341.7 | 448.5 | 536.2 | 721.8 | 776.5 | 710.3 | 703.2 | 571.8 | 461 | 374.6 | 333.4 | 330.8 | 344 | 451.4 | 539.7 | 726.5 | 781.5 | 714.9 | 707.8 | 575.5 | 464.1 | 377.1 | 335.6 | 333 | 346.2 | 454.3 | 543.2 | 731.2 | 786.3 | 719.3 | 712.2 | 579.1 | 467 | 379.4 | 337.6 | 335 | 348.3 | 457.2
|  | GWh | IRI | Hydro Rural Interconnected | 52.8 | 47.8 | 44.5 | 42.3 | 38.3 | 33.5 | 31.6 | 31.6 | 28.9 | 34.5 | 39.7 | 50.5 | 54.1 | 47 | 46.1 | 39.5 | 37.6 | 32.9 | 31 | 31 | 28.5 | 33.9 | 39 | 49.6 | 52.9 | 46 | 45.1 | 38.6 | 36.8 | 32.2 | 30.4 | 30.4 | 27.8 | 33.1 | 38.2 | 48.5 | 52.8 | 45.9 | 45 | 38.5 | 36.7 | 32.1 | 30.3 | 30.3 | 27.8 | 33 | 38.1 | 48.4 | 51.5 | 44.8 | 43.9 | 37.6 | 35.8 | 31.3 | 29.6 | 29.6 | 27.1 | 32.2 | 37.2 | 47.2 | 50.7 | 44.1 | 43.2 | 37 | 35.3 | 30.8 | 29.1 | 29.1 | 26.7 | 31.7 | 36.6 | 46.5 | 50.4 | 43.8 | 42.9 | 36.8 | 35 | 30.7 | 28.9 | 28.9 | 26.5 | 31.5 | 36.3 | 46.2 | 50.3 | 43.7 | 42.8 | 36.7 | 35 | 30.6 | 28.9 | 28.9 | 26.4 | 31.5 | 36.3 | 46.1 | 50.3 | 43.7 | 42.9 | 36.7 | 35 | 30.6 | 28.9 | 28.9 | 26.5 | 31.5 | 36.3 | 46.2 | 50.4 | 43.8 | 42.9 | 36.8 | 35 | 30.7 | 28.9 | 28.9 | 26.5 | 31.5 | 36.4 | 46.2 | 50.2 | 43.7 | 42.8 | 36.7 | 34.9 | 30.6 | 28.8 | 28.8 | 26.4 | 31.5 | 36.3 | 46.1 | 50.2 | 43.7 | 42.8 | 36.7 | 34.9 | 30.6 | 28.8 | 28.8 | 26.4 | 31.4 | 36.3 | 46.1 | 50.3 | 43.7 | 42.9 | 36.7 | 35 | 30.6 | 28.9 | 28.9 | 26.5 | 31.5 | 36.3 | 46.1 | 50.4 | 43.8 | 42.9 | 36.8 | 35 | 30.7 | 28.9 | 28.9 | 26.5 | 31.5 | 36.3 | 46.2 | 50.4 | 43.9 | 43 | 36.8 | 35.1 | 30.7 | 28.9 | 28.9 | 26.5 | 31.6 | 36.4 | 46.3 | 50.5 | 43.9 | 43 | 36.9 | 35.1 | 30.7 | 29 | 29 | 26.6 | 31.6 | 36.4 | 46.3 | 50.4 | 43.8 | 42.9 | 36.8 | 35 | 30.7 | 28.9 | 28.9 | 26.5 | 31.5 | 36.4 | 46.2 | 50.4 | 43.8 | 43 | 36.8 | 35.1 | 30.7 | 28.9 | 28.9 | 26.5 | 31.6 | 36.4 | 46.2 | 50.5 | 43.9 | 43 | 36.9 | 35.1 | 30.7 | 29 | 29 | 26.5 | 31.6 | 36.4 | 46.3 | 50.3 | 43.7 | 42.9 | 36.7 | 35 | 30.6 | 28.9 | 28.9 | 26.5 | 31.5 | 36.3 | 46.1 | 50.3 | 43.7 | 42.8 | 36.7 | 35 | 30.6 | 28.9 | 28.9 | 26.4 | 31.5
|  |  |  | Corner Brook Pulp & Paper | [60 empty] | 0 | 0 | 0 | 0 | 0 | 0 | 0 | 0 | 0 | 0 | 0 | 0 | 0 | 0 | 0 | 0 | 0 | 0 | 0 | 0 | 0 | 0 | 0 | 0 | [60 empty] | 0 | 0 | 0 | 0 | 0 | 0 | 0 | 0 | 0 | 0 | 0 | 0 | 0 | 0 | 0 | 0 | 0 | 0 | 0 | 0 | 0 | 0 | 0 | 0 | [60 empty] | 0 | 0 | 0 | 0 | 0 | 0 | 0 | 0 | 0 | 0 | 0 | 0 | 0 | 0 | 0 | 0 | 0 | 0 | 0 | 0 | 0 | 0
|  | GWh | ICBPPGOP | Generation Outage Power | 0 | 0 | 0 | 0 | 0 | 0 | 0 | 0 | 0 | 0 | 0 | 0 | 0 | 0 | 0 | 0 | 0 | 0 | 0 | 0 | 0 | 0 | 0 | 0 | 0 | 0 | 0 | 0 | 0 | 0 | 0 | 0 | 0 | 0 | 0 | 0 | 0 | 0 | 0 | 0 | 0 | 0 | 0 | 0 | 0 | 0 | 0 | 0 | 0 | 0 | 0 | 0 | 0 | 0 | 0 | 0 | 0 | 0 | 0 | 0 | 0 | 0 | 0 | 0 | 0 | 0 | 0 | 0 | 0 | 0 | 0 | 0 | 0 | 0 | 0 | 0 | 0 | 0 | 0 | 0 | 0 | 0 | 0 | 0 | 0 | 0 | 0 | 0 | 0 | 0 | 0 | 0 | 0 | 0 | 0 | 0 | 0 | 0 | 0 | 0 | 0 | 0 | 0 | 0 | 0 | 0 | 0 | 0 | 0 | 0 | 0 | 0 | 0 | 0 | 0 | 0 | 0 | 0 | 0 | 0 | 0 | 0 | 0 | 0 | 0 | 0 | 0 | 0 | 0 | 0 | 0 | 0 | 0 | 0 | 0 | 0 | 0 | 0 | 0 | 0 | 0 | 0 | 0 | 0 | 0 | 0 | 0 | 0 | 0 | 0 | 0 | 0 | 0 | 0 | 0 | 0 | 0 | 0 | 0 | 0 | 0 | 0 | 0 | 0 | 0 | 0 | 0 | 0 | 0 | 0 | 0 | 0 | 0 | 0 | 0 | 0 | 0 | 0 | 0 | 0 | 0 | 0 | 0 | 0 | 0 | 0 | 0 | 0 | 0 | 0 | 0 | 0 | 0 | 0 | 0 | 0 | 0 | 0 | 0 | 0 | 0 | 0 | 0 | 0 | 0 | 0 | 0 | 0 | 0 | 0 | 0 | 0 | 0 | 0 | 0 | 0 | 0 | 0 | 0 | 0 | 0 | 0 | 0 | 0 | 0 | 0 | 0 | 0 | 0 | 0 | 0 | 0 | 0 | 0 | 0 | 0 | 0 | 0 | 0 | 0 | 0 | 0 | 0 | 0 | 0 | 0 | 0 | 0 | 0 | 0
|  | GWh | ICBPPFIRM1 | Power on Order | 3.5 | 1.3 | 2.9 | 1.8 | 1.5 | 1.4 | 1.5 | 1.5 | 1.4 | 1.5 | 1.4 | 1.5 | 1.5 | 1.3 | 1.5 | 1.4 | 1.5 | 1.2 | 1 | 0.9 | 0.7 | 0.6 | 0.4 | 0.3 | 0.1 | 0.1 | 0.1 | 0.1 | 0 | 0 | 0 | 0 | 0 | 0 | 0 | 0.1 | 0.1 | 0.1 | 0.1 | 0.1 | 0 | 0 | 0 | 0 | 0 | 0 | 0 | 0.1 | 0.1 | 0.1 | 0.1 | 0.1 | 0 | 0 | 0 | 0 | 0 | 0 | 0 | 0.1 | 0.1 | 0.1 | 0.1 | 0.1 | 0 | 0 | 0 | 0 | 0 | 0 | 0 | 0.1 | 0.1 | 0.1 | 0.1 | 0.1 | 0 | 0 | 0 | 0 | 0 | 0 | 0 | 0.1 | 0.1 | 0.1 | 0.1 | 0.1 | 0 | 0 | 0 | 0 | 0 | 0 | 0 | 0.1 | 0.1 | 0.1 | 0.1 | 0.1 | 0 | 0 | 0 | 0 | 0 | 0 | 0 | 0.1 | 0.1 | 0.1 | 0.1 | 0.1 | 0 | 0 | 0 | 0 | 0 | 0 | 0 | 0.1 | 0.1 | 0.1 | 0.1 | 0.1 | 0 | 0 | 0 | 0 | 0 | 0 | 0 | 0.1 | 0.1 | 0.1 | 0.1 | 0.1 | 0 | 0 | 0 | 0 | 0 | 0 | 0 | 0.1 | 0.1 | 0.1 | 0.1 | 0.1 | 0 | 0 | 0 | 0 | 0 | 0 | 0 | 0.1 | 0.1 | 0.1 | 0.1 | 0.1 | 0 | 0 | 0 | 0 | 0 | 0 | 0 | 0.1 | 0.1 | 0.1 | 0.1 | 0.1 | 0 | 0 | 0 | 0 | 0 | 0 | 0 | 0.1 | 0.1 | 0.1 | 0.1 | 0.1 | 0 | 0 | 0 | 0 | 0 | 0 | 0 | 0.1 | 0.1 | 0.1 | 0.1 | 0.1 | 0 | 0 | 0 | 0 | 0 | 0 | 0 | 0.1 | 0.1 | 0.1 | 0.1 | 0.1 | 0 | 0 | 0 | 0 | 0 | 0 | 0 | 0.1 | 0.1 | 0.1 | 0.1 | 0.1 | 0 | 0 | 0 | 0 | 0 | 0 | 0 | 0.1 | 0.1 | 0.1 | 0.1 | 0.1 | 0 | 0 | 0 | 0 | 0 | 0 | 0 | 0.1 | 0.1 | 0.1 | 0.1 | 0.1 | 0 | 0 | 0 | 0 | 0 | 0
|  | GWh | ICBPPINTERR | Interruptible | 0 | 0 | 0 | 0 | 0 | 0 | 0 | 0 | 0 | 0 | 0 | 0 | 0 | 0 | 0 | 0 | 0 | 0 | 0 | 0 | 0 | 0 | 0 | 0 | 0 | 0 | 0 | 0 | 0 | 0 | 0 | 0 | 0 | 0 | 0 | 0 | 0 | 0 | 0 | 0 | 0 | 0 | 0 | 0 | 0 | 0 | 0 | 0 | 0 | 0 | 0 | 0 | 0 | 0 | 0 | 0 | 0 | 0 | 0 | 0 | 0 | 0 | 0 | 0 | 0 | 0 | 0 | 0 | 0 | 0 | 0 | 0 | 0 | 0 | 0 | 0 | 0 | 0 | 0 | 0 | 0 | 0 | 0 | 0 | 0 | 0 | 0 | 0 | 0 | 0 | 0 | 0 | 0 | 0 | 0 | 0 | 0 | 0 | 0 | 0 | 0 | 0 | 0 | 0 | 0 | 0 | 0 | 0 | 0 | 0 | 0 | 0 | 0 | 0 | 0 | 0 | 0 | 0 | 0 | 0 | 0 | 0 | 0 | 0 | 0 | 0 | 0 | 0 | 0 | 0 | 0 | 0 | 0 | 0 | 0 | 0 | 0 | 0 | 0 | 0 | 0 | 0 | 0 | 0 | 0 | 0 | 0 | 0 | 0 | 0 | 0 | 0 | 0 | 0 | 0 | 0 | 0 | 0 | 0 | 0 | 0 | 0 | 0 | 0 | 0 | 0 | 0 | 0 | 0 | 0 | 0 | 0 | 0 | 0 | 0 | 0 | 0 | 0 | 0 | 0 | 0 | 0 | 0 | 0 | 0 | 0 | 0 | 0 | 0 | 0 | 0 | 0 | 0 | 0 | 0 | 0 | 0 | 0 | 0 | 0 | 0 | 0 | 0 | 0 | 0 | 0 | 0 | 0 | 0 | 0 | 0 | 0 | 0 | 0 | 0 | 0 | 0 | 0 | 0 | 0 | 0 | 0 | 0 | 0 | 0 | 0 | 0 | 0 | 0 | 0 | 0 | 0 | 0 | 0 | 0 | 0 | 0 | 0 | 0 | 0 | 0 | 0 | 0 | 0 | 0 | 0 | 0 | 0 | 0 | 0
|  | GWh |  | Total NLH Sales | 3.5 | 1.3 | 2.9 | 1.8 | 1.5 | 1.4 | 1.5 | 1.5 | 1.4 | 1.5 | 1.4 | 1.5 | 1.5 | 1.3 | 1.5 | 1.4 | 1.5 | 1.2 | 1 | 0.9 | 0.7 | 0.6 | 0.4 | 0.3 | 0.1 | 0.1 | 0.1 | 0.1 | 0 | 0 | 0 | 0 | 0 | 0 | 0 | 0.1 | 0.1 | 0.1 | 0.1 | 0.1 | 0 | 0 | 0 | 0 | 0 | 0 | 0 | 0.1 | 0.1 | 0.1 | 0.1 | 0.1 | 0 | 0 | 0 | 0 | 0 | 0 | 0 | 0.1 | 0.1 | 0.1 | 0.1 | 0.1 | 0 | 0 | 0 | 0 | 0 | 0 | 0 | 0.1 | 0.1 | 0.1 | 0.1 | 0.1 | 0 | 0 | 0 | 0 | 0 | 0 | 0 | 0.1 | 0.1 | 0.1 | 0.1 | 0.1 | 0 | 0 | 0 | 0 | 0 | 0 | 0 | 0.1 | 0.1 | 0.1 | 0.1 | 0.1 | 0 | 0 | 0 | 0 | 0 | 0 | 0 | 0.1 | 0.1 | 0.1 | 0.1 | 0.1 | 0 | 0 | 0 | 0 | 0 | 0 | 0 | 0.1 | 0.1 | 0.1 | 0.1 | 0.1 | 0 | 0 | 0 | 0 | 0 | 0 | 0 | 0.1 | 0.1 | 0.1 | 0.1 | 0.1 | 0 | 0 | 0 | 0 | 0 | 0 | 0 | 0.1 | 0.1 | 0.1 | 0.1 | 0.1 | 0 | 0 | 0 | 0 | 0 | 0 | 0 | 0.1 | 0.1 | 0.1 | 0.1 | 0.1 | 0 | 0 | 0 | 0 | 0 | 0 | 0 | 0.1 | 0.1 | 0.1 | 0.1 | 0.1 | 0 | 0 | 0 | 0 | 0 | 0 | 0 | 0.1 | 0.1 | 0.1 | 0.1 | 0.1 | 0 | 0 | 0 | 0 | 0 | 0 | 0 | 0.1 | 0.1 | 0.1 | 0.1 | 0.1 | 0 | 0 | 0 | 0 | 0 | 0 | 0 | 0.1 | 0.1 | 0.1 | 0.1 | 0.1 | 0 | 0 | 0 | 0 | 0 | 0 | 0 | 0.1 | 0.1 | 0.1 | 0.1 | 0.1 | 0 | 0 | 0 | 0 | 0 | 0 | 0 | 0.1 | 0.1 | 0.1 | 0.1 | 0.1 | 0 | 0 | 0 | 0 | 0 | 0 | 0 | 0.1 | 0.1 | 0.1 | 0.1 | 0.1 | 0 | 0 | 0 | 0 | 0 | 0
|  |  |  | North Atlantic Refining | [60 empty] | 0 | 0 | 0 | 0 | 0 | 0 | 0 | 0 | 0 | 0 | 0 | 0 | 0 | 0 | 0 | 0 | 0 | 0 | 0 | 0 | 0 | 0 | 0 | 0 | [60 empty] | 0 | 0 | 0 | 0 | 0 | 0 | 0 | 0 | 0 | 0 | 0 | 0 | 0 | 0 | 0 | 0 | 0 | 0 | 0 | 0 | 0 | 0 | 0 | 0 | [60 empty] | 0 | 0 | 0 | 0 | 0 | 0 | 0 | 0 | 0 | 0 | 0 | 0 | 0 | 0 | 0 | 0 | 0 | 0 | 0 | 0 | 0 | 0
|  | GWh | INARL | Power on Order | 20.8 | 20.1 | 21.5 | 20 | 7.9 | 17.6 | 18.8 | 19.5 | 17.9 | 18.3 | 19.5 | 20.5 | 19.9 | 17.7 | 19.5 | 19.8 | 19.9 | 19 | 18.8 | 19.5 | 15.9 | 18 | 19.5 | 20.5 | 19.9 | 17.7 | 19.5 | 19.8 | 19.9 | 19 | 18.8 | 19.5 | 15.9 | 18 | 19.5 | 20.5 | 19.9 | 17.7 | 19.5 | 19.8 | 19.9 | 19 | 18.8 | 19.5 | 15.9 | 18 | 19.5 | 20.5 | 19.9 | 17.7 | 19.5 | 19.8 | 19.9 | 19 | 18.8 | 19.5 | 15.9 | 18 | 19.5 | 20.5 | 19.9 | 17.7 | 19.5 | 19.8 | 19.9 | 19 | 18.8 | 19.5 | 15.9 | 18 | 19.5 | 20.5 | 19.9 | 17.7 | 19.5 | 19.8 | 19.9 | 19 | 18.8 | 19.5 | 15.9 | 18 | 19.5 | 20.5 | 19.9 | 17.7 | 19.5 | 19.8 | 19.9 | 19 | 18.8 | 19.5 | 15.9 | 18 | 19.5 | 20.5 | 19.9 | 17.7 | 19.5 | 19.8 | 19.9 | 19 | 18.8 | 19.5 | 15.9 | 18 | 19.5 | 20.5 | 19.9 | 17.7 | 19.5 | 19.8 | 19.9 | 19 | 18.8 | 19.5 | 15.9 | 18 | 19.5 | 20.5 | 19.9 | 17.7 | 19.5 | 19.8 | 19.9 | 19 | 18.8 | 19.5 | 15.9 | 18 | 19.5 | 20.5 | 19.9 | 17.7 | 19.5 | 19.8 | 19.9 | 19 | 18.8 | 19.5 | 15.9 | 18 | 19.5 | 20.5 | 19.9 | 17.7 | 19.5 | 19.8 | 19.9 | 19 | 18.8 | 19.5 | 15.9 | 18 | 19.5 | 20.5 | 19.9 | 17.7 | 19.5 | 19.8 | 19.9 | 19 | 18.8 | 19.5 | 15.9 | 18 | 19.5 | 20.5 | 19.9 | 17.7 | 19.5 | 19.8 | 19.9 | 19 | 18.8 | 19.5 | 15.9 | 18 | 19.5 | 20.5 | 19.9 | 17.7 | 19.5 | 19.8 | 19.9 | 19 | 18.8 | 19.5 | 15.9 | 18 | 19.5 | 20.5 | 19.9 | 17.7 | 19.5 | 19.8 | 19.9 | 19 | 18.8 | 19.5 | 15.9 | 18 | 19.5 | 20.5 | 19.9 | 17.7 | 19.5 | 19.8 | 19.9 | 19 | 18.8 | 19.5 | 15.9 | 18 | 19.5 | 20.5 | 19.9 | 17.7 | 19.5 | 19.8 | 19.9 | 19 | 18.8 | 19.5 | 15.9 | 18 | 19.5 | 20.5 | 19.9 | 17.7 | 19.5 | 19.8 | 19.9 | 19 | 18.8 | 19.5 | 15.9 | 18 | 19.5 | 20.5 | 19.9 | 17.7 | 19.5 | 19.8 | 19.9 | 19 | 18.8 | 19.5 | 15.9 | 18
|  | GWh | INARLINTERR | Interruptible | 0 | 0 | 0 | 0 | 0 | 0 | 0 | 0 | 0 | 0 | 0 | 0 | 0 | 0 | 0 | 0 | 0 | 0 | 0 | 0 | 0 | 0 | 0 | 0 | 0 | 0 | 0 | 0 | 0 | 0 | 0 | 0 | 0 | 0 | 0 | 0 | 0 | 0 | 0 | 0 | 0 | 0 | 0 | 0 | 0 | 0 | 0 | 0 | 0 | 0 | 0 | 0 | 0 | 0 | 0 | 0 | 0 | 0 | 0 | 0 | 0 | 0 | 0 | 0 | 0 | 0 | 0 | 0 | 0 | 0 | 0 | 0 | 0 | 0 | 0 | 0 | 0 | 0 | 0 | 0 | 0 | 0 | 0 | 0 | 0 | 0 | 0 | 0 | 0 | 0 | 0 | 0 | 0 | 0 | 0 | 0 | 0 | 0 | 0 | 0 | 0 | 0 | 0 | 0 | 0 | 0 | 0 | 0 | 0 | 0 | 0 | 0 | 0 | 0 | 0 | 0 | 0 | 0 | 0 | 0 | 0 | 0 | 0 | 0 | 0 | 0 | 0 | 0 | 0 | 0 | 0 | 0 | 0 | 0 | 0 | 0 | 0 | 0 | 0 | 0 | 0 | 0 | 0 | 0 | 0 | 0 | 0 | 0 | 0 | 0 | 0 | 0 | 0 | 0 | 0 | 0 | 0 | 0 | 0 | 0 | 0 | 0 | 0 | 0 | 0 | 0 | 0 | 0 | 0 | 0 | 0 | 0 | 0 | 0 | 0 | 0 | 0 | 0 | 0 | 0 | 0 | 0 | 0 | 0 | 0 | 0 | 0 | 0 | 0 | 0 | 0 | 0 | 0 | 0 | 0 | 0 | 0 | 0 | 0 | 0 | 0 | 0 | 0 | 0 | 0 | 0 | 0 | 0 | 0 | 0 | 0 | 0 | 0 | 0 | 0 | 0 | 0 | 0 | 0 | 0 | 0 | 0 | 0 | 0 | 0 | 0 | 0 | 0 | 0 | 0 | 0 | 0 | 0 | 0 | 0 | 0 | 0 | 0 | 0 | 0 | 0 | 0 | 0 | 0 | 0 | 0 | 0 | 0 | 0 | 0
|  | GWh |  | Total NLH Sales | 20.8 | 20.1 | 21.5 | 20 | 7.9 | 17.6 | 18.8 | 19.5 | 17.9 | 18.3 | 19.5 | 20.5 | 19.9 | 17.7 | 19.5 | 19.8 | 19.9 | 19 | 18.8 | 19.5 | 15.9 | 18 | 19.5 | 20.5 | 19.9 | 17.7 | 19.5 | 19.8 | 19.9 | 19 | 18.8 | 19.5 | 15.9 | 18 | 19.5 | 20.5 | 19.9 | 17.7 | 19.5 | 19.8 | 19.9 | 19 | 18.8 | 19.5 | 15.9 | 18 | 19.5 | 20.5 | 19.9 | 17.7 | 19.5 | 19.8 | 19.9 | 19 | 18.8 | 19.5 | 15.9 | 18 | 19.5 | 20.5 | 19.9 | 17.7 | 19.5 | 19.8 | 19.9 | 19 | 18.8 | 19.5 | 15.9 | 18 | 19.5 | 20.5 | 19.9 | 17.7 | 19.5 | 19.8 | 19.9 | 19 | 18.8 | 19.5 | 15.9 | 18 | 19.5 | 20.5 | 19.9 | 17.7 | 19.5 | 19.8 | 19.9 | 19 | 18.8 | 19.5 | 15.9 | 18 | 19.5 | 20.5 | 19.9 | 17.7 | 19.5 | 19.8 | 19.9 | 19 | 18.8 | 19.5 | 15.9 | 18 | 19.5 | 20.5 | 19.9 | 17.7 | 19.5 | 19.8 | 19.9 | 19 | 18.8 | 19.5 | 15.9 | 18 | 19.5 | 20.5 | 19.9 | 17.7 | 19.5 | 19.8 | 19.9 | 19 | 18.8 | 19.5 | 15.9 | 18 | 19.5 | 20.5 | 19.9 | 17.7 | 19.5 | 19.8 | 19.9 | 19 | 18.8 | 19.5 | 15.9 | 18 | 19.5 | 20.5 | 19.9 | 17.7 | 19.5 | 19.8 | 19.9 | 19 | 18.8 | 19.5 | 15.9 | 18 | 19.5 | 20.5 | 19.9 | 17.7 | 19.5 | 19.8 | 19.9 | 19 | 18.8 | 19.5 | 15.9 | 18 | 19.5 | 20.5 | 19.9 | 17.7 | 19.5 | 19.8 | 19.9 | 19 | 18.8 | 19.5 | 15.9 | 18 | 19.5 | 20.5 | 19.9 | 17.7 | 19.5 | 19.8 | 19.9 | 19 | 18.8 | 19.5 | 15.9 | 18 | 19.5 | 20.5 | 19.9 | 17.7 | 19.5 | 19.8 | 19.9 | 19 | 18.8 | 19.5 | 15.9 | 18 | 19.5 | 20.5 | 19.9 | 17.7 | 19.5 | 19.8 | 19.9 | 19 | 18.8 | 19.5 | 15.9 | 18 | 19.5 | 20.5 | 19.9 | 17.7 | 19.5 | 19.8 | 19.9 | 19 | 18.8 | 19.5 | 15.9 | 18 | 19.5 | 20.5 | 19.9 | 17.7 | 19.5 | 19.8 | 19.9 | 19 | 18.8 | 19.5 | 15.9 | 18 | 19.5 | 20.5 | 19.9 | 17.7 | 19.5 | 19.8 | 19.9 | 19 | 18.8 | 19.5 | 15.9 | 18
|  |  |  | Teck - Duck Pond | [60 empty] | 0 | 0 | 0 | 0 | 0 | 0 | 0 | 0 | 0 | 0 | 0 | 0 | 0 | 0 | 0 | 0 | 0 | 0 | 0 | 0 | 0 | 0 | 0 | 0 | [60 empty] | 0 | 0 | 0 | 0 | 0 | 0 | 0 | 0 | 0 | 0 | 0 | 0 | 0 | 0 | 0 | 0 | 0 | 0 | 0 | 0 | 0 | 0 | 0 | 0 | [60 empty] | 0 | 0 | 0 | 0 | 0 | 0 | 0 | 0 | 0 | 0 | 0 | 0 | 0 | 0 | 0 | 0 | 0 | 0 | 0 | 0 | 0 | 0
|  | GWh | IAUR | Power on Order | 0.4 | 0.3 | 0.3 | 0.3 | 0.2 | 0.1 | 0.1 | 0.1 | 0.1 | 0.2 | 0.2 | 0.2 | 0.3 | 0.3 | 0.2 | 0.2 | 0.2 | 0.1 | 0.1 | 0.1 | 0.1 | 0.2 | 0.2 | 0.2 | 0.3 | 0.3 | 0.2 | 0.2 | 0.2 | 0.1 | 0.1 | 0.1 | 0.1 | 0.2 | 0.2 | 0.2 | 0.3 | 0.3 | 0.2 | 0.2 | 0.2 | 0.1 | 0.1 | 0.1 | 0.1 | 0.2 | 0.2 | 0.2 | 0.3 | 0.3 | 0.2 | 0.2 | 0.2 | 0.1 | 0.1 | 0.1 | 0.1 | 0.2 | 0.2 | 0.2 | 0.3 | 0.3 | 0.2 | 0.2 | 0.2 | 0.1 | 0.1 | 0.1 | 0.1 | 0.2 | 0.2 | 0.2 | 0.3 | 0.3 | 0.2 | 0.2 | 0.2 | 0.1 | 0.1 | 0.1 | 0.1 | 0.2 | 0.2 | 0.2 | 0.3 | 0.3 | 0.2 | 0.2 | 0.2 | 0.1 | 0.1 | 0.1 | 0.1 | 0.2 | 0.2 | 0.2 | 0 | 0 | 0 | 0 | 0 | 0 | 0 | 0 | 0 | 0 | 0 | 0 | 0 | 0 | 0 | 0 | 0 | 0 | 0 | 0 | 0 | 0 | 0 | 0 | 0 | 0 | 0 | 0 | 0 | 0 | 0 | 0 | 0 | 0 | 0 | 0 | 0 | 0 | 0 | 0 | 0 | 0 | 0 | 0 | 0 | 0 | 0 | 0 | 0 | 0 | 0 | 0 | 0 | 0 | 0 | 0 | 0 | 0 | 0 | 0 | 0 | 0 | 0 | 0 | 0 | 0 | 0 | 0 | 0 | 0 | 0 | 0 | 0 | 0 | 0 | 0 | 0 | 0 | 0 | 0 | 0 | 0 | 0 | 0 | 0 | 0 | 0 | 0 | 0 | 0 | 0 | 0 | 0 | 0 | 0 | 0 | 0 | 0 | 0 | 0 | 0 | 0 | 0 | 0 | 0 | 0 | 0 | 0 | 0 | 0 | 0 | 0 | 0 | 0 | 0 | 0 | 0 | 0 | 0 | 0 | 0 | 0 | 0 | 0 | 0 | 0 | 0 | 0 | 0 | 0 | 0 | 0 | 0 | 0 | 0 | 0 | 0 | 0 | 0 | 0 | 0 | 0 | 0 | 0 | 0 | 0 | 0 | 0 | 0 | 0 | 0 | 0 | 0 | 0
|  | GWh | IAURINTERR | Interruptible | 0 | 0 | 0 | 0 | 0 | 0 | 0 | 0 | 0 | 0 | 0 | 0 | 0 | 0 | 0 | 0 | 0 | 0 | 0 | 0 | 0 | 0 | 0 | 0 | 0 | 0 | 0 | 0 | 0 | 0 | 0 | 0 | 0 | 0 | 0 | 0 | 0 | 0 | 0 | 0 | 0 | 0 | 0 | 0 | 0 | 0 | 0 | 0 | 0 | 0 | 0 | 0 | 0 | 0 | 0 | 0 | 0 | 0 | 0 | 0 | 0 | 0 | 0 | 0 | 0 | 0 | 0 | 0 | 0 | 0 | 0 | 0 | 0 | 0 | 0 | 0 | 0 | 0 | 0 | 0 | 0 | 0 | 0 | 0 | 0 | 0 | 0 | 0 | 0 | 0 | 0 | 0 | 0 | 0 | 0 | 0 | 0 | 0 | 0 | 0 | 0 | 0 | 0 | 0 | 0 | 0 | 0 | 0 | 0 | 0 | 0 | 0 | 0 | 0 | 0 | 0 | 0 | 0 | 0 | 0 | 0 | 0 | 0 | 0 | 0 | 0 | 0 | 0 | 0 | 0 | 0 | 0 | 0 | 0 | 0 | 0 | 0 | 0 | 0 | 0 | 0 | 0 | 0 | 0 | 0 | 0 | 0 | 0 | 0 | 0 | 0 | 0 | 0 | 0 | 0 | 0 | 0 | 0 | 0 | 0 | 0 | 0 | 0 | 0 | 0 | 0 | 0 | 0 | 0 | 0 | 0 | 0 | 0 | 0 | 0 | 0 | 0 | 0 | 0 | 0 | 0 | 0 | 0 | 0 | 0 | 0 | 0 | 0 | 0 | 0 | 0 | 0 | 0 | 0 | 0 | 0 | 0 | 0 | 0 | 0 | 0 | 0 | 0 | 0 | 0 | 0 | 0 | 0 | 0 | 0 | 0 | 0 | 0 | 0 | 0 | 0 | 0 | 0 | 0 | 0 | 0 | 0 | 0 | 0 | 0 | 0 | 0 | 0 | 0 | 0 | 0 | 0 | 0 | 0 | 0 | 0 | 0 | 0 | 0 | 0 | 0 | 0 | 0 | 0 | 0 | 0 | 0 | 0 | 0 | 0
|  | GWh |  | Total NLH Sales | 0.4 | 0.3 | 0.3 | 0.3 | 0.2 | 0.1 | 0.1 | 0.1 | 0.1 | 0.2 | 0.2 | 0.2 | 0.3 | 0.3 | 0.2 | 0.2 | 0.2 | 0.1 | 0.1 | 0.1 | 0.1 | 0.2 | 0.2 | 0.2 | 0.3 | 0.3 | 0.2 | 0.2 | 0.2 | 0.1 | 0.1 | 0.1 | 0.1 | 0.2 | 0.2 | 0.2 | 0.3 | 0.3 | 0.2 | 0.2 | 0.2 | 0.1 | 0.1 | 0.1 | 0.1 | 0.2 | 0.2 | 0.2 | 0.3 | 0.3 | 0.2 | 0.2 | 0.2 | 0.1 | 0.1 | 0.1 | 0.1 | 0.2 | 0.2 | 0.2 | 0.3 | 0.3 | 0.2 | 0.2 | 0.2 | 0.1 | 0.1 | 0.1 | 0.1 | 0.2 | 0.2 | 0.2 | 0.3 | 0.3 | 0.2 | 0.2 | 0.2 | 0.1 | 0.1 | 0.1 | 0.1 | 0.2 | 0.2 | 0.2 | 0.3 | 0.3 | 0.2 | 0.2 | 0.2 | 0.1 | 0.1 | 0.1 | 0.1 | 0.2 | 0.2 | 0.2 | 0 | 0 | 0 | 0 | 0 | 0 | 0 | 0 | 0 | 0 | 0 | 0 | 0 | 0 | 0 | 0 | 0 | 0 | 0 | 0 | 0 | 0 | 0 | 0 | 0 | 0 | 0 | 0 | 0 | 0 | 0 | 0 | 0 | 0 | 0 | 0 | 0 | 0 | 0 | 0 | 0 | 0 | 0 | 0 | 0 | 0 | 0 | 0 | 0 | 0 | 0 | 0 | 0 | 0 | 0 | 0 | 0 | 0 | 0 | 0 | 0 | 0 | 0 | 0 | 0 | 0 | 0 | 0 | 0 | 0 | 0 | 0 | 0 | 0 | 0 | 0 | 0 | 0 | 0 | 0 | 0 | 0 | 0 | 0 | 0 | 0 | 0 | 0 | 0 | 0 | 0 | 0 | 0 | 0 | 0 | 0 | 0 | 0 | 0 | 0 | 0 | 0 | 0 | 0 | 0 | 0 | 0 | 0 | 0 | 0 | 0 | 0 | 0 | 0 | 0 | 0 | 0 | 0 | 0 | 0 | 0 | 0 | 0 | 0 | 0 | 0 | 0 | 0 | 0 | 0 | 0 | 0 | 0 | 0 | 0 | 0 | 0 | 0 | 0 | 0 | 0 | 0 | 0 | 0 | 0 | 0 | 0 | 0 | 0 | 0 | 0 | 0 | 0 | 0
|  |  |  | Vale - Long Harbour | [60 empty] | 0 | 0 | 0 | 0 | 0 | 0 | 0 | 0 | 0 | 0 | 0 | 0 | 0 | 0 | 0 | 0 | 0 | 0 | 0 | 0 | 0 | 0 | 0 | 0 | [60 empty] | 0 | 0 | 0 | 0 | 0 | 0 | 0 | 0 | 0 | 0 | 0 | 0 | 0 | 0 | 0 | 0 | 0 | 0 | 0 | 0 | 0 | 0 | 0 | 0 | [60 empty] | 0 | 0 | 0 | 0 | 0 | 0 | 0 | 0 | 0 | 0 | 0 | 0 | 0 | 0 | 0 | 0 | 0 | 0 | 0 | 0 | 0 | 0
|  | GWh | IVALE | Power on Order | 26 | 24.3 | 25.1 | 29 | 27.5 | 27.5 | 28.2 | 22.1 | 27.5 | 28.2 | 27.5 | 28.2 | 30.6 | 28.2 | 30.6 | 29.9 | 30.6 | 30.5 | 31.3 | 24.5 | 30.5 | 31.3 | 30.5 | 31.3 | 28.6 | 26.5 | 28.6 | 28 | 28.6 | 28.6 | 29.2 | 23.1 | 28.6 | 29.2 | 28.6 | 29.2 | 28.6 | 26.5 | 28.6 | 28 | 28.6 | 28.6 | 29.2 | 23.1 | 28.6 | 29.2 | 28.6 | 29.2 | 28.6 | 26.5 | 28.6 | 28 | 28.6 | 28.6 | 29.2 | 23.1 | 28.6 | 29.2 | 28.6 | 29.2 | 28.6 | 26.5 | 28.6 | 28 | 28.6 | 28.6 | 29.2 | 23.1 | 28.6 | 29.2 | 28.6 | 29.2 | 28.6 | 26.5 | 28.6 | 28 | 28.6 | 28.6 | 29.2 | 23.1 | 28.6 | 29.2 | 28.6 | 29.2 | 28.6 | 26.5 | 28.6 | 28 | 28.6 | 28.6 | 29.2 | 23.1 | 28.6 | 29.2 | 28.6 | 29.2 | 28.6 | 26.5 | 28.6 | 28 | 28.6 | 28.6 | 29.2 | 23.1 | 28.6 | 29.2 | 28.6 | 29.2 | 28.6 | 26.5 | 28.6 | 28 | 28.6 | 28.6 | 29.2 | 23.1 | 28.6 | 29.2 | 28.6 | 29.2 | 28.6 | 26.5 | 28.6 | 28 | 28.6 | 28.6 | 29.2 | 23.1 | 28.6 | 29.2 | 28.6 | 29.2 | 28.6 | 26.5 | 28.6 | 28 | 28.6 | 28.6 | 29.2 | 23.1 | 28.6 | 29.2 | 28.6 | 29.2 | 28.6 | 26.5 | 28.6 | 28 | 28.6 | 28.6 | 29.2 | 23.1 | 28.6 | 29.2 | 28.6 | 29.2 | 28.6 | 26.5 | 28.6 | 28 | 28.6 | 28.6 | 29.2 | 23.1 | 28.6 | 29.2 | 28.6 | 29.2 | 28.6 | 26.5 | 28.6 | 28 | 28.6 | 28.6 | 29.2 | 23.1 | 28.6 | 29.2 | 28.6 | 29.2 | 28.6 | 26.5 | 28.6 | 28 | 28.6 | 28.6 | 29.2 | 23.1 | 28.6 | 29.2 | 28.6 | 29.2 | 28.6 | 26.5 | 28.6 | 28 | 28.6 | 28.6 | 29.2 | 23.1 | 28.6 | 29.2 | 28.6 | 29.2 | 28.6 | 26.5 | 28.6 | 28 | 28.6 | 28.6 | 29.2 | 23.1 | 28.6 | 29.2 | 28.6 | 29.2 | 28.6 | 26.5 | 28.6 | 28 | 28.6 | 28.6 | 29.2 | 23.1 | 28.6 | 29.2 | 28.6 | 29.2 | 28.6 | 26.5 | 28.6 | 28 | 28.6 | 28.6 | 29.2 | 23.1 | 28.6 | 29.2 | 28.6 | 29.2 | 28.6 | 26.5 | 28.6 | 28 | 28.6 | 28.6 | 29.2 | 23.1 | 28.6 | 29.2
|  | GWh | IVALEINTERR | Interruptible | 0 | 0 | 0 | 0 | 0 | 0 | 0 | 0 | 0 | 0 | 0 | 0 | 0 | 0 | 0 | 0 | 0 | 0 | 0 | 0 | 0 | 0 | 0 | 0 | 0 | 0 | 0 | 0 | 0 | 0 | 0 | 0 | 0 | 0 | 0 | 0 | 0 | 0 | 0 | 0 | 0 | 0 | 0 | 0 | 0 | 0 | 0 | 0 | 0 | 0 | 0 | 0 | 0 | 0 | 0 | 0 | 0 | 0 | 0 | 0 | 0 | 0 | 0 | 0 | 0 | 0 | 0 | 0 | 0 | 0 | 0 | 0 | 0 | 0 | 0 | 0 | 0 | 0 | 0 | 0 | 0 | 0 | 0 | 0 | 0 | 0 | 0 | 0 | 0 | 0 | 0 | 0 | 0 | 0 | 0 | 0 | 0 | 0 | 0 | 0 | 0 | 0 | 0 | 0 | 0 | 0 | 0 | 0 | 0 | 0 | 0 | 0 | 0 | 0 | 0 | 0 | 0 | 0 | 0 | 0 | 0 | 0 | 0 | 0 | 0 | 0 | 0 | 0 | 0 | 0 | 0 | 0 | 0 | 0 | 0 | 0 | 0 | 0 | 0 | 0 | 0 | 0 | 0 | 0 | 0 | 0 | 0 | 0 | 0 | 0 | 0 | 0 | 0 | 0 | 0 | 0 | 0 | 0 | 0 | 0 | 0 | 0 | 0 | 0 | 0 | 0 | 0 | 0 | 0 | 0 | 0 | 0 | 0 | 0 | 0 | 0 | 0 | 0 | 0 | 0 | 0 | 0 | 0 | 0 | 0 | 0 | 0 | 0 | 0 | 0 | 0 | 0 | 0 | 0 | 0 | 0 | 0 | 0 | 0 | 0 | 0 | 0 | 0 | 0 | 0 | 0 | 0 | 0 | 0 | 0 | 0 | 0 | 0 | 0 | 0 | 0 | 0 | 0 | 0 | 0 | 0 | 0 | 0 | 0 | 0 | 0 | 0 | 0 | 0 | 0 | 0 | 0 | 0 | 0 | 0 | 0 | 0 | 0 | 0 | 0 | 0 | 0 | 0 | 0 | 0 | 0 | 0 | 0 | 0 | 0
|  | GWh |  | Total NLH Sales | 26 | 24.3 | 25.1 | 29 | 27.5 | 27.5 | 28.2 | 22.1 | 27.5 | 28.2 | 27.5 | 28.2 | 30.6 | 28.2 | 30.6 | 29.9 | 30.6 | 30.5 | 31.3 | 24.5 | 30.5 | 31.3 | 30.5 | 31.3 | 28.6 | 26.5 | 28.6 | 28 | 28.6 | 28.6 | 29.2 | 23.1 | 28.6 | 29.2 | 28.6 | 29.2 | 28.6 | 26.5 | 28.6 | 28 | 28.6 | 28.6 | 29.2 | 23.1 | 28.6 | 29.2 | 28.6 | 29.2 | 28.6 | 26.5 | 28.6 | 28 | 28.6 | 28.6 | 29.2 | 23.1 | 28.6 | 29.2 | 28.6 | 29.2 | 28.6 | 26.5 | 28.6 | 28 | 28.6 | 28.6 | 29.2 | 23.1 | 28.6 | 29.2 | 28.6 | 29.2 | 28.6 | 26.5 | 28.6 | 28 | 28.6 | 28.6 | 29.2 | 23.1 | 28.6 | 29.2 | 28.6 | 29.2 | 28.6 | 26.5 | 28.6 | 28 | 28.6 | 28.6 | 29.2 | 23.1 | 28.6 | 29.2 | 28.6 | 29.2 | 28.6 | 26.5 | 28.6 | 28 | 28.6 | 28.6 | 29.2 | 23.1 | 28.6 | 29.2 | 28.6 | 29.2 | 28.6 | 26.5 | 28.6 | 28 | 28.6 | 28.6 | 29.2 | 23.1 | 28.6 | 29.2 | 28.6 | 29.2 | 28.6 | 26.5 | 28.6 | 28 | 28.6 | 28.6 | 29.2 | 23.1 | 28.6 | 29.2 | 28.6 | 29.2 | 28.6 | 26.5 | 28.6 | 28 | 28.6 | 28.6 | 29.2 | 23.1 | 28.6 | 29.2 | 28.6 | 29.2 | 28.6 | 26.5 | 28.6 | 28 | 28.6 | 28.6 | 29.2 | 23.1 | 28.6 | 29.2 | 28.6 | 29.2 | 28.6 | 26.5 | 28.6 | 28 | 28.6 | 28.6 | 29.2 | 23.1 | 28.6 | 29.2 | 28.6 | 29.2 | 28.6 | 26.5 | 28.6 | 28 | 28.6 | 28.6 | 29.2 | 23.1 | 28.6 | 29.2 | 28.6 | 29.2 | 28.6 | 26.5 | 28.6 | 28 | 28.6 | 28.6 | 29.2 | 23.1 | 28.6 | 29.2 | 28.6 | 29.2 | 28.6 | 26.5 | 28.6 | 28 | 28.6 | 28.6 | 29.2 | 23.1 | 28.6 | 29.2 | 28.6 | 29.2 | 28.6 | 26.5 | 28.6 | 28 | 28.6 | 28.6 | 29.2 | 23.1 | 28.6 | 29.2 | 28.6 | 29.2 | 28.6 | 26.5 | 28.6 | 28 | 28.6 | 28.6 | 29.2 | 23.1 | 28.6 | 29.2 | 28.6 | 29.2 | 28.6 | 26.5 | 28.6 | 28 | 28.6 | 28.6 | 29.2 | 23.1 | 28.6 | 29.2 | 28.6 | 29.2 | 28.6 | 26.5 | 28.6 | 28 | 28.6 | 28.6 | 29.2 | 23.1 | 28.6 | 29.2
|  |  |  | Praxair - Long Harbour | [60 empty] | 0 | 0 | 0 | 0 | 0 | 0 | 0 | 0 | 0 | 0 | 0 | 0 | 0 | 0 | 0 | 0 | 0 | 0 | 0 | 0 | 0 | 0 | 0 | 0 | [60 empty] | 0 | 0 | 0 | 0 | 0 | 0 | 0 | 0 | 0 | 0 | 0 | 0 | 0 | 0 | 0 | 0 | 0 | 0 | 0 | 0 | 0 | 0 | 0 | 0 | [60 empty] | 0 | 0 | 0 | 0 | 0 | 0 | 0 | 0 | 0 | 0 | 0 | 0 | 0 | 0 | 0 | 0 | 0 | 0 | 0 | 0 | 0 | 0
|  | GWh | IPRAXFIRM | Power on Order | 3.8 | 3.4 | 3.8 | 3.8 | 3.8 | 3.7 | 3.8 | 3.8 | 3.7 | 3.8 | 3.7 | 3.8 | 3.8 | 3.5 | 3.8 | 3.7 | 3.8 | 3.7 | 3.8 | 3.8 | 3.7 | 3.8 | 3.7 | 3.8 | 3.8 | 3.5 | 3.8 | 3.7 | 3.8 | 3.7 | 3.8 | 3.8 | 3.7 | 3.8 | 3.7 | 3.8 | 3.8 | 3.5 | 3.8 | 3.7 | 3.8 | 3.7 | 3.8 | 3.8 | 3.7 | 3.8 | 3.7 | 3.8 | 3.8 | 3.5 | 3.8 | 3.7 | 3.8 | 3.7 | 3.8 | 3.8 | 3.7 | 3.8 | 3.7 | 3.8 | 3.8 | 3.5 | 3.8 | 3.7 | 3.8 | 3.7 | 3.8 | 3.8 | 3.7 | 3.8 | 3.7 | 3.8 | 3.8 | 3.5 | 3.8 | 3.7 | 3.8 | 3.7 | 3.8 | 3.8 | 3.7 | 3.8 | 3.7 | 3.8 | 3.8 | 3.5 | 3.8 | 3.7 | 3.8 | 3.7 | 3.8 | 3.8 | 3.7 | 3.8 | 3.7 | 3.8 | 3.8 | 3.5 | 3.8 | 3.7 | 3.8 | 3.7 | 3.8 | 3.8 | 3.7 | 3.8 | 3.7 | 3.8 | 3.8 | 3.5 | 3.8 | 3.7 | 3.8 | 3.7 | 3.8 | 3.8 | 3.7 | 3.8 | 3.7 | 3.8 | 3.8 | 3.5 | 3.8 | 3.7 | 3.8 | 3.7 | 3.8 | 3.8 | 3.7 | 3.8 | 3.7 | 3.8 | 3.8 | 3.5 | 3.8 | 3.7 | 3.8 | 3.7 | 3.8 | 3.8 | 3.7 | 3.8 | 3.7 | 3.8 | 3.8 | 3.5 | 3.8 | 3.7 | 3.8 | 3.7 | 3.8 | 3.8 | 3.7 | 3.8 | 3.7 | 3.8 | 3.8 | 3.5 | 3.8 | 3.7 | 3.8 | 3.7 | 3.8 | 3.8 | 3.7 | 3.8 | 3.7 | 3.8 | 3.8 | 3.5 | 3.8 | 3.7 | 3.8 | 3.7 | 3.8 | 3.8 | 3.7 | 3.8 | 3.7 | 3.8 | 3.8 | 3.5 | 3.8 | 3.7 | 3.8 | 3.7 | 3.8 | 3.8 | 3.7 | 3.8 | 3.7 | 3.8 | 3.8 | 3.5 | 3.8 | 3.7 | 3.8 | 3.7 | 3.8 | 3.8 | 3.7 | 3.8 | 3.7 | 3.8 | 3.8 | 3.5 | 3.8 | 3.7 | 3.8 | 3.7 | 3.8 | 3.8 | 3.7 | 3.8 | 3.7 | 3.8 | 3.8 | 3.5 | 3.8 | 3.7 | 3.8 | 3.7 | 3.8 | 3.8 | 3.7 | 3.8 | 3.7 | 3.8 | 3.8 | 3.5 | 3.8 | 3.7 | 3.8 | 3.7 | 3.8 | 3.8 | 3.7 | 3.8 | 3.7 | 3.8 | 3.8 | 3.5 | 3.8 | 3.7 | 3.8 | 3.7 | 3.8 | 3.8 | 3.7 | 3.8
|  | GWh | IPRAXINT | Interruptible | 0 | 0 | 0 | 0.1 | 0 | 0 | 0 | 0 | 0 | 0 | 0 | 0.1 | 0 | 0 | 0.1 | 0 | 0 | 0 | 0 | 0 | 0 | 0 | 0 | 0 | 0 | 0 | 0.1 | 0 | 0 | 0 | 0 | 0 | 0 | 0 | 0 | 0 | 0 | 0 | 0.1 | 0 | 0 | 0 | 0 | 0 | 0 | 0 | 0 | 0 | 0 | 0 | 0.1 | 0 | 0 | 0 | 0 | 0 | 0 | 0 | 0 | 0 | 0 | 0 | 0.1 | 0 | 0 | 0 | 0 | 0 | 0 | 0 | 0 | 0 | 0 | 0 | 0.1 | 0 | 0 | 0 | 0 | 0 | 0 | 0 | 0 | 0 | 0 | 0 | 0.1 | 0 | 0 | 0 | 0 | 0 | 0 | 0 | 0 | 0 | 0 | 0 | 0.1 | 0 | 0 | 0 | 0 | 0 | 0 | 0 | 0 | 0 | 0 | 0 | 0.1 | 0 | 0 | 0 | 0 | 0 | 0 | 0 | 0 | 0 | 0 | 0 | 0.1 | 0 | 0 | 0 | 0 | 0 | 0 | 0 | 0 | 0 | 0 | 0 | 0.1 | 0 | 0 | 0 | 0 | 0 | 0 | 0 | 0 | 0 | 0 | 0 | 0.1 | 0 | 0 | 0 | 0 | 0 | 0 | 0 | 0 | 0 | 0 | 0 | 0.1 | 0 | 0 | 0 | 0 | 0 | 0 | 0 | 0 | 0 | 0 | 0 | 0.1 | 0 | 0 | 0 | 0 | 0 | 0 | 0 | 0 | 0 | 0 | 0 | 0.1 | 0 | 0 | 0 | 0 | 0 | 0 | 0 | 0 | 0 | 0 | 0 | 0.1 | 0 | 0 | 0 | 0 | 0 | 0 | 0 | 0 | 0 | 0 | 0 | 0.1 | 0 | 0 | 0 | 0 | 0 | 0 | 0 | 0 | 0 | 0 | 0 | 0.1 | 0 | 0 | 0 | 0 | 0 | 0 | 0 | 0 | 0 | 0 | 0 | 0.1 | 0 | 0 | 0 | 0 | 0 | 0 | 0 | 0 | 0 | 0 | 0 | 0.1 | 0 | 0 | 0 | 0 | 0 | 0 | 0
|  | GWh |  | Total NLH Sales | 3.8 | 3.4 | 3.8 | 3.9 | 3.8 | 3.7 | 3.8 | 3.8 | 3.7 | 3.8 | 3.7 | 3.9 | 3.8 | 3.5 | 3.9 | 3.7 | 3.8 | 3.7 | 3.8 | 3.8 | 3.7 | 3.8 | 3.7 | 3.8 | 3.8 | 3.5 | 3.9 | 3.7 | 3.8 | 3.7 | 3.8 | 3.8 | 3.7 | 3.8 | 3.7 | 3.8 | 3.8 | 3.5 | 3.9 | 3.7 | 3.8 | 3.7 | 3.8 | 3.8 | 3.7 | 3.8 | 3.7 | 3.8 | 3.8 | 3.5 | 3.9 | 3.7 | 3.8 | 3.7 | 3.8 | 3.8 | 3.7 | 3.8 | 3.7 | 3.8 | 3.8 | 3.5 | 3.9 | 3.7 | 3.8 | 3.7 | 3.8 | 3.8 | 3.7 | 3.8 | 3.7 | 3.8 | 3.8 | 3.5 | 3.9 | 3.7 | 3.8 | 3.7 | 3.8 | 3.8 | 3.7 | 3.8 | 3.7 | 3.8 | 3.8 | 3.5 | 3.9 | 3.7 | 3.8 | 3.7 | 3.8 | 3.8 | 3.7 | 3.8 | 3.7 | 3.8 | 3.8 | 3.5 | 3.9 | 3.7 | 3.8 | 3.7 | 3.8 | 3.8 | 3.7 | 3.8 | 3.7 | 3.8 | 3.8 | 3.5 | 3.9 | 3.7 | 3.8 | 3.7 | 3.8 | 3.8 | 3.7 | 3.8 | 3.7 | 3.8 | 3.8 | 3.5 | 3.9 | 3.7 | 3.8 | 3.7 | 3.8 | 3.8 | 3.7 | 3.8 | 3.7 | 3.8 | 3.8 | 3.5 | 3.9 | 3.7 | 3.8 | 3.7 | 3.8 | 3.8 | 3.7 | 3.8 | 3.7 | 3.8 | 3.8 | 3.5 | 3.9 | 3.7 | 3.8 | 3.7 | 3.8 | 3.8 | 3.7 | 3.8 | 3.7 | 3.8 | 3.8 | 3.5 | 3.9 | 3.7 | 3.8 | 3.7 | 3.8 | 3.8 | 3.7 | 3.8 | 3.7 | 3.8 | 3.8 | 3.5 | 3.9 | 3.7 | 3.8 | 3.7 | 3.8 | 3.8 | 3.7 | 3.8 | 3.7 | 3.8 | 3.8 | 3.5 | 3.9 | 3.7 | 3.8 | 3.7 | 3.8 | 3.8 | 3.7 | 3.8 | 3.7 | 3.8 | 3.8 | 3.5 | 3.9 | 3.7 | 3.8 | 3.7 | 3.8 | 3.8 | 3.7 | 3.8 | 3.7 | 3.8 | 3.8 | 3.5 | 3.9 | 3.7 | 3.8 | 3.7 | 3.8 | 3.8 | 3.7 | 3.8 | 3.7 | 3.8 | 3.8 | 3.5 | 3.9 | 3.7 | 3.8 | 3.7 | 3.8 | 3.8 | 3.7 | 3.8 | 3.7 | 3.8 | 3.8 | 3.5 | 3.9 | 3.7 | 3.8 | 3.7 | 3.8 | 3.8 | 3.7 | 3.8 | 3.7 | 3.8 | 3.8 | 3.5 | 3.9 | 3.7 | 3.8 | 3.7 | 3.8 | 3.8 | 3.7 | 3.8
[65 empty] | 0 | 0 | 0 | 0 | 0 | 0 | 0 | 0 | 0 | 0 | 0 | 0 | 0 | 0 | 0 | 0 | 0 | 0 | 0 | 0 | 0 | 0 | 0 | 0 | [60 empty] | 0 | 0 | 0 | 0 | 0 | 0 | 0 | 0 | 0 | 0 | 0 | 0 | 0 | 0 | 0 | 0 | 0 | 0 | 0 | 0 | 0 | 0 | 0 | 0 | [60 empty] | 0 | 0 | 0 | 0 | 0 | 0 | 0 | 0 | 0 | 0 | 0 | 0 | 0 | 0 | 0 | 0 | 0 | 0 | 0 | 0 | 0 | 0
|  | GWh | ITOT | TOTAL NLH SALES | 810.3 | 723.5 | 712.4 | 615 | 503.5 | 427.9 | 388.1 | 378.9 | 392.1 | 498.1 | 589.5 | 772.4 | 825.6 | 746.5 | 747.8 | 622.2 | 515.3 | 432.6 | 393.9 | 380.3 | 393.9 | 501.5 | 588.8 | 769.8 | 819.9 | 766.3 | 742.8 | 616.8 | 510.9 | 426.9 | 386.2 | 376 | 390.1 | 494 | 583.4 | 763.4 | 823.5 | 751.3 | 747.5 | 618 | 513.9 | 428.7 | 389.7 | 382.5 | 395.6 | 504.1 | 588.8 | 774 | 821.7 | 749.4 | 745.7 | 616.4 | 512.5 | 427.8 | 389 | 381.6 | 393 | 500 | 587.3 | 772 | 820.1 | 747.9 | 744.2 | 615.2 | 511.5 | 426.9 | 388.1 | 380.7 | 392.2 | 499 | 586.1 | 770.5 | 818.9 | 746.8 | 743.1 | 614.3 | 510.6 | 426.3 | 387.5 | 380.1 | 391.6 | 498.2 | 585.1 | 769.4 | 823.7 | 751.2 | 747.5 | 617.9 | 513.7 | 428.7 | 389.7 | 382.3 | 393.7 | 501.1 | 588.6 | 773.9 | 828.8 | 755.8 | 752.3 | 621.8 | 516.8 | 431.2 | 392 | 384.5 | 396.1 | 504.1 | 592.2 | 778.9 | 834.4 | 760.9 | 757.3 | 626.1 | 520.3 | 434.1 | 394.4 | 386.8 | 398.5 | 507.4 | 596.2 | 784 | 839.2 | 765.4 | 761.8 | 629.8 | 523.3 | 436.5 | 396.5 | 388.9 | 400.7 | 510.3 | 599.6 | 788.7 | 844.1 | 769.9 | 766.3 | 633.5 | 526.4 | 439 | 398.6 | 391 | 402.9 | 513.2 | 603.1 | 793.3 | 849.6 | 774.8 | 771.2 | 637.6 | 529.8 | 441.7 | 401.1 | 393.4 | 405.4 | 516.4 | 606.9 | 798.3 | 854.9 | 779.6 | 776 | 641.6 | 533 | 444.4 | 403.4 | 395.6 | 407.7 | 519.5 | 610.6 | 803.3 | 860.2 | 784.7 | 781 | 645.7 | 536.5 | 447.1 | 405.7 | 397.9 | 410.1 | 522.8 | 614.5 | 808.5 | 865.5 | 789.4 | 785.7 | 649.8 | 539.8 | 449.7 | 408.1 | 400.3 | 412.6 | 525.8 | 618.2 | 813.4 | 869.4 | 792.9 | 789.2 | 652.6 | 542.1 | 451.6 | 409.7 | 401.9 | 414.2 | 528 | 620.9 | 817 | 874.3 | 797.4 | 793.8 | 656.4 | 545.3 | 454.1 | 411.9 | 404 | 416.4 | 531.1 | 624.4 | 821.6 | 879.4 | 802 | 798.3 | 660.3 | 548.4 | 456.6 | 414.2 | 406.2 | 418.7 | 534 | 627.9 | 826.4 | 884.2 | 806.4 | 802.8 | 663.8 | 551.4 | 459 | 416.3 | 408.3 | 420.9 | 536.8 | 631.3 | 830.9 | 889 | 810.8 | 807.1 | 667.4 | 554.3 | 461.3 | 418.3 | 410.3 | 422.9 | 539.7
|  | GWh | ILOSS | Losses | 18.1 | 24.5 | 22.3 | 23.6 | 15.1 | 19.1 | 8.9 | 14 | 13 | 21 | 25 | 32 | 33 | 30 | 24 | 19 | 14 | 16 | 12 | 11 | 11 | 14 | 19 | 32 | 32.7722 | 30.7957 | 23.8395 | 18.8351 | 13.8805 | 15.7892 | 11.7654 | 10.8756 | 10.8939 | 13.7906 | 18.8257 | 31.734 | 32.9161 | 30.1929 | 23.9904 | 18.8717 | 13.962 | 15.8558 | 11.872 | 11.0636 | 11.0475 | 14.0726 | 19 | 32.1746 | 32.8441 | 30.1165 | 23.9326 | 18.8229 | 13.9239 | 15.8225 | 11.8507 | 11.0376 | 10.9749 | 13.9581 | 18.9516 | 32.0915 | 32.7802 | 30.0563 | 23.8845 | 18.7862 | 13.8968 | 15.7892 | 11.8233 | 11.0116 | 10.9525 | 13.9302 | 18.9129 | 32.0291 | 32.7322 | 30.0121 | 23.8492 | 18.7588 | 13.8723 | 15.767 | 11.805 | 10.9942 | 10.9358 | 13.9079 | 18.8806 | 31.9834 | 32.9241 | 30.1889 | 23.9904 | 18.8687 | 13.9565 | 15.8558 | 11.872 | 11.0578 | 10.9944 | 13.9888 | 18.9935 | 32.1704 | 33.1279 | 30.3737 | 24.1444 | 18.9878 | 14.0408 | 15.9482 | 11.9421 | 11.1215 | 11.0614 | 14.0726 | 19.1097 | 32.3783 | 33.3517 | 30.5787 | 24.3049 | 19.1191 | 14.1358 | 16.0555 | 12.0152 | 11.188 | 11.1285 | 14.1647 | 19.2388 | 32.5903 | 33.5436 | 30.7595 | 24.4493 | 19.2321 | 14.2173 | 16.1442 | 12.0792 | 11.2488 | 11.1899 | 14.2457 | 19.3485 | 32.7857 | 33.7395 | 30.9404 | 24.5937 | 19.3451 | 14.3016 | 16.2367 | 12.1432 | 11.3095 | 11.2513 | 14.3266 | 19.4614 | 32.9769 | 33.9593 | 31.1373 | 24.751 | 19.4703 | 14.3939 | 16.3366 | 12.2193 | 11.3789 | 11.3211 | 14.416 | 19.5841 | 33.1847 | 34.1711 | 31.3302 | 24.9051 | 19.5924 | 14.4809 | 16.4364 | 12.2894 | 11.4425 | 11.3854 | 14.5025 | 19.7035 | 33.3926 | 34.383 | 31.5352 | 25.0655 | 19.7176 | 14.576 | 16.5363 | 12.3595 | 11.5091 | 11.4524 | 14.5946 | 19.8293 | 33.6087 | 34.5948 | 31.724 | 25.2164 | 19.8428 | 14.6656 | 16.6325 | 12.4326 | 11.5785 | 11.5222 | 14.6784 | 19.9487 | 33.8124 | 34.7507 | 31.8647 | 25.3287 | 19.9283 | 14.7281 | 16.7027 | 12.4813 | 11.6248 | 11.5669 | 14.7398 | 20.0358 | 33.9621 | 34.9466 | 32.0455 | 25.4763 | 20.0444 | 14.8151 | 16.7952 | 12.5484 | 11.6855 | 11.6283 | 14.8263 | 20.1488 | 34.1533 | 35.1504 | 32.2304 | 25.6208 | 20.1635 | 14.8993 | 16.8877 | 12.6184 | 11.7491 | 11.6926 | 14.9073 | 20.2617 | 34.3528 | 35.3423 | 32.4072 | 25.7652 | 20.2703 | 14.9808 | 16.9764 | 12.6824 | 11.8099 | 11.754 | 14.9854 | 20.3714 | 34.5399 | 35.5342 | 32.5841 | 25.9032 | 20.3803 | 15.0596 | 17.0615 | 12.7433 | 11.8677 | 11.8099 | 15.0664
|  | GWh | IGEN | Required NLH Generation | 828.4 | 748 | 734.7 | 638.6 | 518.6 | 447 | 397 | 392.9 | 405.1 | 519.1 | 614.5 | 804.4 | 858.6 | 776.5 | 771.8 | 641.2 | 529.3 | 448.6 | 405.9 | 391.3 | 404.9 | 515.5 | 607.8 | 801.8 | 852.6722 | 797.0957 | 766.6395 | 635.6351 | 524.7805 | 442.6892 | 397.9654 | 386.8756 | 400.9939 | 507.7906 | 602.2257 | 795.134 | 856.4161 | 781.4929 | 771.4904 | 636.8717 | 527.862 | 444.5558 | 401.572 | 393.5636 | 406.6475 | 518.1726 | 607.8 | 806.1746 | 854.5441 | 779.5165 | 769.6326 | 635.2229 | 526.4239 | 443.6225 | 400.8507 | 392.6376 | 403.9749 | 513.9581 | 606.2516 | 804.0915 | 852.8802 | 777.9563 | 768.0845 | 633.9862 | 525.3968 | 442.6892 | 399.9233 | 391.7116 | 403.1525 | 512.9302 | 605.0129 | 802.5291 | 851.6322 | 776.8121 | 766.9492 | 633.0588 | 524.4723 | 442.067 | 399.305 | 391.0942 | 402.5358 | 512.1079 | 603.9806 | 801.3834 | 856.6241 | 781.3889 | 771.4904 | 636.7687 | 527.6565 | 444.5558 | 401.572 | 393.3578 | 404.6944 | 515.0888 | 607.5935 | 806.0704 | 861.9279 | 786.1737 | 776.4444 | 640.7878 | 530.8408 | 447.1482 | 403.9421 | 395.6215 | 407.1614 | 518.1726 | 611.3097 | 811.2783 | 867.7517 | 791.4787 | 781.6049 | 645.2191 | 534.4358 | 450.1555 | 406.4152 | 397.988 | 409.6285 | 521.5647 | 615.4388 | 816.5903 | 872.7436 | 796.1595 | 786.2493 | 649.0321 | 537.5173 | 452.6442 | 408.5792 | 400.1488 | 411.8899 | 524.5457 | 618.9485 | 821.4857 | 877.8395 | 800.8404 | 790.8937 | 652.8451 | 540.7016 | 455.2367 | 410.7432 | 402.3095 | 414.1513 | 527.5266 | 622.5614 | 826.2769 | 883.5593 | 805.9373 | 795.951 | 657.0703 | 544.1939 | 458.0366 | 413.3193 | 404.7789 | 416.7211 | 530.816 | 626.4841 | 831.4847 | 889.0711 | 810.9302 | 800.9051 | 661.1924 | 547.4809 | 460.8364 | 415.6894 | 407.0425 | 419.0854 | 534.0025 | 630.3035 | 836.6926 | 894.583 | 816.2352 | 806.0655 | 665.4176 | 551.076 | 463.6363 | 418.0595 | 409.4091 | 421.5524 | 537.3946 | 634.3293 | 842.1087 | 900.0948 | 821.124 | 810.9164 | 669.6428 | 554.4656 | 466.3325 | 420.5326 | 411.8785 | 424.1222 | 540.4784 | 638.1487 | 847.2124 | 904.1507 | 824.7647 | 814.5287 | 672.5283 | 556.8281 | 468.3027 | 422.1813 | 413.5248 | 425.7669 | 542.7398 | 640.9358 | 850.9621 | 909.2466 | 829.4455 | 819.2763 | 676.4444 | 560.1151 | 470.8952 | 424.4484 | 415.6855 | 428.0283 | 545.9263 | 644.5488 | 855.7533 | 914.5504 | 834.2304 | 823.9208 | 680.4635 | 563.2993 | 473.4877 | 426.8184 | 417.9491 | 430.3926 | 548.9073 | 648.1617 | 860.7528 | 919.5423 | 838.8072 | 828.5652 | 684.0703 | 566.3808 | 475.9764 | 428.9824 | 420.1099 | 432.654 | 551.7854 | 651.6714 | 865.4399 | 924.5342 | 843.3841 | 833.0032 | 687.7803 | 569.3596 | 478.3615 | 431.0433 | 422.1677 | 434.7099 | 554.7664
|  |  | ILOSSR | Island Loss Rate | 0.031978 | 0.036063 | 0.034064 | 0.036129 | 0.023278 | 0.021596 | 0.023869 | 0.024261 | 0.023457 | 0.025455 | 0.035431 | 0.036894 | 0.039971 | 0.040188 | 0.032094 | 0.030537 | 0.027169 | 0.036986 | 0.030465 | 0.028925 | 0.027926 | 0.027916 | 0.032269 | 0.041569 | 0.039971 | 0.040188 | 0.032094 | 0.030537 | 0.027169 | 0.036986 | 0.030465 | 0.028925 | 0.027926 | 0.027916 | 0.032269 | 0.041569 | 0.039971 | 0.040188 | 0.032094 | 0.030537 | 0.027169 | 0.036986 | 0.030465 | 0.028925 | 0.027926 | 0.027916 | 0.032269 | 0.041569 | 0.039971 | 0.040188 | 0.032094 | 0.030537 | 0.027169 | 0.036986 | 0.030465 | 0.028925 | 0.027926 | 0.027916 | 0.032269 | 0.041569 | 0.039971 | 0.040188 | 0.032094 | 0.030537 | 0.027169 | 0.036986 | 0.030465 | 0.028925 | 0.027926 | 0.027916 | 0.032269 | 0.041569 | 0.039971 | 0.040188 | 0.032094 | 0.030537 | 0.027169 | 0.036986 | 0.030465 | 0.028925 | 0.027926 | 0.027916 | 0.032269 | 0.041569 | 0.039971 | 0.040188 | 0.032094 | 0.030537 | 0.027169 | 0.036986 | 0.030465 | 0.028925 | 0.027926 | 0.027916 | 0.032269 | 0.041569 | 0.039971 | 0.040188 | 0.032094 | 0.030537 | 0.027169 | 0.036986 | 0.030465 | 0.028925 | 0.027926 | 0.027916 | 0.032269 | 0.041569 | 0.039971 | 0.040188 | 0.032094 | 0.030537 | 0.027169 | 0.036986 | 0.030465 | 0.028925 | 0.027926 | 0.027916 | 0.032269 | 0.041569 | 0.039971 | 0.040188 | 0.032094 | 0.030537 | 0.027169 | 0.036986 | 0.030465 | 0.028925 | 0.027926 | 0.027916 | 0.032269 | 0.041569 | 0.039971 | 0.040188 | 0.032094 | 0.030537 | 0.027169 | 0.036986 | 0.030465 | 0.028925 | 0.027926 | 0.027916 | 0.032269 | 0.041569 | 0.039971 | 0.040188 | 0.032094 | 0.030537 | 0.027169 | 0.036986 | 0.030465 | 0.028925 | 0.027926 | 0.027916 | 0.032269 | 0.041569 | 0.039971 | 0.040188 | 0.032094 | 0.030537 | 0.027169 | 0.036986 | 0.030465 | 0.028925 | 0.027926 | 0.027916 | 0.032269 | 0.041569 | 0.039971 | 0.040188 | 0.032094 | 0.030537 | 0.027169 | 0.036986 | 0.030465 | 0.028925 | 0.027926 | 0.027916 | 0.032269 | 0.041569 | 0.039971 | 0.040188 | 0.032094 | 0.030537 | 0.027169 | 0.036986 | 0.030465 | 0.028925 | 0.027926 | 0.027916 | 0.032269 | 0.041569 | 0.039971 | 0.040188 | 0.032094 | 0.030537 | 0.027169 | 0.036986 | 0.030465 | 0.028925 | 0.027926 | 0.027916 | 0.032269 | 0.041569 | 0.039971 | 0.040188 | 0.032094 | 0.030537 | 0.027169 | 0.036986 | 0.030465 | 0.028925 | 0.027926 | 0.027916 | 0.032269 | 0.041569 | 0.039971 | 0.040188 | 0.032094 | 0.030537 | 0.027169 | 0.036986 | 0.030465 | 0.028925 | 0.027926 | 0.027916 | 0.032269 | 0.041569 | 0.039971 | 0.040188 | 0.032094 | 0.030537 | 0.027169 | 0.036986 | 0.030465 | 0.028925 | 0.027926 | 0.027916 | 0.032269 | 0.041569 | 0.039971 | 0.040188 | 0.032094 | 0.030537 | 0.027169 | 0.036986 | 0.030465 | 0.028925 | 0.027926 | 0.027916
|  |  | NPGEN | Newfoundland Power Generation | 40.5 | 36.2 | 42.3 | 48.9 | 49.3 | 34.9 | 25.2 | 21.2 | 22.5 | 32.5 | 38.6 | 42.9 | 41.8 | 36.3 | 42.4 | 49 | 49.3 | 33.7 | 25 | 20.5 | 22.2 | 30.3 | 36 | 43 | 41.8 | 36.3 | 42.4 | 49 | 49.3 | 35 | 25.9 | 21 | 22.4 | 32.2 | 38.6 | 43 | 41.9 | 36.4 | 42.5 | 49.1 | 49.4 | 35.2 | 25.8 | 21 | 21.1 | 29.2 | 38 | 43.1 | 41.7 | 36.5 | 42.6 | 49.2 | 49.5 | 35 | 25.5 | 20.9 | 22.7 | 32.1 | 38.1 | 43.2 | 41.7 | 36.5 | 42.6 | 49.2 | 49.5 | 35 | 25.5 | 20.9 | 22.7 | 32.1 | 38.1 | 43.2 | 41.7 | 36.5 | 42.6 | 49.2 | 49.5 | 35 | 25.5 | 20.9 | 22.7 | 32.1 | 38.1 | 43.2 | 41.7 | 36.5 | 42.6 | 49.2 | 49.5 | 35 | 25.5 | 20.9 | 22.7 | 32.1 | 38.1 | 43.2 | 41.7 | 36.5 | 42.6 | 49.2 | 49.5 | 35 | 25.5 | 20.9 | 22.7 | 32.1 | 38.1 | 43.2 | 41.7 | 36.5 | 42.6 | 49.2 | 49.5 | 35 | 25.5 | 20.9 | 22.7 | 32.1 | 38.1 | 43.2 | 41.7 | 36.5 | 42.6 | 49.2 | 49.5 | 35 | 25.5 | 20.9 | 22.7 | 32.1 | 38.1 | 43.2 | 41.7 | 36.5 | 42.6 | 49.2 | 49.5 | 35 | 25.5 | 20.9 | 22.7 | 32.1 | 38.1 | 43.2 | 41.7 | 36.5 | 42.6 | 49.2 | 49.5 | 35 | 25.5 | 20.9 | 22.7 | 32.1 | 38.1 | 43.2 | 41.7 | 36.5 | 42.6 | 49.2 | 49.5 | 35 | 25.5 | 20.9 | 22.7 | 32.1 | 38.1 | 43.2 | 41.7 | 36.5 | 42.6 | 49.2 | 49.5 | 35 | 25.5 | 20.9 | 22.7 | 32.1 | 38.1 | 43.2 | 41.7 | 36.5 | 42.6 | 49.2 | 49.5 | 35 | 25.5 | 20.9 | 22.7 | 32.1 | 38.1 | 43.2 | 41.7 | 36.5 | 42.6 | 49.2 | 49.5 | 35 | 25.5 | 20.9 | 22.7 | 32.1 | 38.1 | 43.2 | 41.7 | 36.5 | 42.6 | 49.2 | 49.5 | 35 | 25.5 | 20.9 | 22.7 | 32.1 | 38.1 | 43.2 | 41.7 | 36.5 | 42.6 | 49.2 | 49.5 | 35 | 25.5 | 20.9 | 22.7 | 32.1 | 38.1 | 43.2 | 41.7 | 36.5 | 42.6 | 49.2 | 49.5 | 35 | 25.5 | 20.9 | 22.7 | 32.1 | 38.1 | 43.2 | 41.7 | 36.5 | 42.6 | 49.2 | 49.5 | 35 | 25.5 | 20.9 | 22.7 | 32.1
|  |  | DLPGEN60 | Deer Lake Power Generation 60 | 66.7 | 60.2 | 66.6 | 64.5 | 66.5 | 61.9 | 66.4 | 66.4 | 64.4 | 75.2 | 64.6 | 60.3 | 66.7 | 60.2 | 66.6 | 64.5 | 66.5 | 61.9 | 66.4 | 66.4 | 64.4 | 75.2 | 64.6 | 60.3 | 66.7 | 60.2 | 66.6 | 64.5 | 66.5 | 61.9 | 66.4 | 66.4 | 64.4 | 75.2 | 64.6 | 60.3 | 66.7 | 60.2 | 66.6 | 64.5 | 66.5 | 61.9 | 66.4 | 66.4 | 64.4 | 75.2 | 64.6 | 60.3 | 66.7 | 60.2 | 66.6 | 64.5 | 66.5 | 61.9 | 66.4 | 66.4 | 64.4 | 75.2 | 64.6 | 60.3 | 66.7 | 60.2 | 66.6 | 64.5 | 66.5 | 61.9 | 66.4 | 66.4 | 64.4 | 75.2 | 64.6 | 60.3 | 66.7 | 60.2 | 66.6 | 64.5 | 66.5 | 61.9 | 66.4 | 66.4 | 64.4 | 75.2 | 64.6 | 60.3 | 66.7 | 60.2 | 66.6 | 64.5 | 66.5 | 61.9 | 66.4 | 66.4 | 64.4 | 75.2 | 64.6 | 60.3 | 66.7 | 60.2 | 66.6 | 64.5 | 66.5 | 61.9 | 66.4 | 66.4 | 64.4 | 75.2 | 64.6 | 60.3 | 66.7 | 60.2 | 66.6 | 64.5 | 66.5 | 61.9 | 66.4 | 66.4 | 64.4 | 75.2 | 64.6 | 60.3 | 66.7 | 60.2 | 66.6 | 64.5 | 66.5 | 61.9 | 66.4 | 66.4 | 64.4 | 75.2 | 64.6 | 60.3 | 66.7 | 60.2 | 66.6 | 64.5 | 66.5 | 61.9 | 66.4 | 66.4 | 64.4 | 75.2 | 64.6 | 60.3 | 66.7 | 60.2 | 66.6 | 64.5 | 66.5 | 61.9 | 66.4 | 66.4 | 64.4 | 75.2 | 64.6 | 60.3 | 66.7 | 60.2 | 66.6 | 64.5 | 66.5 | 61.9 | 66.4 | 66.4 | 64.4 | 75.2 | 64.6 | 60.3 | 66.7 | 60.2 | 66.6 | 64.5 | 66.5 | 61.9 | 66.4 | 66.4 | 64.4 | 75.2 | 64.6 | 60.3 | 66.7 | 60.2 | 66.6 | 64.5 | 66.5 | 61.9 | 66.4 | 66.4 | 64.4 | 75.2 | 64.6 | 60.3 | 66.7 | 60.2 | 66.6 | 64.5 | 66.5 | 61.9 | 66.4 | 66.4 | 64.4 | 75.2 | 64.6 | 60.3 | 66.7 | 60.2 | 66.6 | 64.5 | 66.5 | 61.9 | 66.4 | 66.4 | 64.4 | 75.2 | 64.6 | 60.3 | 66.7 | 60.2 | 66.6 | 64.5 | 66.5 | 61.9 | 66.4 | 66.4 | 64.4 | 75.2 | 64.6 | 60.3 | 66.7 | 60.2 | 66.6 | 64.5 | 66.5 | 61.9 | 66.4 | 66.4 | 64.4 | 75.2 | 64.6 | 60.3 | 66.7 | 60.2 | 66.6 | 64.5 | 66.5 | 61.9 | 66.4 | 66.4 | 64.4 | 75.2
|  |  | DLPGEN50 | Deer Lake Power Generation 50 | 8.184 | 7.392 | 8.184 | 7.92 | 8.184 | 7.92 | 8.184 | 8.184 | 7.92 | 8.184 | 7.92 | 8.184 | 8.184 | 7.392 | 8.184 | 7.92 | 8.184 | 7.92 | 8.184 | 8.184 | 7.92 | 8.184 | 7.92 | 8.184 | 8.184 | 7.392 | 8.184 | 7.92 | 8.184 | 7.92 | 8.184 | 8.184 | 7.92 | 8.184 | 7.92 | 8.184 | 8.184 | 7.392 | 8.184 | 7.92 | 8.184 | 7.92 | 8.184 | 8.184 | 7.92 | 8.184 | 7.92 | 8.184 | 8.184 | 7.392 | 8.184 | 7.92 | 8.184 | 7.92 | 8.184 | 8.184 | 7.92 | 8.184 | 7.92 | 8.184 | 8.184 | 7.392 | 8.184 | 7.92 | 8.184 | 7.92 | 8.184 | 8.184 | 7.92 | 8.184 | 7.92 | 8.184 | 8.184 | 7.392 | 8.184 | 7.92 | 8.184 | 7.92 | 8.184 | 8.184 | 7.92 | 8.184 | 7.92 | 8.184 | 8.184 | 7.392 | 8.184 | 7.92 | 8.184 | 7.92 | 8.184 | 8.184 | 7.92 | 8.184 | 7.92 | 8.184 | 8.184 | 7.392 | 8.184 | 7.92 | 8.184 | 7.92 | 8.184 | 8.184 | 7.92 | 8.184 | 7.92 | 8.184 | 8.184 | 7.392 | 8.184 | 7.92 | 8.184 | 7.92 | 8.184 | 8.184 | 7.92 | 8.184 | 7.92 | 8.184 | 8.184 | 7.392 | 8.184 | 7.92 | 8.184 | 7.92 | 8.184 | 8.184 | 7.92 | 8.184 | 7.92 | 8.184 | 8.184 | 7.392 | 8.184 | 7.92 | 8.184 | 7.92 | 8.184 | 8.184 | 7.92 | 8.184 | 7.92 | 8.184 | 8.184 | 7.392 | 8.184 | 7.92 | 8.184 | 7.92 | 8.184 | 8.184 | 7.92 | 8.184 | 7.92 | 8.184 | 8.184 | 7.392 | 8.184 | 7.92 | 8.184 | 7.92 | 8.184 | 8.184 | 7.92 | 8.184 | 7.92 | 8.184 | 8.184 | 7.392 | 8.184 | 7.92 | 8.184 | 7.92 | 8.184 | 8.184 | 7.92 | 8.184 | 7.92 | 8.184 | 8.184 | 7.392 | 8.184 | 7.92 | 8.184 | 7.92 | 8.184 | 8.184 | 7.92 | 8.184 | 7.92 | 8.184 | 8.184 | 7.392 | 8.184 | 7.92 | 8.184 | 7.92 | 8.184 | 8.184 | 7.92 | 8.184 | 7.92 | 8.184 | 8.184 | 7.392 | 8.184 | 7.92 | 8.184 | 7.92 | 8.184 | 8.184 | 7.92 | 8.184 | 7.92 | 8.184 | 8.184 | 7.392 | 8.184 | 7.92 | 8.184 | 7.92 | 8.184 | 8.184 | 7.92 | 8.184 | 7.92 | 8.184 | 8.184 | 7.392 | 8.184 | 7.92 | 8.184 | 7.92 | 8.184 | 8.184 | 7.92 | 8.184 | 7.92 | 8.184 | 8.184 | 7.392 | 8.184 | 7.92 | 8.184 | 7.92 | 8.184 | 8.184 | 7.92 | 8.184
Losses July 1, 2018 to Dec 31, 2019 from VISTA

## LabradorLoad
Spare | Scenario | UOM | Key | Description | 1/1/2018 | 2/1/2018 | 3/1/2018 | 4/1/2018 | 5/1/2018 | 6/1/2018 | 7/1/2018 | 8/1/2018 | 9/1/2018 | 10/1/2018 | 11/1/2018 | 12/1/2018 | 1/1/2019 | 2/1/2019 | 3/1/2019 | 4/1/2019 | 5/1/2019 | 6/1/2019 | 7/1/2019 | 8/1/2019 | 9/1/2019 | 10/1/2019 | 11/1/2019 | 12/1/2019 | 1/1/2020 | 2/1/2020 | 3/1/2020 | 4/1/2020 | 5/1/2020 | 6/1/2020 | 7/1/2020 | 8/1/2020 | 9/1/2020 | 10/1/2020 | 11/1/2020 | 12/1/2020 | 1/1/2021 | 2/1/2021 | 3/1/2021 | 4/1/2021 | 5/1/2021 | 6/1/2021 | 7/1/2021 | 8/1/2021 | 9/1/2021 | 10/1/2021 | 11/1/2021 | 12/1/2021 | 1/1/2022 | 2/1/2022 | 3/1/2022 | 4/1/2022 | 5/1/2022 | 6/1/2022 | 7/1/2022 | 8/1/2022 | 9/1/2022 | 10/1/2022 | 11/1/2022 | 12/1/2022 | 1/1/2023 | 2/1/2023 | 3/1/2023 | 4/1/2023 | 5/1/2023 | 6/1/2023 | 7/1/2023 | 8/1/2023 | 9/1/2023 | 10/1/2023 | 11/1/2023 | 12/1/2023 | 1/1/2024 | 2/1/2024 | 3/1/2024 | 4/1/2024 | 5/1/2024 | 6/1/2024 | 7/1/2024 | 8/1/2024 | 9/1/2024 | 10/1/2024 | 11/1/2024 | 12/1/2024 | 1/1/2025 | 2/1/2025 | 3/1/2025 | 4/1/2025 | 5/1/2025 | 6/1/2025 | 7/1/2025 | 8/1/2025 | 9/1/2025 | 10/1/2025 | 11/1/2025 | 12/1/2025 | 1/1/2026 | 2/1/2026 | 3/1/2026 | 4/1/2026 | 5/1/2026 | 6/1/2026 | 7/1/2026 | 8/1/2026 | 9/1/2026 | 10/1/2026 | 11/1/2026 | 12/1/2026 | 1/1/2027 | 2/1/2027 | 3/1/2027 | 4/1/2027 | 5/1/2027 | 6/1/2027 | 7/1/2027 | 8/1/2027 | 9/1/2027 | 10/1/2027 | 11/1/2027 | 12/1/2027 | 1/1/2028 | 2/1/2028 | 3/1/2028 | 4/1/2028 | 5/1/2028 | 6/1/2028 | 7/1/2028 | 8/1/2028 | 9/1/2028 | 10/1/2028 | 11/1/2028 | 12/1/2028 | 1/1/2029 | 2/1/2029 | 3/1/2029 | 4/1/2029 | 5/1/2029 | 6/1/2029 | 7/1/2029 | 8/1/2029 | 9/1/2029 | 10/1/2029 | 11/1/2029 | 12/1/2029 | 1/1/2030 | 2/1/2030 | 3/1/2030 | 4/1/2030 | 5/1/2030 | 6/1/2030 | 7/1/2030 | 8/1/2030 | 9/1/2030 | 10/1/2030 | 11/1/2030 | 12/1/2030 | 1/1/2031 | 2/1/2031 | 3/1/2031 | 4/1/2031 | 5/1/2031 | 6/1/2031 | 7/1/2031 | 8/1/2031 | 9/1/2031 | 10/1/2031 | 11/1/2031 | 12/1/2031 | 1/1/2032 | 2/1/2032 | 3/1/2032 | 4/1/2032 | 5/1/2032 | 6/1/2032 | 7/1/2032 | 8/1/2032 | 9/1/2032 | 10/1/2032 | 11/1/2032 | 12/1/2032 | 1/1/2033 | 2/1/2033 | 3/1/2033 | 4/1/2033 | 5/1/2033 | 6/1/2033 | 7/1/2033 | 8/1/2033 | 9/1/2033 | 10/1/2033 | 11/1/2033 | 12/1/2033 | 1/1/2034 | 2/1/2034 | 3/1/2034 | 4/1/2034 | 5/1/2034 | 6/1/2034 | 7/1/2034 | 8/1/2034 | 9/1/2034 | 10/1/2034 | 11/1/2034 | 12/1/2034 | 1/1/2035 | 2/1/2035 | 3/1/2035 | 4/1/2035 | 5/1/2035 | 6/1/2035 | 7/1/2035 | 8/1/2035 | 9/1/2035 | 10/1/2035 | 11/1/2035 | 12/1/2035 | 1/1/2036 | 2/1/2036 | 3/1/2036 | 4/1/2036 | 5/1/2036 | 6/1/2036 | 7/1/2036 | 8/1/2036 | 9/1/2036 | 10/1/2036 | 11/1/2036 | 12/1/2036 | 1/1/2037 | 2/1/2037 | 3/1/2037 | 4/1/2037 | 5/1/2037 | 6/1/2037 | 7/1/2037 | 8/1/2037 | 9/1/2037 | 10/1/2037 | 11/1/2037 | 12/1/2037 | 1/1/2038 | 2/1/2038 | 3/1/2038 | 4/1/2038 | 5/1/2038 | 6/1/2038 | 7/1/2038 | 8/1/2038 | 9/1/2038 | 10/1/2038
|  | MW | TOTRECALLCFK | Total Available From CF (at CF) | 531.9 | 531.9 | 531.9 | 531.9 | 531.9 | 531.9 | 531.9 | 531.9 | 531.9 | 531.9 | 531.9 | 531.9 | 531.9 | 531.9 | 531.9 | 531.9 | 531.9 | 531.9 | 531.9 | 531.9 | 531.9 | 531.9 | 531.9 | 531.9 | 531.9 | 531.9 | 531.9 | 531.9 | 531.9 | 531.9 | 531.9 | 531.9 | 531.9 | 531.9 | 531.9 | 531.9 | 531.9 | 531.9 | 531.9 | 531.9 | 531.9 | 531.9 | 531.9 | 531.9 | 531.9 | 531.9 | 531.9 | 531.9 | 531.9 | 531.9 | 531.9 | 531.9 | 531.9 | 531.9 | 531.9 | 531.9 | 531.9 | 531.9 | 531.9 | 531.9 | 531.9 | 531.9 | 531.9 | 531.9 | 531.9 | 531.9 | 531.9 | 531.9 | 531.9 | 531.9 | 531.9 | 531.9 | 531.9 | 531.9 | 531.9 | 531.9 | 531.9 | 531.9 | 531.9 | 531.9 | 531.9 | 531.9 | 531.9 | 531.9 | 531.9 | 531.9 | 531.9 | 531.9 | 531.9 | 531.9 | 531.9 | 531.9 | 531.9 | 531.9 | 531.9 | 531.9 | 531.9 | 531.9 | 531.9 | 531.9 | 531.9 | 531.9 | 531.9 | 531.9 | 531.9 | 531.9 | 531.9 | 531.9 | 531.9 | 531.9 | 531.9 | 531.9 | 531.9 | 531.9 | 531.9 | 531.9 | 531.9 | 531.9 | 531.9 | 531.9 | 531.9 | 531.9 | 531.9 | 531.9 | 531.9 | 531.9 | 531.9 | 531.9 | 531.9 | 531.9 | 531.9 | 531.9 | 531.9 | 531.9 | 531.9 | 531.9 | 531.9 | 531.9 | 531.9 | 531.9 | 531.9 | 531.9 | 531.9 | 531.9 | 531.9 | 531.9 | 531.9 | 531.9 | 531.9 | 531.9 | 531.9 | 531.9 | 531.9 | 531.9 | 531.9 | 531.9 | 531.9 | 531.9 | 531.9 | 531.9 | 531.9 | 531.9 | 531.9 | 531.9 | 531.9 | 531.9 | 531.9 | 531.9 | 531.9 | 531.9 | 531.9 | 531.9 | 531.9 | 531.9 | 531.9 | 531.9 | 531.9 | 531.9 | 531.9 | 531.9 | 531.9 | 531.9 | 531.9 | 531.9 | 531.9 | 531.9 | 531.9 | 531.9 | 531.9 | 531.9 | 531.9 | 531.9 | 531.9 | 531.9 | 531.9 | 531.9 | 531.9 | 531.9 | 531.9 | 531.9 | 531.9 | 531.9 | 531.9 | 531.9 | 531.9 | 531.9 | 531.9 | 531.9 | 531.9 | 531.9 | 531.9 | 531.9 | 531.9 | 531.9 | 531.9 | 531.9 | 531.9 | 531.9 | 531.9 | 531.9 | 531.9 | 531.9 | 531.9 | 531.9 | 531.9 | 531.9 | 531.9 | 531.9 | 531.9 | 531.9 | 531.9 | 531.9 | 531.9 | 531.9 | 531.9 | 531.9 | 531.9 | 531.9 | 531.9 | 531.9 | 531.9 | 531.9 | 531.9 | 531.9 | 531.9 | 531.9 | 531.9 | 531.9 | 531.9 | 531.9
|  | MW | RECALLCFK | Recall (at CF)
|  | MW | TWINCFK | Twinco Block Available (at CF)
HYDRO RURAL INTERCONNECTED
|  | MW | LABEASTK | - Goose Bay | 87.8 | 85 | 77.2 | 60.2 | 44.5 | 35.1 | 27.4 | 25.9 | 36.6 | 50.1 | 66.2 | 81.3 | 88.2 | 85.4 | 77.5 | 60.5 | 44.7 | 35.3 | 27.5 | 26 | 36.8 | 50.3 | 66.5 | 81.7 | 83.4 | 80.8 | 73.4 | 57.2 | 42.3 | 33.4 | 26.1 | 24.6 | 34.8 | 47.6 | 62.9 | 77.3 | 80.5 | 77.9 | 70.7 | 55.2 | 40.8 | 32.2 | 25.1 | 23.8 | 33.6 | 45.9 | 60.7 | 74.5 | 80.8 | 78.2 | 71 | 55.4 | 41 | 32.3 | 25.2 | 23.8 | 33.7 | 46.1 | 60.9 | 74.8 | 81 | 78.5 | 71.2 | 55.6 | 41.1 | 32.4 | 25.3 | 23.9 | 33.8 | 46.2 | 61.1 | 75 | 81.9 | 79.3 | 72 | 56.1 | 41.5 | 32.8 | 25.6 | 24.2 | 34.1 | 46.7 | 61.7 | 75.8 | 82.4 | 79.8 | 72.4 | 56.5 | 41.8 | 33 | 25.7 | 24.3 | 34.4 | 47 | 62.1 | 76.3 | 82.9 | 80.3 | 72.9 | 56.8 | 42 | 33.2 | 25.9 | 24.5 | 34.6 | 47.3 | 62.5 | 76.8 | 83.4 | 80.8 | 73.3 | 57.2 | 42.3 | 33.4 | 26.1 | 24.6 | 34.8 | 47.6 | 62.9 | 77.2 | 83.9 | 81.3 | 73.8 | 57.6 | 42.6 | 33.6 | 26.2 | 24.8 | 35 | 47.9 | 63.3 | 77.7 | 84.4 | 81.8 | 74.2 | 57.9 | 42.8 | 33.8 | 26.4 | 24.9 | 35.2 | 48.1 | 63.7 | 78.2 | 84.9 | 82.2 | 74.7 | 58.2 | 43.1 | 34 | 26.5 | 25.1 | 35.4 | 48.4 | 64.1 | 78.6 | 85.4 | 82.7 | 75.1 | 58.6 | 43.3 | 34.2 | 26.7 | 25.2 | 35.6 | 48.7 | 64.4 | 79.1 | 85.9 | 83.2 | 75.5 | 58.9 | 43.6 | 34.4 | 26.8 | 25.4 | 35.8 | 49 | 64.8 | 79.5 | 86.4 | 83.6 | 75.9 | 59.2 | 43.8 | 34.6 | 27 | 25.5 | 36 | 49.2 | 65.1 | 80 | 86.8 | 84.1 | 76.3 | 59.5 | 44 | 34.8 | 27.1 | 25.6 | 36.2 | 49.5 | 65.5 | 80.4 | 87.3 | 84.5 | 76.7 | 59.8 | 44.3 | 34.9 | 27.3 | 25.8 | 36.4 | 49.8 | 65.8 | 80.8 | 87.7 | 84.9 | 77.1 | 60.1 | 44.5 | 35.1 | 27.4 | 25.9 | 36.6 | 50 | 66.2 | 81.2 | 88.2 | 85.4 | 77.5 | 60.4 | 44.7 | 35.3 | 27.5 | 26 | 36.8 | 50.3 | 66.5 | 81.6 | 88.6 | 85.8 | 77.9 | 60.8 | 44.9 | 35.5 | 27.7 | 26.2 | 36.9 | 50.5
|  | MW | LABCFK | - Churchill Falls | 0.3 | 0.3 | 0.2 | 0.2 | 0.2 | 0.2 | 0.2 | 0.2 | 0.2 | 0.2 | 0.2 | 0.3 | 0.3 | 0.3 | 0.2 | 0.2 | 0.2 | 0.2 | 0.2 | 0.2 | 0.2 | 0.2 | 0.2 | 0.3 | 0.3 | 0.3 | 0.2 | 0.2 | 0.2 | 0.2 | 0.2 | 0.2 | 0.2 | 0.2 | 0.2 | 0.3 | 0.3 | 0.3 | 0.2 | 0.2 | 0.2 | 0.2 | 0.2 | 0.2 | 0.2 | 0.2 | 0.2 | 0.3 | 0.3 | 0.3 | 0.2 | 0.2 | 0.2 | 0.2 | 0.2 | 0.2 | 0.2 | 0.2 | 0.2 | 0.3 | 0.3 | 0.3 | 0.2 | 0.2 | 0.2 | 0.2 | 0.2 | 0.2 | 0.2 | 0.2 | 0.2 | 0.3 | 0.3 | 0.3 | 0.2 | 0.2 | 0.2 | 0.2 | 0.2 | 0.2 | 0.2 | 0.2 | 0.2 | 0.3 | 0.3 | 0.3 | 0.2 | 0.2 | 0.2 | 0.2 | 0.2 | 0.2 | 0.2 | 0.2 | 0.2 | 0.3 | 0.3 | 0.3 | 0.2 | 0.2 | 0.2 | 0.2 | 0.2 | 0.2 | 0.2 | 0.2 | 0.2 | 0.3 | 0.3 | 0.3 | 0.2 | 0.2 | 0.2 | 0.2 | 0.2 | 0.2 | 0.2 | 0.2 | 0.2 | 0.3 | 0.3 | 0.3 | 0.2 | 0.2 | 0.2 | 0.2 | 0.2 | 0.2 | 0.2 | 0.2 | 0.2 | 0.3 | 0.3 | 0.3 | 0.2 | 0.2 | 0.2 | 0.2 | 0.2 | 0.2 | 0.2 | 0.2 | 0.2 | 0.3 | 0.3 | 0.3 | 0.2 | 0.2 | 0.2 | 0.2 | 0.2 | 0.2 | 0.2 | 0.2 | 0.2 | 0.3 | 0.3 | 0.3 | 0.2 | 0.2 | 0.2 | 0.2 | 0.2 | 0.2 | 0.2 | 0.2 | 0.2 | 0.3 | 0.3 | 0.3 | 0.2 | 0.2 | 0.2 | 0.2 | 0.2 | 0.2 | 0.2 | 0.2 | 0.2 | 0.3 | 0.3 | 0.3 | 0.2 | 0.2 | 0.2 | 0.2 | 0.2 | 0.2 | 0.2 | 0.2 | 0.2 | 0.3 | 0.3 | 0.3 | 0.2 | 0.2 | 0.2 | 0.2 | 0.2 | 0.2 | 0.2 | 0.2 | 0.2 | 0.3 | 0.3 | 0.3 | 0.2 | 0.2 | 0.2 | 0.2 | 0.2 | 0.2 | 0.2 | 0.2 | 0.2 | 0.3 | 0.3 | 0.3 | 0.2 | 0.2 | 0.2 | 0.2 | 0.2 | 0.2 | 0.2 | 0.2 | 0.2 | 0.3 | 0.3 | 0.3 | 0.2 | 0.2 | 0.2 | 0.2 | 0.2 | 0.2 | 0.2 | 0.2 | 0.2 | 0.3 | 0.3 | 0.3 | 0.2 | 0.2 | 0.2 | 0.2 | 0.2 | 0.2 | 0.2 | 0.2
|  | MW | LABWABK | - Wabush | 22 | 22 | 19.8 | 15 | 11.7 | 8.8 | 5.5 | 5.5 | 9.2 | 13 | 17.6 | 20.5 | 22.1 | 22.1 | 19.9 | 15 | 11.7 | 8.8 | 5.5 | 5.5 | 9.3 | 13 | 17.7 | 20.5 | 22.1 | 22.1 | 19.9 | 15 | 11.7 | 8.8 | 5.5 | 5.5 | 9.3 | 13 | 17.7 | 20.5 | 22.1 | 22.1 | 19.9 | 15.1 | 11.7 | 8.9 | 5.5 | 5.5 | 9.3 | 13.1 | 17.7 | 20.6 | 22.3 | 22.3 | 20 | 15.1 | 11.8 | 8.9 | 5.6 | 5.6 | 9.4 | 13.1 | 17.8 | 20.7 | 22.4 | 22.4 | 20.1 | 15.2 | 11.9 | 9 | 5.6 | 5.6 | 9.4 | 13.2 | 17.9 | 20.8 | 22.6 | 22.6 | 20.3 | 15.4 | 12 | 9 | 5.6 | 5.6 | 9.5 | 13.3 | 18.1 | 21 | 22.7 | 22.7 | 20.4 | 15.4 | 12 | 9.1 | 5.7 | 5.7 | 9.5 | 13.4 | 18.1 | 21.1 | 22.8 | 22.8 | 20.5 | 15.5 | 12.1 | 9.1 | 5.7 | 5.7 | 9.6 | 13.4 | 18.2 | 21.2 | 22.9 | 22.9 | 20.6 | 15.5 | 12.1 | 9.1 | 5.7 | 5.7 | 9.6 | 13.5 | 18.3 | 21.3 | 22.9 | 22.9 | 20.6 | 15.6 | 12.2 | 9.2 | 5.7 | 5.7 | 9.6 | 13.5 | 18.3 | 21.3 | 23 | 23 | 20.7 | 15.7 | 12.2 | 9.2 | 5.8 | 5.8 | 9.7 | 13.6 | 18.4 | 21.4 | 23.1 | 23.1 | 20.8 | 15.7 | 12.2 | 9.2 | 5.8 | 5.8 | 9.7 | 13.6 | 18.5 | 21.5 | 23.2 | 23.2 | 20.9 | 15.8 | 12.3 | 9.3 | 5.8 | 5.8 | 9.7 | 13.7 | 18.5 | 21.6 | 23.3 | 23.3 | 20.9 | 15.8 | 12.3 | 9.3 | 5.8 | 5.8 | 9.8 | 13.7 | 18.6 | 21.6 | 23.3 | 23.3 | 21 | 15.9 | 12.4 | 9.3 | 5.8 | 5.8 | 9.8 | 13.8 | 18.7 | 21.7 | 23.4 | 23.4 | 21.1 | 15.9 | 12.4 | 9.4 | 5.9 | 5.9 | 9.8 | 13.8 | 18.7 | 21.8 | 23.5 | 23.5 | 21.2 | 16 | 12.5 | 9.4 | 5.9 | 5.9 | 9.9 | 13.9 | 18.8 | 21.9 | 23.6 | 23.6 | 21.2 | 16 | 12.5 | 9.4 | 5.9 | 5.9 | 9.9 | 13.9 | 18.9 | 21.9 | 23.7 | 23.7 | 21.3 | 16.1 | 12.5 | 9.5 | 5.9 | 5.9 | 9.9 | 14 | 18.9 | 22 | 23.8 | 23.8 | 21.4 | 16.2 | 12.6 | 9.5 | 5.9 | 5.9 | 10 | 14
|  | MW | LABLCK | - Labrador City | 60.2 | 60.2 | 54.8 | 42.2 | 33.1 | 24.1 | 16.9 | 16.9 | 24.7 | 33.7 | 47 | 56 | 60.4 | 60.4 | 55 | 42.3 | 33.2 | 24.2 | 16.9 | 16.9 | 24.8 | 33.8 | 47.1 | 56.2 | 60.6 | 60.6 | 55.1 | 42.4 | 33.3 | 24.2 | 17 | 17 | 24.8 | 33.9 | 47.3 | 56.3 | 61.2 | 61.2 | 55.7 | 42.8 | 33.7 | 24.5 | 17.1 | 17.1 | 25.1 | 34.3 | 47.7 | 56.9 | 61.3 | 61.3 | 55.8 | 42.9 | 33.7 | 24.5 | 17.2 | 17.2 | 25.2 | 34.4 | 47.8 | 57 | 61.5 | 61.5 | 55.9 | 43 | 33.8 | 24.6 | 17.2 | 17.2 | 25.2 | 34.4 | 48 | 57.2 | 61.9 | 61.9 | 56.3 | 43.3 | 34 | 24.7 | 17.3 | 17.3 | 25.4 | 34.6 | 48.2 | 57.5 | 62.1 | 62.1 | 56.5 | 43.5 | 34.2 | 24.8 | 17.4 | 17.4 | 25.5 | 34.8 | 48.4 | 57.8 | 62.3 | 62.3 | 56.7 | 43.6 | 34.3 | 24.9 | 17.5 | 17.5 | 25.6 | 34.9 | 48.6 | 58 | 62.6 | 62.6 | 57 | 43.8 | 34.4 | 25 | 17.5 | 17.5 | 25.7 | 35.1 | 48.8 | 58.2 | 62.8 | 62.8 | 57.2 | 44 | 34.6 | 25.1 | 17.6 | 17.6 | 25.8 | 35.2 | 49 | 58.4 | 63.1 | 63.1 | 57.4 | 44.1 | 34.7 | 25.2 | 17.7 | 17.7 | 25.9 | 35.3 | 49.2 | 58.6 | 63.3 | 63.3 | 57.6 | 44.3 | 34.8 | 25.3 | 17.7 | 17.7 | 25.9 | 35.4 | 49.4 | 58.9 | 63.5 | 63.5 | 57.8 | 44.5 | 34.9 | 25.4 | 17.8 | 17.8 | 26 | 35.6 | 49.5 | 59.1 | 63.7 | 63.7 | 58 | 44.6 | 35 | 25.5 | 17.8 | 17.8 | 26.1 | 35.7 | 49.7 | 59.3 | 64 | 64 | 58.2 | 44.8 | 35.2 | 25.6 | 17.9 | 17.9 | 26.2 | 35.8 | 49.9 | 59.5 | 64.2 | 64.2 | 58.4 | 44.9 | 35.3 | 25.7 | 18 | 18 | 26.3 | 35.9 | 50.1 | 59.7 | 64.4 | 64.4 | 58.6 | 45.1 | 35.4 | 25.8 | 18 | 18 | 26.4 | 36.1 | 50.2 | 59.9 | 64.6 | 64.6 | 58.8 | 45.2 | 35.5 | 25.8 | 18.1 | 18.1 | 26.5 | 36.2 | 50.4 | 60.1 | 64.8 | 64.8 | 59 | 45.4 | 35.7 | 25.9 | 18.2 | 18.2 | 26.6 | 36.3 | 50.6 | 60.3 | 65.1 | 65.1 | 59.2 | 45.6 | 35.8 | 26 | 18.2 | 18.2 | 26.7 | 36.4
|  | MW | LRIK | Subtotal | 170.3 | 167.5 | 152 | 117.6 | 89.5 | 68.2 | 50 | 48.5 | 70.7 | 97 | 131 | 158.1 | 171 | 168.2 | 152.6 | 118 | 89.8 | 68.5 | 50.1 | 48.6 | 71.1 | 97.3 | 131.5 | 158.7 | 166.4 | 163.8 | 148.6 | 114.8 | 87.5 | 66.6 | 48.8 | 47.3 | 69.1 | 94.7 | 128.1 | 154.4 | 164.1 | 161.5 | 146.5 | 113.3 | 86.4 | 65.8 | 47.9 | 46.6 | 68.2 | 93.5 | 126.3 | 152.3 | 164.7 | 162.1 | 147 | 113.6 | 86.7 | 65.9 | 48.2 | 46.8 | 68.5 | 93.8 | 126.7 | 152.8 | 165.2 | 162.7 | 147.4 | 114 | 87 | 66.2 | 48.3 | 46.9 | 68.6 | 94 | 127.2 | 153.3 | 166.7 | 164.1 | 148.8 | 115 | 87.7 | 66.7 | 48.7 | 47.3 | 69.2 | 94.8 | 128.2 | 154.6 | 167.5 | 164.9 | 149.5 | 115.6 | 88.2 | 67.1 | 49 | 47.6 | 69.6 | 95.4 | 128.8 | 155.5 | 168.3 | 165.7 | 150.3 | 116.1 | 88.6 | 67.4 | 49.3 | 47.9 | 70 | 95.8 | 129.5 | 156.3 | 169.2 | 166.6 | 151.1 | 116.7 | 89 | 67.7 | 49.5 | 48 | 70.3 | 96.4 | 130.2 | 157 | 169.9 | 167.3 | 151.8 | 117.4 | 89.6 | 68.1 | 49.7 | 48.3 | 70.6 | 96.8 | 130.8 | 157.7 | 170.8 | 168.2 | 152.5 | 117.9 | 89.9 | 68.4 | 50.1 | 48.6 | 71 | 97.2 | 131.5 | 158.5 | 171.6 | 168.9 | 153.3 | 118.4 | 90.3 | 68.7 | 50.2 | 48.8 | 71.2 | 97.6 | 132.2 | 159.3 | 172.4 | 169.7 | 154 | 119.1 | 90.7 | 69.1 | 50.5 | 49 | 71.5 | 98.2 | 132.6 | 160.1 | 173.2 | 170.5 | 154.6 | 119.5 | 91.1 | 69.4 | 50.6 | 49.2 | 71.9 | 98.6 | 133.3 | 160.7 | 174 | 171.2 | 155.3 | 120.1 | 91.6 | 69.7 | 50.9 | 49.4 | 72.2 | 99 | 133.9 | 161.5 | 174.7 | 172 | 156 | 120.5 | 91.9 | 70.1 | 51.2 | 49.7 | 72.5 | 99.4 | 134.5 | 162.2 | 175.5 | 172.7 | 156.7 | 121.1 | 92.4 | 70.3 | 51.4 | 49.9 | 72.9 | 100 | 135 | 162.9 | 176.2 | 173.4 | 157.3 | 121.5 | 92.7 | 70.5 | 51.6 | 50.1 | 73.2 | 100.3 | 135.7 | 163.5 | 177 | 174.2 | 158 | 122.1 | 93.1 | 70.9 | 51.8 | 50.3 | 73.5 | 100.8 | 136.2 | 164.2 | 177.8 | 175 | 158.7 | 122.8 | 93.5 | 71.2 | 52 | 50.5 | 73.8 | 101.1
|  | MW | LDNDSECK | DEPT. OF NATIONAL DEFENCE (Secondary) | 0 | 0 | 0 | 0 | 0 | 0 | 0 | 0 | 0 | 0 | 0 | 0 | 0 | 0 | 0 | 0 | 0 | 0 | 0 | 0 | 0 | 0 | 0 | 0 | 0 | 0 | 0 | 0 | 0 | 0 | 0 | 0 | 0 | 0 | 0 | 0 | 0 | 0 | 0 | 0 | 0 | 0 | 0 | 0 | 0 | 0 | 0 | 0 | 0 | 0 | 0 | 0 | 0 | 0 | 0 | 0 | 0 | 0 | 0 | 0 | [12 empty] | 0 | 0 | 0 | 0 | 0 | 0 | 0 | 0 | 0 | 0 | 0 | 0 | 0 | 0 | 0 | 0 | 0 | 0 | 0 | 0 | 0 | 0 | 0 | 0 | 0 | 0 | 0 | 0 | 0 | 0 | 0 | 0 | 0 | 0 | 0 | 0 | 0 | 0 | 0 | 0 | 0 | 0 | 0 | 0 | 0 | 0 | 0 | 0 | 0 | 0 | 0 | 0 | 0 | 0 | 0 | 0 | 0 | 0 | 0 | 0 | [12 empty] | 0 | 0 | 0 | 0 | 0 | 0 | 0 | 0 | 0 | 0 | 0 | 0 | 0 | 0 | 0 | 0 | 0 | 0 | 0 | 0 | 0 | 0 | 0 | 0 | 0 | 0 | 0 | 0 | 0 | 0 | 0 | 0 | 0 | 0 | 0 | 0 | 0 | 0 | 0 | 0 | 0 | 0 | 0 | 0 | 0 | 0 | 0 | 0 | 0 | 0 | 0 | 0 | 0 | 0 | 0 | 0 | 0 | 0 | 0 | 0 | [12 empty] | 0 | 0 | 0 | 0 | 0 | 0 | 0 | 0 | 0 | 0 | 0 | 0 | 0 | 0 | 0 | 0 | 0 | 0 | 0 | 0 | 0 | 0 | 0 | 0 | 0 | 0 | 0 | 0 | 0 | 0 | 0 | 0 | 0 | 0
IOCC
|  | MW | LIOCCFIRMK | - Power on Order | 250 | 250.1 | 245 | 242 | 235 | 225 | 225 | 225 | 225 | 235 | 240 | 250 | 250 | 250 | 245 | 242 | 235 | 225 | 225 | 225 | 225 | 235 | 240 | 250 | 250 | 250 | 245 | 242 | 235 | 225 | 225 | 225 | 225 | 235 | 240 | 250 | 250 | 250 | 245 | 242 | 235 | 225 | 225 | 225 | 225 | 235 | 240 | 250 | 250 | 250 | 245 | 242 | 235 | 225 | 225 | 225 | 225 | 235 | 240 | 250 | 250 | 250 | 245 | 242 | 235 | 225 | 225 | 225 | 225 | 235 | 240 | 250 | 250 | 250 | 245 | 242 | 235 | 225 | 225 | 225 | 225 | 235 | 240 | 250 | 250 | 250 | 245 | 242 | 235 | 225 | 225 | 225 | 225 | 235 | 240 | 250 | 250 | 250 | 245 | 242 | 235 | 225 | 225 | 225 | 225 | 235 | 240 | 250 | 250 | 250 | 245 | 242 | 235 | 225 | 225 | 225 | 225 | 235 | 240 | 250 | 250 | 250 | 245 | 242 | 235 | 225 | 225 | 225 | 225 | 235 | 240 | 250 | 250 | 250 | 245 | 242 | 235 | 225 | 225 | 225 | 225 | 235 | 240 | 250 | 250 | 250 | 245 | 242 | 235 | 225 | 225 | 225 | 225 | 235 | 240 | 250 | 250 | 250 | 245 | 242 | 235 | 225 | 225 | 225 | 225 | 235 | 240 | 250 | 250 | 250 | 245 | 242 | 235 | 225 | 225 | 225 | 225 | 235 | 240 | 250 | 250 | 250 | 245 | 242 | 235 | 225 | 225 | 225 | 225 | 235 | 240 | 250 | 250 | 250 | 245 | 242 | 235 | 225 | 225 | 225 | 225 | 235 | 240 | 250 | 250 | 250 | 245 | 242 | 235 | 225 | 225 | 225 | 225 | 235 | 240 | 250 | 250 | 250 | 245 | 242 | 235 | 225 | 225 | 225 | 225 | 235 | 240 | 250 | 250 | 250 | 245 | 242 | 235 | 225 | 225 | 225 | 225 | 235 | 240 | 250 | 250 | 250 | 245 | 242 | 235 | 225 | 225 | 225 | 225 | 235
|  | MW | LIOCCINTERRK | - Interruptible | 0 | 0 | 0 | 0 | 0 | 0 | 0 | 0 | 0 | 0 | 0 | 0 | 0 | 0 | 0 | 0 | 0 | 0 | 0 | 0 | 0 | 0 | 0 | 0 | 0 | 0 | 0 | 0 | 0 | 0 | 0 | 0 | 0 | 0 | 0 | 0 | 0 | 0 | 0 | 0 | 0 | 0 | 0 | 0 | 0 | 0 | 0 | 0 | 0 | 0 | 0 | 0 | 0 | 0 | 0 | 0 | 0 | 0 | 0 | 0 | [12 empty] | 0 | 0 | 0 | 0 | 0 | 0 | 0 | 0 | 0 | 0 | 0 | 0 | 0 | 0 | 0 | 0 | 0 | 0 | 0 | 0 | 0 | 0 | 0 | 0 | 0 | 0 | 0 | 0 | 0 | 0 | 0 | 0 | 0 | 0 | 0 | 0 | 0 | 0 | 0 | 0 | 0 | 0 | 0 | 0 | 0 | 0 | 0 | 0 | 0 | 0 | 0 | 0 | 0 | 0 | 0 | 0 | 0 | 0 | 0 | 0 | [12 empty] | 0 | 0 | 0 | 0 | 0 | 0 | 0 | 0 | 0 | 0 | 0 | 0 | 0 | 0 | 0 | 0 | 0 | 0 | 0 | 0 | 0 | 0 | 0 | 0 | 0 | 0 | 0 | 0 | 0 | 0 | 0 | 0 | 0 | 0 | 0 | 0 | 0 | 0 | 0 | 0 | 0 | 0 | 0 | 0 | 0 | 0 | 0 | 0 | 0 | 0 | 0 | 0 | 0 | 0 | 0 | 0 | 0 | 0 | 0 | 0 | [12 empty] | 0 | 0 | 0 | 0 | 0 | 0 | 0 | 0 | 0 | 0 | 0 | 0 | 0 | 0 | 0 | 0 | 0 | 0 | 0 | 0 | 0 | 0 | 0 | 0 | 0 | 0 | 0 | 0 | 0 | 0 | 0 | 0 | 0 | 0
|  | MW | LIOCCSECK | - Secondary | 0 | 0 | 0 | 0 | 0 | 0 | 0 | 0 | 0 | 0 | 0 | 0 | 0 | 0 | 0 | 0 | 0 | 0 | 0 | 0 | 0 | 0 | 0 | 0 | 0 | 0 | 0 | 0 | 0 | 0 | 0 | 0 | 0 | 0 | 0 | 0 | 0 | 0 | 0 | 0 | 0 | 0 | 0 | 0 | 0 | 0 | 0 | 0 | 0 | 0 | 0 | 0 | 0 | 0 | 0 | 0 | 0 | 0 | 0 | 0 | [12 empty] | 0 | 0 | 0 | 0 | 0 | 0 | 0 | 0 | 0 | 0 | 0 | 0 | 0 | 0 | 0 | 0 | 0 | 0 | 0 | 0 | 0 | 0 | 0 | 0 | 0 | 0 | 0 | 0 | 0 | 0 | 0 | 0 | 0 | 0 | 0 | 0 | 0 | 0 | 0 | 0 | 0 | 0 | 0 | 0 | 0 | 0 | 0 | 0 | 0 | 0 | 0 | 0 | 0 | 0 | 0 | 0 | 0 | 0 | 0 | 0 | [12 empty] | 0 | 0 | 0 | 0 | 0 | 0 | 0 | 0 | 0 | 0 | 0 | 0 | 0 | 0 | 0 | 0 | 0 | 0 | 0 | 0 | 0 | 0 | 0 | 0 | 0 | 0 | 0 | 0 | 0 | 0 | 0 | 0 | 0 | 0 | 0 | 0 | 0 | 0 | 0 | 0 | 0 | 0 | 0 | 0 | 0 | 0 | 0 | 0 | 0 | 0 | 0 | 0 | 0 | 0 | 0 | 0 | 0 | 0 | 0 | 0 | [12 empty] | 0 | 0 | 0 | 0 | 0 | 0 | 0 | 0 | 0 | 0 | 0 | 0 | 0 | 0 | 0 | 0 | 0 | 0 | 0 | 0 | 0 | 0 | 0 | 0 | 0 | 0 | 0 | 0 | 0 | 0 | 0 | 0 | 0 | 0
|  | MW | LIOCCTOTK | Subtotal | 250 | 250.1 | 245 | 242 | 235 | 225 | 225 | 225 | 225 | 235 | 240 | 250 | 250 | 250 | 245 | 242 | 235 | 225 | 225 | 225 | 225 | 235 | 240 | 250 | 250 | 250 | 245 | 242 | 235 | 225 | 225 | 225 | 225 | 235 | 240 | 250 | 250 | 250 | 245 | 242 | 235 | 225 | 225 | 225 | 225 | 235 | 240 | 250 | 250 | 250 | 245 | 242 | 235 | 225 | 225 | 225 | 225 | 235 | 240 | 250 | 250 | 250 | 245 | 242 | 235 | 225 | 225 | 225 | 225 | 235 | 240 | 250 | 250 | 250 | 245 | 242 | 235 | 225 | 225 | 225 | 225 | 235 | 240 | 250 | 250 | 250 | 245 | 242 | 235 | 225 | 225 | 225 | 225 | 235 | 240 | 250 | 250 | 250 | 245 | 242 | 235 | 225 | 225 | 225 | 225 | 235 | 240 | 250 | 250 | 250 | 245 | 242 | 235 | 225 | 225 | 225 | 225 | 235 | 240 | 250 | 250 | 250 | 245 | 242 | 235 | 225 | 225 | 225 | 225 | 235 | 240 | 250 | 250 | 250 | 245 | 242 | 235 | 225 | 225 | 225 | 225 | 235 | 240 | 250 | 250 | 250 | 245 | 242 | 235 | 225 | 225 | 225 | 225 | 235 | 240 | 250 | 250 | 250 | 245 | 242 | 235 | 225 | 225 | 225 | 225 | 235 | 240 | 250 | 250 | 250 | 245 | 242 | 235 | 225 | 225 | 225 | 225 | 235 | 240 | 250 | 250 | 250 | 245 | 242 | 235 | 225 | 225 | 225 | 225 | 235 | 240 | 250 | 250 | 250 | 245 | 242 | 235 | 225 | 225 | 225 | 225 | 235 | 240 | 250 | 250 | 250 | 245 | 242 | 235 | 225 | 225 | 225 | 225 | 235 | 240 | 250 | 250 | 250 | 245 | 242 | 235 | 225 | 225 | 225 | 225 | 235 | 240 | 250 | 250 | 250 | 245 | 242 | 235 | 225 | 225 | 225 | 225 | 235 | 240 | 250 | 250 | 250 | 245 | 242 | 235 | 225 | 225 | 225 | 225 | 235
WABUSH MINES
|  | MW | LWABFIRMK | - Power on Order | 3.5 | 4 | 4 | 4 | 4 | 4 | 4 | 4 | 4 | 2 | 2 | 2 | 1 | 1 | 1 | 1 | 1 | 1 | 1 | 1 | 1 | 0 | 0 | 0 | 0 | 0 | 0 | 0 | 0 | 0 | 0 | 0 | 0 | 0 | 0 | 0 | 0 | 0 | 0 | 0 | 0 | 0 | 0 | 0 | 0 | 0 | 0 | 0 | 0 | 0 | 0 | 0 | 0 | 0 | 0 | 0 | 0 | 0 | 0 | 0 | [12 empty] | 0 | 0 | 0 | 0 | 0 | 0 | 0 | 0 | 0 | 0 | 0 | 0 | 0 | 0 | 0 | 0 | 0 | 0 | 0 | 0 | 0 | 0 | 0 | 0 | 0 | 0 | 0 | 0 | 0 | 0 | 0 | 0 | 0 | 0 | 0 | 0 | 0 | 0 | 0 | 0 | 0 | 0 | 0 | 0 | 0 | 0 | 0 | 0 | 0 | 0 | 0 | 0 | 0 | 0 | 0 | 0 | 0 | 0 | 0 | 0 | [12 empty] | 0 | 0 | 0 | 0 | 0 | 0 | 0 | 0 | 0 | 0 | 0 | 0 | 0 | 0 | 0 | 0 | 0 | 0 | 0 | 0 | 0 | 0 | 0 | 0 | 0 | 0 | 0 | 0 | 0 | 0 | 0 | 0 | 0 | 0 | 0 | 0 | 0 | 0 | 0 | 0 | 0 | 0 | 0 | 0 | 0 | 0 | 0 | 0 | 0 | 0 | 0 | 0 | 0 | 0 | 0 | 0 | 0 | 0 | 0 | 0 | [12 empty] | 0 | 0 | 0 | 0 | 0 | 0 | 0 | 0 | 0 | 0 | 0 | 0 | 0 | 0 | 0 | 0 | 0 | 0 | 0 | 0 | 0 | 0 | 0 | 0 | 0 | 0 | 0 | 0 | 0 | 0 | 0 | 0 | 0 | 0
|  | MW | LWABINTERRK | - Interruptible | 0 | 0 | 0 | 0 | 0 | 0 | 0 | 0 | 0 | 0 | 0 | 0 | 0 | 0 | 0 | 0 | 0 | 0 | 0 | 0 | 0 | 0 | 0 | 0 | 0 | 0 | 0 | 0 | 0 | 0 | 0 | 0 | 0 | 0 | 0 | 0 | 0 | 0 | 0 | 0 | 0 | 0 | 0 | 0 | 0 | 0 | 0 | 0 | 0 | 0 | 0 | 0 | 0 | 0 | 0 | 0 | 0 | 0 | 0 | 0 | [12 empty] | 0 | 0 | 0 | 0 | 0 | 0 | 0 | 0 | 0 | 0 | 0 | 0 | 0 | 0 | 0 | 0 | 0 | 0 | 0 | 0 | 0 | 0 | 0 | 0 | 0 | 0 | 0 | 0 | 0 | 0 | 0 | 0 | 0 | 0 | 0 | 0 | 0 | 0 | 0 | 0 | 0 | 0 | 0 | 0 | 0 | 0 | 0 | 0 | 0 | 0 | 0 | 0 | 0 | 0 | 0 | 0 | 0 | 0 | 0 | 0 | [12 empty] | 0 | 0 | 0 | 0 | 0 | 0 | 0 | 0 | 0 | 0 | 0 | 0 | 0 | 0 | 0 | 0 | 0 | 0 | 0 | 0 | 0 | 0 | 0 | 0 | 0 | 0 | 0 | 0 | 0 | 0 | 0 | 0 | 0 | 0 | 0 | 0 | 0 | 0 | 0 | 0 | 0 | 0 | 0 | 0 | 0 | 0 | 0 | 0 | 0 | 0 | 0 | 0 | 0 | 0 | 0 | 0 | 0 | 0 | 0 | 0 | [12 empty] | 0 | 0 | 0 | 0 | 0 | 0 | 0 | 0 | 0 | 0 | 0 | 0 | 0 | 0 | 0 | 0 | 0 | 0 | 0 | 0 | 0 | 0 | 0 | 0 | 0 | 0 | 0 | 0 | 0 | 0 | 0 | 0 | 0 | 0
|  | MW | LWABSECK | - Secondary
|  | MW | LWABTOTK | Subtotal | 3.5 | 4 | 4 | 4 | 4 | 4 | 4 | 4 | 4 | 2 | 2 | 2 | 1 | 1 | 1 | 1 | 1 | 1 | 1 | 1 | 1 | 0 | 0 | 0 | 0 | 0 | 0 | 0 | 0 | 0 | 0 | 0 | 0 | 0 | 0 | 0 | 0 | 0 | 0 | 0 | 0 | 0 | 0 | 0 | 0 | 0 | 0 | 0 | 0 | 0 | 0 | 0 | 0 | 0 | 0 | 0 | 0 | 0 | 0 | 0 | [12 empty] | 0 | 0 | 0 | 0 | 0 | 0 | 0 | 0 | 0 | 0 | 0 | 0 | 0 | 0 | 0 | 0 | 0 | 0 | 0 | 0 | 0 | 0 | 0 | 0 | 0 | 0 | 0 | 0 | 0 | 0 | 0 | 0 | 0 | 0 | 0 | 0 | 0 | 0 | 0 | 0 | 0 | 0 | 0 | 0 | 0 | 0 | 0 | 0 | 0 | 0 | 0 | 0 | 0 | 0 | 0 | 0 | 0 | 0 | 0 | 0 | [12 empty] | 0 | 0 | 0 | 0 | 0 | 0 | 0 | 0 | 0 | 0 | 0 | 0 | 0 | 0 | 0 | 0 | 0 | 0 | 0 | 0 | 0 | 0 | 0 | 0 | 0 | 0 | 0 | 0 | 0 | 0 | 0 | 0 | 0 | 0 | 0 | 0 | 0 | 0 | 0 | 0 | 0 | 0 | 0 | 0 | 0 | 0 | 0 | 0 | 0 | 0 | 0 | 0 | 0 | 0 | 0 | 0 | 0 | 0 | 0 | 0 | [12 empty] | 0 | 0 | 0 | 0 | 0 | 0 | 0 | 0 | 0 | 0 | 0 | 0 | 0 | 0 | 0 | 0 | 0 | 0 | 0 | 0 | 0 | 0 | 0 | 0 | 0 | 0 | 0 | 0 | 0 | 0 | 0 | 0 | 0 | 0
Alderon
|  | MW | LKAMIK | - Power on Order | 0 | 0 | 0 | 0 | 0 | 0 | 0 | 0 | 0 | 0 | 0 | 0 | 0 | 0 | 0 | 0 | 0 | 0 | 0 | 0 | 0 | 0 | 0 | 0 | 0 | 0 | 0 | 0 | 0 | 0 | 0 | 0 | 0 | 0 | 0 | 0 | 0 | 0 | 0 | 0 | 0 | 0 | 0 | 0 | 0 | 0 | 0 | 0 | 0 | 0 | 0 | 0 | 0 | 0 | 0 | 0 | 0 | 0 | 0 | 0 | [12 empty] | 0 | 0 | 0 | 0 | 0 | 0 | 0 | 0 | 0 | 0 | 0 | 0 | 0 | 0 | 0 | 0 | 0 | 0 | 0 | 0 | 0 | 0 | 0 | 0 | 0 | 0 | 0 | 0 | 0 | 0 | 0 | 0 | 0 | 0 | 0 | 0 | 0 | 0 | 0 | 0 | 0 | 0 | 0 | 0 | 0 | 0 | 0 | 0 | 0 | 0 | 0 | 0 | 0 | 0 | 0 | 0 | 0 | 0 | 0 | 0 | [12 empty] | 0 | 0 | 0 | 0 | 0 | 0 | 0 | 0 | 0 | 0 | 0 | 0 | 0 | 0 | 0 | 0 | 0 | 0 | 0 | 0 | 0 | 0 | 0 | 0 | 0 | 0 | 0 | 0 | 0 | 0 | 0 | 0 | 0 | 0 | 0 | 0 | 0 | 0 | 0 | 0 | 0 | 0 | 0 | 0 | 0 | 0 | 0 | 0 | 0 | 0 | 0 | 0 | 0 | 0 | 0 | 0 | 0 | 0 | 0 | 0 | [12 empty] | 0 | 0 | 0 | 0 | 0 | 0 | 0 | 0 | 0 | 0 | 0 | 0 | 0 | 0 | 0 | 0 | 0 | 0 | 0 | 0 | 0 | 0 | 0 | 0 | 0 | 0 | 0 | 0 | 0 | 0 | 0 | 0 | 0 | 0
|  | MW | LKAMIINTERRK | - Interruptible | 0 | 0 | 0 | 0 | 0 | 0 | 0 | 0 | 0 | 0 | 0 | 0 | 0 | 0 | 0 | 0 | 0 | 0 | 0 | 0 | 0 | 0 | 0 | 0 | 0 | 0 | 0 | 0 | 0 | 0 | 0 | 0 | 0 | 0 | 0 | 0 | 0 | 0 | 0 | 0 | 0 | 0 | 0 | 0 | 0 | 0 | 0 | 0 | 0 | 0 | 0 | 0 | 0 | 0 | 0 | 0 | 0 | 0 | 0 | 0 | [12 empty] | 0 | 0 | 0 | 0 | 0 | 0 | 0 | 0 | 0 | 0 | 0 | 0 | 0 | 0 | 0 | 0 | 0 | 0 | 0 | 0 | 0 | 0 | 0 | 0 | 0 | 0 | 0 | 0 | 0 | 0 | 0 | 0 | 0 | 0 | 0 | 0 | 0 | 0 | 0 | 0 | 0 | 0 | 0 | 0 | 0 | 0 | 0 | 0 | 0 | 0 | 0 | 0 | 0 | 0 | 0 | 0 | 0 | 0 | 0 | 0 | [12 empty] | 0 | 0 | 0 | 0 | 0 | 0 | 0 | 0 | 0 | 0 | 0 | 0 | 0 | 0 | 0 | 0 | 0 | 0 | 0 | 0 | 0 | 0 | 0 | 0 | 0 | 0 | 0 | 0 | 0 | 0 | 0 | 0 | 0 | 0 | 0 | 0 | 0 | 0 | 0 | 0 | 0 | 0 | 0 | 0 | 0 | 0 | 0 | 0 | 0 | 0 | 0 | 0 | 0 | 0 | 0 | 0 | 0 | 0 | 0 | 0 | [12 empty] | 0 | 0 | 0 | 0 | 0 | 0 | 0 | 0 | 0 | 0 | 0 | 0 | 0 | 0 | 0 | 0 | 0 | 0 | 0 | 0 | 0 | 0 | 0 | 0 | 0 | 0 | 0 | 0 | 0 | 0 | 0 | 0 | 0 | 0
|  | MW | LKAMISECK | - Secondary
|  | MW | LKAMITOTK | Subtotal | 0 | 0 | 0 | 0 | 0 | 0 | 0 | 0 | 0 | 0 | 0 | 0 | 0 | 0 | 0 | 0 | 0 | 0 | 0 | 0 | 0 | 0 | 0 | 0 | 0 | 0 | 0 | 0 | 0 | 0 | 0 | 0 | 0 | 0 | 0 | 0 | 0 | 0 | 0 | 0 | 0 | 0 | 0 | 0 | 0 | 0 | 0 | 0 | 0 | 0 | 0 | 0 | 0 | 0 | 0 | 0 | 0 | 0 | 0 | 0 | [12 empty] | 0 | 0 | 0 | 0 | 0 | 0 | 0 | 0 | 0 | 0 | 0 | 0 | 0 | 0 | 0 | 0 | 0 | 0 | 0 | 0 | 0 | 0 | 0 | 0 | 0 | 0 | 0 | 0 | 0 | 0 | 0 | 0 | 0 | 0 | 0 | 0 | 0 | 0 | 0 | 0 | 0 | 0 | 0 | 0 | 0 | 0 | 0 | 0 | 0 | 0 | 0 | 0 | 0 | 0 | 0 | 0 | 0 | 0 | 0 | 0 | [12 empty] | 0 | 0 | 0 | 0 | 0 | 0 | 0 | 0 | 0 | 0 | 0 | 0 | 0 | 0 | 0 | 0 | 0 | 0 | 0 | 0 | 0 | 0 | 0 | 0 | 0 | 0 | 0 | 0 | 0 | 0 | 0 | 0 | 0 | 0 | 0 | 0 | 0 | 0 | 0 | 0 | 0 | 0 | 0 | 0 | 0 | 0 | 0 | 0 | 0 | 0 | 0 | 0 | 0 | 0 | 0 | 0 | 0 | 0 | 0 | 0 | [12 empty] | 0 | 0 | 0 | 0 | 0 | 0 | 0 | 0 | 0 | 0 | 0 | 0 | 0 | 0 | 0 | 0 | 0 | 0 | 0 | 0 | 0 | 0 | 0 | 0 | 0 | 0 | 0 | 0 | 0 | 0 | 0 | 0 | 0 | 0
|  | MW | LTOTK | TOTAL NLH LABRADOR SALES | 398.225 | 396.343 | 377.528 | 344.46 | 312.38 | 283.51 | 263.25 | 260.93 | 285.76 | 317.19 | 352.64 | 385.863 | 396.425 | 393.961 | 375.155 | 341.91 | 309.74 | 280.87 | 260.42 | 258.1 | 283.21 | 315.52 | 351.15 | 384.457 | 391.413 | 389.125 | 370.668 | 338.06 | 306.7 | 278.19 | 258.415 | 256.09 | 280.44 | 313.18 | 348.09 | 380.676 | 389.407 | 387.119 | 368.838 | 336.71 | 305.71 | 277.47 | 257.7 | 255.53 | 279.63 | 312.1 | 346.47 | 378.849 | 389.944 | 387.656 | 369.284 | 336.98 | 305.98 | 277.56 | 257.95 | 255.69 | 279.9 | 312.37 | 346.83 | 379.295 | 390.393 | 388.193 | 369.642 | 337.34 | 306.25 | 277.83 | 258.03 | 255.77 | 279.99 | 312.55 | 347.28 | 379.744 | 391.731 | 389.443 | 370.892 | 338.24 | 306.88 | 278.28 | 258.355 | 256.09 | 280.53 | 313.27 | 348.18 | 380.903 | 392.444 | 390.156 | 371.517 | 338.78 | 307.33 | 278.64 | 258.605 | 256.33 | 280.89 | 313.81 | 348.72 | 381.707 | 393.157 | 390.869 | 372.23 | 339.23 | 307.69 | 278.91 | 258.85 | 256.57 | 281.25 | 314.17 | 349.35 | 382.42 | 393.961 | 391.673 | 372.946 | 339.77 | 308.05 | 279.18 | 259.01 | 256.65 | 281.52 | 314.71 | 349.98 | 383.045 | 394.583 | 392.295 | 373.568 | 340.4 | 308.59 | 279.54 | 259.175 | 256.89 | 281.79 | 315.07 | 350.52 | 383.667 | 395.387 | 393.099 | 374.193 | 340.85 | 308.86 | 279.81 | 259.505 | 257.13 | 282.15 | 315.43 | 351.15 | 384.38 | 396.1 | 393.724 | 374.906 | 341.3 | 309.22 | 280.08 | 259.585 | 257.29 | 282.33 | 315.79 | 351.78 | 385.096 | 396.813 | 394.437 | 375.531 | 341.93 | 309.58 | 280.44 | 259.83 | 257.45 | 282.6 | 316.33 | 352.14 | 385.809 | 397.526 | 395.15 | 376.065 | 342.29 | 309.94 | 280.71 | 259.91 | 257.61 | 282.96 | 316.69 | 352.77 | 386.343 | 398.239 | 395.775 | 376.69 | 342.83 | 310.39 | 280.98 | 260.155 | 257.77 | 283.23 | 317.05 | 353.31 | 387.056 | 398.864 | 396.488 | 377.315 | 343.19 | 310.66 | 281.34 | 260.405 | 258.01 | 283.5 | 317.41 | 353.85 | 387.681 | 399.577 | 397.113 | 377.94 | 343.73 | 311.11 | 281.52 | 260.565 | 258.17 | 283.86 | 317.95 | 354.3 | 388.306 | 400.202 | 397.738 | 378.474 | 344.09 | 311.38 | 281.7 | 260.73 | 258.33 | 284.13 | 318.22 | 354.93 | 388.84 | 400.915 | 398.451 | 379.099 | 344.63 | 311.74 | 282.06 | 260.895 | 258.49 | 284.4 | 318.67 | 355.38 | 389.465 | 401.631 | 399.167 | 379.724 | 345.26 | 312.1 | 282.33 | 261.055 | 258.65 | 284.67 | 318.94
|  | MW | LLOSSK | LOSSES to CF | 0 | 0 | 0 | 0 | 0 | 0 | 0 | 0 | 0 | 0 | 0 | 0 | 33.0186 | 0 | 0 | 0 | 0 | 0 | 0 | 0 | 0 | 0 | 0 | 0 | 32.6012 | 0 | 0 | 0 | 0 | 0 | 0 | 0 | 0 | 0 | 0 | 0 | 32.4341 | 0 | 0 | 0 | 0 | 0 | 0 | 0 | 0 | 0 | 0 | 0 | 32.4788 | 0 | 0 | 0 | 0 | 0 | 0 | 0 | 0 | 0 | 0 | 0 | 32.5162 | [11 empty] | 32.6276 | [11 empty] | 32.687 | [11 empty] | 32.7464 | [11 empty] | 32.8134 | [11 empty] | 32.8652 | [11 empty] | 32.9322 | [11 empty] | 32.9915 | [11 empty] | 33.0509 | [11 empty] | 33.1103 | [11 empty] | 33.1697 | [11 empty] | 33.2218 | [11 empty] | 33.2811 | [11 empty] | 33.3332 | [11 empty] | 33.3926 | [11 empty] | 33.4522
|  | MW | LINTERNALK | NLH LABRADOR INTERNAL REQ'D (at CF) | 0 | 0 | 0 | 0 | 0 | 0 | 0 | 0 | 0 | 0 | 0 | 0 | 429.4436 | 0 | 0 | 0 | 0 | 0 | 0 | 0 | 0 | 0 | 0 | 0 | 424.0142 | 0 | 0 | 0 | 0 | 0 | 0 | 0 | 0 | 0 | 0 | 0 | 421.8411 | 0 | 0 | 0 | 0 | 0 | 0 | 0 | 0 | 0 | 0 | 0 | 422.4228 | 0 | 0 | 0 | 0 | 0 | 0 | 0 | 0 | 0 | 0 | 0 | 422.9092 | [11 empty] | 424.3586 | [11 empty] | 425.131 | [11 empty] | 425.9034 | [11 empty] | 426.7744 | [11 empty] | 427.4482 | [11 empty] | 428.3192 | [11 empty] | 429.0915 | [11 empty] | 429.8639 | [11 empty] | 430.6363 | [11 empty] | 431.4087 | [11 empty] | 432.0858 | [11 empty] | 432.8581 | [11 empty] | 433.5352 | [11 empty] | 434.3076 | [11 empty] | 435.0832
[17 empty] | 0.083291 | [11 empty] | 0.083291 | [11 empty] | 0.083291 | [11 empty] | 0.083291 | [11 empty] | 0.083291 | [11 empty] | 0.083291 | [11 empty] | 0.083291 | [11 empty] | 0.083291 | [11 empty] | 0.083291 | [11 empty] | 0.083291 | [11 empty] | 0.083291 | [11 empty] | 0.083291 | [11 empty] | 0.083291 | [11 empty] | 0.083291 | [11 empty] | 0.083291 | [11 empty] | 0.083291 | [11 empty] | 0.083291 | [11 empty] | 0.083291 | [11 empty] | 0.083291 | [11 empty] | 0.083291
|  | GWh | TOTRECALLCF | Total Available From CF (at CF) | 372.9 | 336.8 | 372.9 | 360.9 | 372.9 | 360.9 | 369.6 | 372.9 | 360.9 | 372.9 | 360.9 | 372.9 | 372.9 | 336.8 | 372.9 | 360.9 | 372.9 | 360.9 | 369.6 | 372.9 | 360.9 | 372.9 | 360.9 | 372.9 | 372.9 | 336.8 | 372.9 | 360.9 | 372.9 | 360.9 | 369.6 | 372.9 | 360.9 | 372.9 | 360.9 | 372.9 | 372.9 | 336.8 | 372.9 | 360.9 | 372.9 | 360.9 | 369.6 | 372.9 | 360.9 | 372.9 | 360.9 | 372.9 | 372.9 | 336.8 | 372.9 | 360.9 | 372.9 | 360.9 | 369.6 | 372.9 | 360.9 | 372.9 | 360.9 | 372.9 | 372.9 | 336.8 | 372.9 | 360.9 | 372.9 | 360.9 | 369.6 | 372.9 | 360.9 | 372.9 | 360.9 | 372.9 | 372.9 | 336.8 | 372.9 | 360.9 | 372.9 | 360.9 | 369.6 | 372.9 | 360.9 | 372.9 | 360.9 | 372.9 | 372.9 | 336.8 | 372.9 | 360.9 | 372.9 | 360.9 | 369.6 | 372.9 | 360.9 | 372.9 | 360.9 | 372.9 | 372.9 | 336.8 | 372.9 | 360.9 | 372.9 | 360.9 | 369.6 | 372.9 | 360.9 | 372.9 | 360.9 | 372.9 | 372.9 | 336.8 | 372.9 | 360.9 | 372.9 | 360.9 | 369.6 | 372.9 | 360.9 | 372.9 | 360.9 | 372.9 | 372.9 | 336.8 | 372.9 | 360.9 | 372.9 | 360.9 | 369.6 | 372.9 | 360.9 | 372.9 | 360.9 | 372.9 | 372.9 | 336.8 | 372.9 | 360.9 | 372.9 | 360.9 | 369.6 | 372.9 | 360.9 | 372.9 | 360.9 | 372.9 | 372.9 | 336.8 | 372.9 | 360.9 | 372.9 | 360.9 | 369.6 | 372.9 | 360.9 | 372.9 | 360.9 | 372.9 | 372.9 | 336.8 | 372.9 | 360.9 | 372.9 | 360.9 | 369.6 | 372.9 | 360.9 | 372.9 | 360.9 | 372.9 | 372.9 | 336.8 | 372.9 | 360.9 | 372.9 | 360.9 | 369.6 | 372.9 | 360.9 | 372.9 | 360.9 | 372.9 | 372.9 | 336.8 | 372.9 | 360.9 | 372.9 | 360.9 | 369.6 | 372.9 | 360.9 | 372.9 | 360.9 | 372.9 | 372.9 | 336.8 | 372.9 | 360.9 | 372.9 | 360.9 | 369.6 | 372.9 | 360.9 | 372.9 | 360.9 | 372.9 | 372.9 | 336.8 | 372.9 | 360.9 | 372.9 | 360.9 | 369.6 | 372.9 | 360.9 | 372.9 | 360.9 | 372.9 | 372.9 | 336.8 | 372.9 | 360.9 | 372.9 | 360.9 | 369.6 | 372.9 | 360.9 | 372.9 | 360.9 | 372.9 | 372.9 | 336.8 | 372.9 | 360.9 | 372.9 | 360.9 | 369.6 | 372.9 | 360.9 | 372.9 | 360.9 | 372.9 | 372.9 | 336.8 | 372.9 | 360.9 | 372.9 | 360.9 | 369.6 | 372.9 | 360.9 | 372.9
|  | GWh | RECALLCF | Recall (at CF) | 205.5002 | 185.6131 | 205.224 | 198.87 | 205.5002 | 198.87 | 202.3002 | 205.5002 | 198.87 | 205.5002 | 199.1474 | 205.5002 | 205.5002 | 185.6131 | 205.224 | 198.87 | 205.5002 | 198.87 | 202.3002 | 205.5002 | 198.87 | 205.5002 | 199.1474 | 205.5002 | 205.5002 | 192.2422 | 205.224 | 198.87 | 205.5002 | 198.87 | 195.7002 | 205.5002 | 198.87 | 205.5002 | 199.1474 | 205.5002 | 205.5002 | 185.6131 | 205.224 | 198.87 | 205.5002 | 198.87 | 202.3002 | 205.5002 | 198.87 | 205.5002 | 199.1474 | 205.5002 | 205.5002 | 185.6131 | 205.224 | 198.87 | 205.5002 | 198.87 | 202.3002 | 205.5002 | 198.87 | 205.5002 | 199.1474 | 205.5002 | 205.5002 | 185.6131 | 205.224 | 198.87 | 205.5002 | 198.87 | 202.3002 | 205.5002 | 198.87 | 205.5002 | 199.1474 | 205.5002 | 205.5002 | 192.2422 | 205.224 | 198.87 | 205.5002 | 198.87 | 195.7002 | 205.5002 | 198.87 | 205.5002 | 199.1474 | 205.5002 | 205.5002 | 185.6131 | 205.224 | 198.87 | 205.5002 | 198.87 | 202.3002 | 205.5002 | 198.87 | 205.5002 | 199.1474 | 205.5002 | 205.5002 | 185.6131 | 205.224 | 198.87 | 205.5002 | 198.87 | 202.3002 | 205.5002 | 198.87 | 205.5002 | 199.1474 | 205.5002 | 205.5002 | 185.6131 | 205.224 | 198.87 | 205.5002 | 198.87 | 202.3002 | 205.5002 | 198.87 | 205.5002 | 199.1474 | 205.5002 | 205.5002 | 192.2422 | 205.224 | 198.87 | 205.5002 | 198.87 | 195.7002 | 205.5002 | 198.87 | 205.5002 | 199.1474 | 205.5002 | 205.5002 | 185.6131 | 205.224 | 198.87 | 205.5002 | 198.87 | 202.3002 | 205.5002 | 198.87 | 205.5002 | 199.1474 | 205.5002 | 205.5002 | 185.6131 | 205.224 | 198.87 | 205.5002 | 198.87 | 202.3002 | 205.5002 | 198.87 | 205.5002 | 199.1474 | 205.5002 | 205.5002 | 185.6131 | 205.224 | 198.87 | 205.5002 | 198.87 | 202.3002 | 205.5002 | 198.87 | 205.5002 | 199.1474 | 205.5002 | 205.5002 | 192.2422 | 205.224 | 198.87 | 205.5002 | 198.87 | 195.7002 | 205.5002 | 198.87 | 205.5002 | 199.1474 | 205.5002 | 205.5002 | 185.6131 | 205.224 | 198.87 | 205.5002 | 198.87 | 202.3002 | 205.5002 | 198.87 | 205.5002 | 199.1474 | 205.5002 | 205.5002 | 185.6131 | 205.224 | 198.87 | 205.5002 | 198.87 | 202.3002 | 205.5002 | 198.87 | 205.5002 | 199.1474 | 205.5002 | 205.5002 | 185.6131 | 205.224 | 198.87 | 205.5002 | 198.87 | 202.3002 | 205.5002 | 198.87 | 205.5002 | 199.1474 | 205.5002 | 205.5002 | 192.2422 | 205.224 | 198.87 | 205.5002 | 198.87 | 195.7002 | 205.5002 | 198.87 | 205.5002 | 199.1474 | 205.5002 | 205.5002 | 185.6131 | 205.224 | 198.87 | 205.5002 | 198.87 | 202.3002 | 205.5002 | 198.87 | 205.5002 | 199.1474 | 205.5002 | 205.5002 | 185.6131 | 205.224 | 198.87 | 205.5002 | 198.87 | 202.3002 | 205.5002 | 198.87 | 205.5002
|  | GWh | TWINCF | Twinco Block Available (at CF) | 167.4 | 151.2 | 167.175 | 162 | 167.4 | 162 | 167.4 | 167.4 | 162 | 167.4 | 162.225 | 167.4 | 167.4 | 151.2 | 167.175 | 162 | 167.4 | 162 | 167.4 | 167.4 | 162 | 167.4 | 162.225 | 167.4 | 167.4 | 156.6 | 167.175 | 162 | 167.4 | 162 | 167.4 | 167.4 | 162 | 167.4 | 162.225 | 167.4 | 167.4 | 151.2 | 167.175 | 162 | 167.4 | 162 | 167.4 | 167.4 | 162 | 167.4 | 162.225 | 167.4 | 167.4 | 151.2 | 167.175 | 162 | 167.4 | 162 | 167.4 | 167.4 | 162 | 167.4 | 162.225 | 167.4 | 167.4 | 151.2 | 167.175 | 162 | 167.4 | 162 | 167.4 | 167.4 | 162 | 167.4 | 162.225 | 167.4 | 167.4 | 156.6 | 167.175 | 162 | 167.4 | 162 | 167.4 | 167.4 | 162 | 167.4 | 162.225 | 167.4 | 167.4 | 151.2 | 167.175 | 162 | 167.4 | 162 | 167.4 | 167.4 | 162 | 167.4 | 162.225 | 167.4 | 167.4 | 151.2 | 167.175 | 162 | 167.4 | 162 | 167.4 | 167.4 | 162 | 167.4 | 162.225 | 167.4 | 167.4 | 151.2 | 167.175 | 162 | 167.4 | 162 | 167.4 | 167.4 | 162 | 167.4 | 162.225 | 167.4 | 167.4 | 156.6 | 167.175 | 162 | 167.4 | 162 | 167.4 | 167.4 | 162 | 167.4 | 162.225 | 167.4 | 167.4 | 151.2 | 167.175 | 162 | 167.4 | 162 | 167.4 | 167.4 | 162 | 167.4 | 162.225 | 167.4 | 167.4 | 151.2 | 167.175 | 162 | 167.4 | 162 | 167.4 | 167.4 | 162 | 167.4 | 162.225 | 167.4 | 167.4 | 151.2 | 167.175 | 162 | 167.4 | 162 | 167.4 | 167.4 | 162 | 167.4 | 162.225 | 167.4 | 167.4 | 156.6 | 167.175 | 162 | 167.4 | 162 | 167.4 | 167.4 | 162 | 167.4 | 162.225 | 167.4 | 167.4 | 151.2 | 167.175 | 162 | 167.4 | 162 | 167.4 | 167.4 | 162 | 167.4 | 162.225 | 167.4 | 167.4 | 151.2 | 167.175 | 162 | 167.4 | 162 | 167.4 | 167.4 | 162 | 167.4 | 162.225 | 167.4 | 167.4 | 151.2 | 167.175 | 162 | 167.4 | 162 | 167.4 | 167.4 | 162 | 167.4 | 162.225 | 167.4 | 167.4 | 156.6 | 167.175 | 162 | 167.4 | 162 | 167.4 | 167.4 | 162 | 167.4 | 162.225 | 167.4 | 167.4 | 151.2 | 167.175 | 162 | 167.4 | 162 | 167.4 | 167.4 | 162 | 167.4 | 162.225 | 167.4 | 167.4 | 151.2 | 167.175 | 162 | 167.4 | 162 | 167.4 | 167.4 | 162 | 167.4
PROVINCIAL MARKET
HYDRO RURAL INTERCONNECTED
|  | GWh | LABEAST | - Goose Bay | 45.1 | 41.7 | 32.6 | 30.7 | 24 | 18.2 | 16.7 | 16.7 | 19.3 | 26.9 | 35.6 | 45.5 | 47.7 | 43.9 | 41.6 | 34.1 | 25 | 18.9 | 17.4 | 17.4 | 20.1 | 28 | 37.1 | 47.3 | 44.8 | 41.2 | 39.1 | 32 | 23.4 | 17.8 | 16.3 | 16.3 | 18.8 | 26.3 | 34.8 | 44.4 | 43.7 | 40.2 | 38.2 | 31.2 | 22.9 | 17.3 | 16 | 16 | 18.4 | 25.7 | 34 | 43.4 | 43.8 | 40.4 | 38.3 | 31.3 | 23 | 17.4 | 16 | 16 | 18.4 | 25.7 | 34.1 | 43.5 | 44 | 40.5 | 38.4 | 31.4 | 23 | 17.5 | 16.1 | 16.1 | 18.5 | 25.8 | 34.2 | 43.6 | 44.2 | 40.7 | 38.6 | 31.6 | 23.2 | 17.5 | 16.1 | 16.1 | 18.6 | 26 | 34.4 | 43.9 | 44.5 | 40.9 | 38.8 | 31.8 | 23.3 | 17.6 | 16.2 | 16.2 | 18.7 | 26.1 | 34.6 | 44.1 | 44.7 | 41.2 | 39 | 31.9 | 23.4 | 17.7 | 16.3 | 16.3 | 18.8 | 26.3 | 34.8 | 44.3 | 44.9 | 41.4 | 39.2 | 32.1 | 23.5 | 17.8 | 16.4 | 16.4 | 18.9 | 26.4 | 34.9 | 44.6 | 45.2 | 41.6 | 39.4 | 32.3 | 23.7 | 17.9 | 16.5 | 16.5 | 19 | 26.5 | 35.1 | 44.8 | 45.4 | 41.8 | 39.6 | 32.4 | 23.8 | 18 | 16.6 | 16.6 | 19.1 | 26.7 | 35.3 | 45 | 45.6 | 42 | 39.8 | 32.6 | 23.9 | 18.1 | 16.6 | 16.6 | 19.2 | 26.8 | 35.5 | 45.2 | 45.8 | 42.2 | 40 | 32.7 | 24 | 18.2 | 16.7 | 16.7 | 19.3 | 26.9 | 35.6 | 45.5 | 46 | 42.4 | 40.2 | 32.9 | 24.1 | 18.3 | 16.8 | 16.8 | 19.4 | 27 | 35.8 | 45.7 | 46.2 | 42.6 | 40.4 | 33 | 24.2 | 18.3 | 16.9 | 16.9 | 19.4 | 27.2 | 36 | 45.9 | 46.4 | 42.7 | 40.5 | 33.2 | 24.3 | 18.4 | 17 | 17 | 19.5 | 27.3 | 36.1 | 46.1 | 46.6 | 42.9 | 40.7 | 33.3 | 24.4 | 18.5 | 17 | 17 | 19.6 | 27.4 | 36.3 | 46.3 | 46.8 | 43.1 | 40.9 | 33.4 | 24.5 | 18.6 | 17.1 | 17.1 | 19.7 | 27.5 | 36.4 | 46.4 | 47 | 43.3 | 41 | 33.6 | 24.6 | 18.6 | 17.2 | 17.2 | 19.8 | 27.6 | 36.6 | 46.6 | 47.2 | 43.4 | 41.2 | 33.7 | 24.7 | 18.7 | 17.2 | 17.2 | 19.9 | 27.7
|  | GWh | LABCF | - Churchill Falls | 0.2 | 0.3 | 0.2 | 0.6 | 0.2 | 0.2 | 0.2 | 0.2 | 0.2 | 0.2 | 0.2 | 0.2 | 0.2 | 0.2 | 0.2 | 0.2 | 0.2 | 0.2 | 0.2 | 0.2 | 0.2 | 0.2 | 0.2 | 0.2 | 0.2 | 0.2 | 0.2 | 0.2 | 0.2 | 0.2 | 0.2 | 0.2 | 0.2 | 0.2 | 0.2 | 0.2 | 0.2 | 0.2 | 0.2 | 0.2 | 0.2 | 0.2 | 0.2 | 0.2 | 0.2 | 0.2 | 0.2 | 0.2 | 0.2 | 0.2 | 0.2 | 0.2 | 0.2 | 0.2 | 0.2 | 0.2 | 0.2 | 0.2 | 0.2 | 0.2 | 0.2 | 0.2 | 0.2 | 0.2 | 0.2 | 0.2 | 0.2 | 0.2 | 0.2 | 0.2 | 0.2 | 0.2 | 0.2 | 0.2 | 0.2 | 0.2 | 0.2 | 0.2 | 0.2 | 0.2 | 0.2 | 0.2 | 0.2 | 0.2 | 0.2 | 0.2 | 0.2 | 0.2 | 0.2 | 0.2 | 0.2 | 0.2 | 0.2 | 0.2 | 0.2 | 0.2 | 0.2 | 0.2 | 0.2 | 0.2 | 0.2 | 0.2 | 0.2 | 0.2 | 0.2 | 0.2 | 0.2 | 0.2 | 0.2 | 0.2 | 0.2 | 0.2 | 0.2 | 0.2 | 0.2 | 0.2 | 0.2 | 0.2 | 0.2 | 0.2 | 0.2 | 0.2 | 0.2 | 0.2 | 0.2 | 0.2 | 0.2 | 0.2 | 0.2 | 0.2 | 0.2 | 0.2 | 0.2 | 0.2 | 0.2 | 0.2 | 0.2 | 0.2 | 0.2 | 0.2 | 0.2 | 0.2 | 0.2 | 0.2 | 0.2 | 0.2 | 0.2 | 0.2 | 0.2 | 0.2 | 0.2 | 0.2 | 0.2 | 0.2 | 0.2 | 0.2 | 0.2 | 0.2 | 0.2 | 0.2 | 0.2 | 0.2 | 0.2 | 0.2 | 0.2 | 0.2 | 0.2 | 0.2 | 0.2 | 0.2 | 0.2 | 0.2 | 0.2 | 0.2 | 0.2 | 0.2 | 0.2 | 0.2 | 0.2 | 0.2 | 0.2 | 0.2 | 0.2 | 0.2 | 0.2 | 0.2 | 0.2 | 0.2 | 0.2 | 0.2 | 0.2 | 0.2 | 0.2 | 0.2 | 0.2 | 0.2 | 0.2 | 0.2 | 0.2 | 0.2 | 0.2 | 0.2 | 0.2 | 0.2 | 0.2 | 0.2 | 0.2 | 0.2 | 0.2 | 0.2 | 0.2 | 0.2 | 0.2 | 0.2 | 0.2 | 0.2 | 0.2 | 0.2 | 0.2 | 0.2 | 0.2 | 0.2 | 0.2 | 0.2 | 0.2 | 0.2 | 0.2 | 0.2 | 0.2 | 0.2 | 0.2 | 0.2 | 0.2 | 0.2 | 0.2 | 0.2 | 0.2 | 0.2 | 0.2 | 0.2 | 0.2 | 0.2 | 0.2 | 0.2 | 0.2 | 0.2 | 0.2 | 0.2 | 0.2 | 0.2
|  | GWh | LABWAB | - Wabush | 13 | 11.6 | 9.4 | 8.6 | 5.7 | 3.5 | 2.9 | 2.9 | 4.1 | 6.5 | 8.9 | 11.9 | 12.5 | 11.1 | 10.8 | 8 | 5.7 | 3.5 | 2.9 | 2.9 | 4.1 | 6.5 | 8.9 | 11.9 | 12.5 | 11.1 | 10.9 | 8 | 5.7 | 3.5 | 2.9 | 2.9 | 4.1 | 6.5 | 8.9 | 11.9 | 12.5 | 11.1 | 10.9 | 8 | 5.7 | 3.6 | 2.9 | 2.9 | 4.2 | 6.5 | 8.9 | 11.9 | 12.6 | 11.2 | 10.9 | 8 | 5.7 | 3.6 | 2.9 | 2.9 | 4.2 | 6.5 | 8.9 | 12 | 12.6 | 11.2 | 10.9 | 8 | 5.7 | 3.6 | 2.9 | 2.9 | 4.2 | 6.5 | 9 | 12 | 12.6 | 11.2 | 11 | 8.1 | 5.7 | 3.6 | 2.9 | 2.9 | 4.2 | 6.5 | 9 | 12 | 12.7 | 11.3 | 11 | 8.1 | 5.8 | 3.6 | 2.9 | 2.9 | 4.2 | 6.6 | 9 | 12.1 | 12.7 | 11.3 | 11 | 8.1 | 5.8 | 3.6 | 2.9 | 2.9 | 4.2 | 6.6 | 9 | 12.1 | 12.7 | 11.3 | 11.1 | 8.1 | 5.8 | 3.6 | 2.9 | 2.9 | 4.2 | 6.6 | 9.1 | 12.1 | 12.8 | 11.4 | 11.1 | 8.2 | 5.8 | 3.6 | 2.9 | 2.9 | 4.2 | 6.6 | 9.1 | 12.2 | 12.8 | 11.4 | 11.1 | 8.2 | 5.8 | 3.6 | 2.9 | 2.9 | 4.3 | 6.6 | 9.1 | 12.2 | 12.9 | 11.4 | 11.2 | 8.2 | 5.8 | 3.7 | 2.9 | 2.9 | 4.3 | 6.7 | 9.1 | 12.2 | 12.9 | 11.4 | 11.2 | 8.2 | 5.9 | 3.7 | 2.9 | 3 | 4.3 | 6.7 | 9.2 | 12.3 | 12.9 | 11.5 | 11.2 | 8.2 | 5.9 | 3.7 | 3 | 3 | 4.3 | 6.7 | 9.2 | 12.3 | 13 | 11.5 | 11.3 | 8.3 | 5.9 | 3.7 | 3 | 3 | 4.3 | 6.7 | 9.2 | 12.3 | 13 | 11.5 | 11.3 | 8.3 | 5.9 | 3.7 | 3 | 3 | 4.3 | 6.7 | 9.2 | 12.4 | 13 | 11.6 | 11.3 | 8.3 | 5.9 | 3.7 | 3 | 3 | 4.3 | 6.8 | 9.3 | 12.4 | 13.1 | 11.6 | 11.3 | 8.3 | 5.9 | 3.7 | 3 | 3 | 4.3 | 6.8 | 9.3 | 12.4 | 13.1 | 11.6 | 11.4 | 8.4 | 6 | 3.7 | 3 | 3 | 4.3 | 6.8 | 9.3 | 12.5 | 13.1 | 11.7 | 11.4 | 8.4 | 6 | 3.7 | 3 | 3 | 4.4 | 6.8
|  | GWh | LABLC | - Labrador City | 35.7 | 31.6 | 27.3 | 25.2 | 17.6 | 12.8 | 12.5 | 12.5 | 14.8 | 20.6 | 27.3 | 35.4 | 37.4 | 32.8 | 31.1 | 25.8 | 17.8 | 13 | 12.7 | 12.7 | 15 | 21 | 27.7 | 36 | 38.9 | 34.2 | 32.5 | 26.8 | 18.6 | 13.6 | 13.3 | 13.3 | 15.6 | 21.8 | 28.9 | 37.5 | 39 | 34.3 | 32.5 | 26.9 | 18.6 | 13.6 | 13.3 | 13.3 | 15.7 | 21.9 | 29 | 37.5 | 39.1 | 34.4 | 32.6 | 26.9 | 18.7 | 13.6 | 13.3 | 13.3 | 15.7 | 21.9 | 29 | 37.6 | 39.2 | 34.4 | 32.6 | 27 | 18.7 | 13.6 | 13.4 | 13.4 | 15.7 | 22 | 29.1 | 37.7 | 39.3 | 34.5 | 32.7 | 27.1 | 18.7 | 13.7 | 13.4 | 13.4 | 15.8 | 22 | 29.2 | 37.8 | 39.4 | 34.6 | 32.8 | 27.2 | 18.8 | 13.7 | 13.4 | 13.4 | 15.8 | 22.1 | 29.3 | 37.9 | 39.5 | 34.7 | 32.9 | 27.3 | 18.9 | 13.8 | 13.5 | 13.5 | 15.9 | 22.2 | 29.3 | 38 | 39.7 | 34.8 | 33 | 27.3 | 18.9 | 13.8 | 13.5 | 13.5 | 15.9 | 22.2 | 29.4 | 38.1 | 39.8 | 34.9 | 33.1 | 27.4 | 19 | 13.9 | 13.6 | 13.6 | 16 | 22.3 | 29.5 | 38.3 | 39.9 | 35 | 33.2 | 27.5 | 19 | 13.9 | 13.6 | 13.6 | 16 | 22.4 | 29.6 | 38.4 | 40 | 35.1 | 33.3 | 27.6 | 19.1 | 13.9 | 13.6 | 13.6 | 16.1 | 22.4 | 29.7 | 38.5 | 40.1 | 35.2 | 33.4 | 27.6 | 19.1 | 14 | 13.7 | 13.7 | 16.1 | 22.5 | 29.8 | 38.6 | 40.2 | 35.3 | 33.5 | 27.7 | 19.2 | 14 | 13.7 | 13.7 | 16.1 | 22.5 | 29.8 | 38.7 | 40.3 | 35.4 | 33.6 | 27.8 | 19.2 | 14 | 13.7 | 13.7 | 16.2 | 22.6 | 29.9 | 38.8 | 40.4 | 35.5 | 33.7 | 27.8 | 19.3 | 14.1 | 13.8 | 13.8 | 16.2 | 22.6 | 30 | 38.9 | 40.5 | 35.6 | 33.8 | 27.9 | 19.3 | 14.1 | 13.8 | 13.8 | 16.3 | 22.7 | 30.1 | 39 | 40.6 | 35.7 | 33.8 | 28 | 19.4 | 14.2 | 13.8 | 13.8 | 16.3 | 22.8 | 30.1 | 39.1 | 40.7 | 35.8 | 33.9 | 28.1 | 19.4 | 14.2 | 13.9 | 13.9 | 16.3 | 22.8 | 30.2 | 39.2 | 40.8 | 35.9 | 34 | 28.1 | 19.5 | 14.2 | 13.9 | 13.9 | 16.4 | 22.9
|  | GWh | LRI | Subtotal | 94 | 85.2 | 69.5 | 65.1 | 47.5 | 34.7 | 32.3 | 32.3 | 38.4 | 54.2 | 72 | 93 | 97.8 | 88 | 83.7 | 68.1 | 48.7 | 35.6 | 33.2 | 33.2 | 39.4 | 55.7 | 73.9 | 95.4 | 96.4 | 86.7 | 82.7 | 67 | 47.9 | 35.1 | 32.7 | 32.7 | 38.7 | 54.8 | 72.8 | 94 | 95.4 | 85.8 | 81.8 | 66.3 | 47.4 | 34.7 | 32.4 | 32.4 | 38.5 | 54.3 | 72.1 | 93 | 95.7 | 86.2 | 82 | 66.4 | 47.6 | 34.8 | 32.4 | 32.4 | 38.5 | 54.3 | 72.2 | 93.3 | 96 | 86.3 | 82.1 | 66.6 | 47.6 | 34.9 | 32.6 | 32.6 | 38.6 | 54.5 | 72.5 | 93.5 | 96.3 | 86.6 | 82.5 | 67 | 47.8 | 35 | 32.6 | 32.6 | 38.8 | 54.7 | 72.8 | 93.9 | 96.8 | 87 | 82.8 | 67.3 | 48.1 | 35.1 | 32.7 | 32.7 | 38.9 | 55 | 73.1 | 94.3 | 97.1 | 87.4 | 83.1 | 67.5 | 48.3 | 35.3 | 32.9 | 32.9 | 39.1 | 55.3 | 73.3 | 94.6 | 97.5 | 87.7 | 83.5 | 67.7 | 48.4 | 35.4 | 33 | 33 | 39.2 | 55.4 | 73.6 | 95 | 98 | 88.1 | 83.8 | 68.1 | 48.7 | 35.6 | 33.2 | 33.2 | 39.4 | 55.6 | 73.9 | 95.5 | 98.3 | 88.4 | 84.1 | 68.3 | 48.8 | 35.7 | 33.3 | 33.3 | 39.6 | 55.9 | 74.2 | 95.8 | 98.7 | 88.7 | 84.5 | 68.6 | 49 | 35.9 | 33.3 | 33.3 | 39.8 | 56.1 | 74.5 | 96.1 | 99 | 89 | 84.8 | 68.7 | 49.2 | 36.1 | 33.5 | 33.6 | 39.9 | 56.3 | 74.8 | 96.6 | 99.3 | 89.4 | 85.1 | 69 | 49.4 | 36.2 | 33.7 | 33.7 | 40 | 56.4 | 75 | 96.9 | 99.7 | 89.7 | 85.5 | 69.3 | 49.5 | 36.2 | 33.8 | 33.8 | 40.1 | 56.7 | 75.3 | 97.2 | 100 | 89.9 | 85.7 | 69.5 | 49.7 | 36.4 | 34 | 34 | 40.2 | 56.8 | 75.5 | 97.6 | 100.3 | 90.3 | 86 | 69.7 | 49.8 | 36.5 | 34 | 34 | 40.4 | 57.1 | 75.9 | 97.9 | 100.7 | 90.6 | 86.2 | 69.9 | 50 | 36.7 | 34.1 | 34.1 | 40.5 | 57.3 | 76 | 98.1 | 101 | 90.9 | 86.5 | 70.3 | 50.2 | 36.7 | 34.3 | 34.3 | 40.6 | 57.4 | 76.3 | 98.5 | 101.3 | 91.2 | 86.8 | 70.4 | 50.4 | 36.8 | 34.3 | 34.3 | 40.9 | 57.6
|  | GWh | LDNDSEC | DEPT. OF NATIONAL DEFENCE (Secondary) | 0 | 0 | 0 | 0 | 0 | 0 | 0 | 0 | 0 | 0 | 0 | 0 | 0 | 0 | 0 | 0 | 0 | 0 | 0 | 0 | 0 | 0 | 0 | 0 | 0 | 0 | 0 | 0 | 0 | 0 | 0 | 0 | 0 | 0 | 0 | 0 | 0 | 0 | 0 | 0 | 0 | 0 | 0 | 0 | 0 | 0 | 0 | 0 | 0 | 0 | 0 | 0 | 0 | 0 | 0 | 0 | 0 | 0 | 0 | 0 | [12 empty] | 0 | 0 | 0 | 0 | 0 | 0 | 0 | 0 | 0 | 0 | 0 | 0 | 0 | 0 | 0 | 0 | 0 | 0 | 0 | 0 | 0 | 0 | 0 | 0 | 0 | 0 | 0 | 0 | 0 | 0 | 0 | 0 | 0 | 0 | 0 | 0 | 0 | 0 | 0 | 0 | 0 | 0 | 0 | 0 | 0 | 0 | 0 | 0 | 0 | 0 | 0 | 0 | 0 | 0 | 0 | 0 | 0 | 0 | 0 | 0 | [12 empty] | 0 | 0 | 0 | 0 | 0 | 0 | 0 | 0 | 0 | 0 | 0 | 0 | 0 | 0 | 0 | 0 | 0 | 0 | 0 | 0 | 0 | 0 | 0 | 0 | 0 | 0 | 0 | 0 | 0 | 0 | 0 | 0 | 0 | 0 | 0 | 0 | 0 | 0 | 0 | 0 | 0 | 0 | 0 | 0 | 0 | 0 | 0 | 0 | 0 | 0 | 0 | 0 | 0 | 0 | 0 | 0 | 0 | 0 | 0 | 0 | [12 empty] | 0 | 0 | 0 | 0 | 0 | 0 | 0 | 0 | 0 | 0 | 0 | 0 | 0 | 0 | 0 | 0 | 0 | 0 | 0 | 0 | 0 | 0 | 0 | 0 | 0 | 0 | 0 | 0 | 0 | 0 | 0 | 0 | 0 | 0
IOCC
|  | GWh | LIOCCFIRM | Energy Requirement | 160.5 | 151.9 | 148 | 38 | 30 | 102 | 138.3 | 140 | 132.5 | 138.2 | 145 | 161.2 | 159.9 | 150.7 | 158.7 | 150.4 | 146.7 | 119 | 138.3 | 140 | 132.5 | 138.2 | 145 | 161.2 | 159.9 | 150.7 | 158.7 | 150.4 | 146.7 | 119 | 138.3 | 140 | 132.5 | 138.2 | 145 | 161.2 | 159.9 | 150.7 | 158.7 | 150.4 | 146.7 | 119 | 138.3 | 140 | 132.5 | 138.2 | 145 | 161.2 | 159.9 | 150.7 | 158.7 | 150.4 | 146.7 | 119 | 138.3 | 140 | 132.5 | 138.2 | 145 | 161.2 | 159.9 | 150.7 | 158.7 | 150.4 | 146.7 | 119 | 138.3 | 140 | 132.5 | 138.2 | 145 | 161.2 | 159.9 | 150.7 | 158.7 | 150.4 | 146.7 | 119 | 138.3 | 140 | 132.5 | 138.2 | 145 | 161.2 | 159.9 | 150.7 | 158.7 | 150.4 | 146.7 | 119 | 138.3 | 140 | 132.5 | 138.2 | 145 | 161.2 | 159.9 | 150.7 | 158.7 | 150.4 | 146.7 | 119 | 138.3 | 140 | 132.5 | 138.2 | 145 | 161.2 | 159.9 | 150.7 | 158.7 | 150.4 | 146.7 | 119 | 138.3 | 140 | 132.5 | 138.2 | 145 | 161.2 | 159.9 | 150.7 | 158.7 | 150.4 | 146.7 | 119 | 138.3 | 140 | 132.5 | 138.2 | 145 | 161.2 | 159.9 | 150.7 | 158.7 | 150.4 | 146.7 | 119 | 138.3 | 140 | 132.5 | 138.2 | 145 | 161.2 | 159.9 | 150.7 | 158.7 | 150.4 | 146.7 | 119 | 138.3 | 140 | 132.5 | 138.2 | 145 | 161.2 | 159.9 | 150.7 | 158.7 | 150.4 | 146.7 | 119 | 138.3 | 140 | 132.5 | 138.2 | 145 | 161.2 | 159.9 | 150.7 | 158.7 | 150.4 | 146.7 | 119 | 138.3 | 140 | 132.5 | 138.2 | 145 | 161.2 | 159.9 | 150.7 | 158.7 | 150.4 | 146.7 | 119 | 138.3 | 140 | 132.5 | 138.2 | 145 | 161.2 | 159.9 | 150.7 | 158.7 | 150.4 | 146.7 | 119 | 138.3 | 140 | 132.5 | 138.2 | 145 | 161.2 | 159.9 | 150.7 | 158.7 | 150.4 | 146.7 | 119 | 138.3 | 140 | 132.5 | 138.2 | 145 | 161.2 | 159.9 | 150.7 | 158.7 | 150.4 | 146.7 | 119 | 138.3 | 140 | 132.5 | 138.2 | 145 | 161.2 | 159.9 | 150.7 | 158.7 | 150.4 | 146.7 | 119 | 138.3 | 140 | 132.5 | 138.2 | 145 | 161.2 | 159.9 | 150.7 | 158.7 | 150.4 | 146.7 | 119 | 138.3 | 140 | 132.5 | 138.2
|  | GWh | LIOCCINTERR | - Interruptible | 0 | 0 | 0 | 0 | 0 | 0 | 0 | 0 | 0 | 0 | 0 | 0 | 0 | 0 | 0 | 0 | 0 | 0 | 0 | 0 | 0 | 0 | 0 | 0 | 0 | 0 | 0 | 0 | 0 | 0 | 0 | 0 | 0 | 0 | 0 | 0 | 0 | 0 | 0 | 0 | 0 | 0 | 0 | 0 | 0 | 0 | 0 | 0 | 0 | 0 | 0 | 0 | 0 | 0 | 0 | 0 | 0 | 0 | 0 | 0 | [12 empty] | 0 | 0 | 0 | 0 | 0 | 0 | 0 | 0 | 0 | 0 | 0 | 0 | 0 | 0 | 0 | 0 | 0 | 0 | 0 | 0 | 0 | 0 | 0 | 0 | 0 | 0 | 0 | 0 | 0 | 0 | 0 | 0 | 0 | 0 | 0 | 0 | 0 | 0 | 0 | 0 | 0 | 0 | 0 | 0 | 0 | 0 | 0 | 0 | 0 | 0 | 0 | 0 | 0 | 0 | 0 | 0 | 0 | 0 | 0 | 0 | [12 empty] | 0 | 0 | 0 | 0 | 0 | 0 | 0 | 0 | 0 | 0 | 0 | 0 | 0 | 0 | 0 | 0 | 0 | 0 | 0 | 0 | 0 | 0 | 0 | 0 | 0 | 0 | 0 | 0 | 0 | 0 | 0 | 0 | 0 | 0 | 0 | 0 | 0 | 0 | 0 | 0 | 0 | 0 | 0 | 0 | 0 | 0 | 0 | 0 | 0 | 0 | 0 | 0 | 0 | 0 | 0 | 0 | 0 | 0 | 0 | 0 | [12 empty] | 0 | 0 | 0 | 0 | 0 | 0 | 0 | 0 | 0 | 0 | 0 | 0 | 0 | 0 | 0 | 0 | 0 | 0 | 0 | 0 | 0 | 0 | 0 | 0 | 0 | 0 | 0 | 0 | 0 | 0 | 0 | 0 | 0 | 0
|  | GWh | LIOCCSEC | - Secondary | 0 | 0 | 0 | 0 | 0 | 0 | 0 | 0 | 0 | 0 | 0 | 0 | 0 | 0 | 0 | 0 | 0 | 0 | 0 | 0 | 0 | 0 | 0 | 0 | 0 | 0 | 0 | 0 | 0 | 0 | 0 | 0 | 0 | 0 | 0 | 0 | 0 | 0 | 0 | 0 | 0 | 0 | 0 | 0 | 0 | 0 | 0 | 0 | 0 | 0 | 0 | 0 | 0 | 0 | 0 | 0 | 0 | 0 | 0 | 0 | [12 empty] | 0 | 0 | 0 | 0 | 0 | 0 | 0 | 0 | 0 | 0 | 0 | 0 | 0 | 0 | 0 | 0 | 0 | 0 | 0 | 0 | 0 | 0 | 0 | 0 | 0 | 0 | 0 | 0 | 0 | 0 | 0 | 0 | 0 | 0 | 0 | 0 | 0 | 0 | 0 | 0 | 0 | 0 | 0 | 0 | 0 | 0 | 0 | 0 | 0 | 0 | 0 | 0 | 0 | 0 | 0 | 0 | 0 | 0 | 0 | 0 | [12 empty] | 0 | 0 | 0 | 0 | 0 | 0 | 0 | 0 | 0 | 0 | 0 | 0 | 0 | 0 | 0 | 0 | 0 | 0 | 0 | 0 | 0 | 0 | 0 | 0 | 0 | 0 | 0 | 0 | 0 | 0 | 0 | 0 | 0 | 0 | 0 | 0 | 0 | 0 | 0 | 0 | 0 | 0 | 0 | 0 | 0 | 0 | 0 | 0 | 0 | 0 | 0 | 0 | 0 | 0 | 0 | 0 | 0 | 0 | 0 | 0 | [12 empty] | 0 | 0 | 0 | 0 | 0 | 0 | 0 | 0 | 0 | 0 | 0 | 0 | 0 | 0 | 0 | 0 | 0 | 0 | 0 | 0 | 0 | 0 | 0 | 0 | 0 | 0 | 0 | 0 | 0 | 0 | 0 | 0 | 0 | 0
|  | GWh | LIOCCTOT | - Total Requirements | 160.5 | 151.9 | 148 | 38 | 30 | 102 | 138.3 | 140 | 132.5 | 138.2 | 145 | 161.2 | 159.9 | 150.7 | 158.7 | 150.4 | 146.7 | 119 | 138.3 | 140 | 132.5 | 138.2 | 145 | 161.2 | 159.9 | 150.7 | 158.7 | 150.4 | 146.7 | 119 | 138.3 | 140 | 132.5 | 138.2 | 145 | 161.2 | 159.9 | 150.7 | 158.7 | 150.4 | 146.7 | 119 | 138.3 | 140 | 132.5 | 138.2 | 145 | 161.2 | 159.9 | 150.7 | 158.7 | 150.4 | 146.7 | 119 | 138.3 | 140 | 132.5 | 138.2 | 145 | 161.2 | 159.9 | 150.7 | 158.7 | 150.4 | 146.7 | 119 | 138.3 | 140 | 132.5 | 138.2 | 145 | 161.2 | 159.9 | 150.7 | 158.7 | 150.4 | 146.7 | 119 | 138.3 | 140 | 132.5 | 138.2 | 145 | 161.2 | 159.9 | 150.7 | 158.7 | 150.4 | 146.7 | 119 | 138.3 | 140 | 132.5 | 138.2 | 145 | 161.2 | 159.9 | 150.7 | 158.7 | 150.4 | 146.7 | 119 | 138.3 | 140 | 132.5 | 138.2 | 145 | 161.2 | 159.9 | 150.7 | 158.7 | 150.4 | 146.7 | 119 | 138.3 | 140 | 132.5 | 138.2 | 145 | 161.2 | 159.9 | 150.7 | 158.7 | 150.4 | 146.7 | 119 | 138.3 | 140 | 132.5 | 138.2 | 145 | 161.2 | 159.9 | 150.7 | 158.7 | 150.4 | 146.7 | 119 | 138.3 | 140 | 132.5 | 138.2 | 145 | 161.2 | 159.9 | 150.7 | 158.7 | 150.4 | 146.7 | 119 | 138.3 | 140 | 132.5 | 138.2 | 145 | 161.2 | 159.9 | 150.7 | 158.7 | 150.4 | 146.7 | 119 | 138.3 | 140 | 132.5 | 138.2 | 145 | 161.2 | 159.9 | 150.7 | 158.7 | 150.4 | 146.7 | 119 | 138.3 | 140 | 132.5 | 138.2 | 145 | 161.2 | 159.9 | 150.7 | 158.7 | 150.4 | 146.7 | 119 | 138.3 | 140 | 132.5 | 138.2 | 145 | 161.2 | 159.9 | 150.7 | 158.7 | 150.4 | 146.7 | 119 | 138.3 | 140 | 132.5 | 138.2 | 145 | 161.2 | 159.9 | 150.7 | 158.7 | 150.4 | 146.7 | 119 | 138.3 | 140 | 132.5 | 138.2 | 145 | 161.2 | 159.9 | 150.7 | 158.7 | 150.4 | 146.7 | 119 | 138.3 | 140 | 132.5 | 138.2 | 145 | 161.2 | 159.9 | 150.7 | 158.7 | 150.4 | 146.7 | 119 | 138.3 | 140 | 132.5 | 138.2 | 145 | 161.2 | 159.9 | 150.7 | 158.7 | 150.4 | 146.7 | 119 | 138.3 | 140 | 132.5 | 138.2
WABUSH MINES
|  | GWh | LWABFIRM | Energy Requirement | 0.9 | 1.2 | 1.7 | 1.6 | 1.4 | 1.2 | 1 | 1 | 1 | 0.5 | 0.5 | 0.5 | 0.1 | 0.1 | 0.1 | 0.1 | 0.1 | 0.1 | 0.1 | 0.1 | 0.1 | 0 | 0 | 0 | 0 | 0 | 0 | 0 | 0 | 0 | 0 | 0 | 0 | 0 | 0 | 0 | 0 | 0 | 0 | 0 | 0 | 0 | 0 | 0 | 0 | 0 | 0 | 0 | 0 | 0 | 0 | 0 | 0 | 0 | 0 | 0 | 0 | 0 | 0 | 0 | [12 empty] | 0 | 0 | 0 | 0 | 0 | 0 | 0 | 0 | 0 | 0 | 0 | 0 | 0 | 0 | 0 | 0 | 0 | 0 | 0 | 0 | 0 | 0 | 0 | 0 | 0 | 0 | 0 | 0 | 0 | 0 | 0 | 0 | 0 | 0 | 0 | 0 | 0 | 0 | 0 | 0 | 0 | 0 | 0 | 0 | 0 | 0 | 0 | 0 | 0 | 0 | 0 | 0 | 0 | 0 | 0 | 0 | 0 | 0 | 0 | 0 | [12 empty] | 0 | 0 | 0 | 0 | 0 | 0 | 0 | 0 | 0 | 0 | 0 | 0 | 0 | 0 | 0 | 0 | 0 | 0 | 0 | 0 | 0 | 0 | 0 | 0 | 0 | 0 | 0 | 0 | 0 | 0 | 0 | 0 | 0 | 0 | 0 | 0 | 0 | 0 | 0 | 0 | 0 | 0 | 0 | 0 | 0 | 0 | 0 | 0 | 0 | 0 | 0 | 0 | 0 | 0 | 0 | 0 | 0 | 0 | 0 | 0 | [12 empty] | 0 | 0 | 0 | 0 | 0 | 0 | 0 | 0 | 0 | 0 | 0 | 0 | 0 | 0 | 0 | 0 | 0 | 0 | 0 | 0 | 0 | 0 | 0 | 0 | 0 | 0 | 0 | 0 | 0 | 0 | 0 | 0 | 0 | 0
|  | GWh | LWABINTERR | - Interruptible | 0 | 0 | 0 | 0 | 0 | 0 | 0 | 0 | 0 | 0 | 0 | 0 | 0 | 0 | 0 | 0 | 0 | 0 | 0 | 0 | 0 | 0 | 0 | 0 | 0 | 0 | 0 | 0 | 0 | 0 | 0 | 0 | 0 | 0 | 0 | 0 | 0 | 0 | 0 | 0 | 0 | 0 | 0 | 0 | 0 | 0 | 0 | 0 | 0 | 0 | 0 | 0 | 0 | 0 | 0 | 0 | 0 | 0 | 0 | 0 | [12 empty] | 0 | 0 | 0 | 0 | 0 | 0 | 0 | 0 | 0 | 0 | 0 | 0 | 0 | 0 | 0 | 0 | 0 | 0 | 0 | 0 | 0 | 0 | 0 | 0 | 0 | 0 | 0 | 0 | 0 | 0 | 0 | 0 | 0 | 0 | 0 | 0 | 0 | 0 | 0 | 0 | 0 | 0 | 0 | 0 | 0 | 0 | 0 | 0 | 0 | 0 | 0 | 0 | 0 | 0 | 0 | 0 | 0 | 0 | 0 | 0 | [12 empty] | 0 | 0 | 0 | 0 | 0 | 0 | 0 | 0 | 0 | 0 | 0 | 0 | 0 | 0 | 0 | 0 | 0 | 0 | 0 | 0 | 0 | 0 | 0 | 0 | 0 | 0 | 0 | 0 | 0 | 0 | 0 | 0 | 0 | 0 | 0 | 0 | 0 | 0 | 0 | 0 | 0 | 0 | 0 | 0 | 0 | 0 | 0 | 0 | 0 | 0 | 0 | 0 | 0 | 0 | 0 | 0 | 0 | 0 | 0 | 0 | [12 empty] | 0 | 0 | 0 | 0 | 0 | 0 | 0 | 0 | 0 | 0 | 0 | 0 | 0 | 0 | 0 | 0 | 0 | 0 | 0 | 0 | 0 | 0 | 0 | 0 | 0 | 0 | 0 | 0 | 0 | 0 | 0 | 0 | 0 | 0
|  | GWh | LWABSEC | - Secondary
|  | GWh | LWABTOT | - Total Requirements | 0.9 | 1.2 | 1.7 | 1.6 | 1.4 | 1.2 | 1 | 1 | 1 | 0.5 | 0.5 | 0.5 | 0.1 | 0.1 | 0.1 | 0.1 | 0.1 | 0.1 | 0.1 | 0.1 | 0.1 | 0 | 0 | 0 | 0 | 0 | 0 | 0 | 0 | 0 | 0 | 0 | 0 | 0 | 0 | 0 | 0 | 0 | 0 | 0 | 0 | 0 | 0 | 0 | 0 | 0 | 0 | 0 | 0 | 0 | 0 | 0 | 0 | 0 | 0 | 0 | 0 | 0 | 0 | 0 | [12 empty] | 0 | 0 | 0 | 0 | 0 | 0 | 0 | 0 | 0 | 0 | 0 | 0 | 0 | 0 | 0 | 0 | 0 | 0 | 0 | 0 | 0 | 0 | 0 | 0 | 0 | 0 | 0 | 0 | 0 | 0 | 0 | 0 | 0 | 0 | 0 | 0 | 0 | 0 | 0 | 0 | 0 | 0 | 0 | 0 | 0 | 0 | 0 | 0 | 0 | 0 | 0 | 0 | 0 | 0 | 0 | 0 | 0 | 0 | 0 | 0 | [12 empty] | 0 | 0 | 0 | 0 | 0 | 0 | 0 | 0 | 0 | 0 | 0 | 0 | 0 | 0 | 0 | 0 | 0 | 0 | 0 | 0 | 0 | 0 | 0 | 0 | 0 | 0 | 0 | 0 | 0 | 0 | 0 | 0 | 0 | 0 | 0 | 0 | 0 | 0 | 0 | 0 | 0 | 0 | 0 | 0 | 0 | 0 | 0 | 0 | 0 | 0 | 0 | 0 | 0 | 0 | 0 | 0 | 0 | 0 | 0 | 0 | [12 empty] | 0 | 0 | 0 | 0 | 0 | 0 | 0 | 0 | 0 | 0 | 0 | 0 | 0 | 0 | 0 | 0 | 0 | 0 | 0 | 0 | 0 | 0 | 0 | 0 | 0 | 0 | 0 | 0 | 0 | 0 | 0 | 0 | 0 | 0
Alderon
|  | GWh | LKAMI | Energy Requirement | 0 | 0 | 0 | 0 | 0 | 0 | 0 | 0 | 0 | 0 | 0 | 0 | 0 | 0 | 0 | 0 | 0 | 0 | 0 | 0 | 0 | 0 | 0 | 0 | 0 | 0 | 0 | 0 | 0 | 0 | 0 | 0 | 0 | 0 | 0 | 0 | 0 | 0 | 0 | 0 | 0 | 0 | 0 | 0 | 0 | 0 | 0 | 0 | 0 | 0 | 0 | 0 | 0 | 0 | 0 | 0 | 0 | 0 | 0 | 0 | [12 empty] | 0 | 0 | 0 | 0 | 0 | 0 | 0 | 0 | 0 | 0 | 0 | 0 | 0 | 0 | 0 | 0 | 0 | 0 | 0 | 0 | 0 | 0 | 0 | 0 | 0 | 0 | 0 | 0 | 0 | 0 | 0 | 0 | 0 | 0 | 0 | 0 | 0 | 0 | 0 | 0 | 0 | 0 | 0 | 0 | 0 | 0 | 0 | 0 | 0 | 0 | 0 | 0 | 0 | 0 | 0 | 0 | 0 | 0 | 0 | 0 | [12 empty] | 0 | 0 | 0 | 0 | 0 | 0 | 0 | 0 | 0 | 0 | 0 | 0 | 0 | 0 | 0 | 0 | 0 | 0 | 0 | 0 | 0 | 0 | 0 | 0 | 0 | 0 | 0 | 0 | 0 | 0 | 0 | 0 | 0 | 0 | 0 | 0 | 0 | 0 | 0 | 0 | 0 | 0 | 0 | 0 | 0 | 0 | 0 | 0 | 0 | 0 | 0 | 0 | 0 | 0 | 0 | 0 | 0 | 0 | 0 | 0 | [12 empty] | 0 | 0 | 0 | 0 | 0 | 0 | 0 | 0 | 0 | 0 | 0 | 0 | 0 | 0 | 0 | 0 | 0 | 0 | 0 | 0 | 0 | 0 | 0 | 0 | 0 | 0 | 0 | 0 | 0 | 0 | 0 | 0 | 0 | 0
|  | GWh | LKAMINTERR | - Interruptible
|  | GWh | LKAMISEC | - Secondary
|  | GWh | LKAMITOT | - Total Requirements | 0 | 0 | 0 | 0 | 0 | 0 | 0 | 0 | 0 | 0 | 0 | 0 | 0 | 0 | 0 | 0 | 0 | 0 | 0 | 0 | 0 | 0 | 0 | 0 | 0 | 0 | 0 | 0 | 0 | 0 | 0 | 0 | 0 | 0 | 0 | 0 | 0 | 0 | 0 | 0 | 0 | 0 | 0 | 0 | 0 | 0 | 0 | 0 | 0 | 0 | 0 | 0 | 0 | 0 | 0 | 0 | 0 | 0 | 0 | 0 | [12 empty] | 0 | 0 | 0 | 0 | 0 | 0 | 0 | 0 | 0 | 0 | 0 | 0 | 0 | 0 | 0 | 0 | 0 | 0 | 0 | 0 | 0 | 0 | 0 | 0 | 0 | 0 | 0 | 0 | 0 | 0 | 0 | 0 | 0 | 0 | 0 | 0 | 0 | 0 | 0 | 0 | 0 | 0 | 0 | 0 | 0 | 0 | 0 | 0 | 0 | 0 | 0 | 0 | 0 | 0 | 0 | 0 | 0 | 0 | 0 | 0 | [12 empty] | 0 | 0 | 0 | 0 | 0 | 0 | 0 | 0 | 0 | 0 | 0 | 0 | 0 | 0 | 0 | 0 | 0 | 0 | 0 | 0 | 0 | 0 | 0 | 0 | 0 | 0 | 0 | 0 | 0 | 0 | 0 | 0 | 0 | 0 | 0 | 0 | 0 | 0 | 0 | 0 | 0 | 0 | 0 | 0 | 0 | 0 | 0 | 0 | 0 | 0 | 0 | 0 | 0 | 0 | 0 | 0 | 0 | 0 | 0 | 0 | [12 empty] | 0 | 0 | 0 | 0 | 0 | 0 | 0 | 0 | 0 | 0 | 0 | 0 | 0 | 0 | 0 | 0 | 0 | 0 | 0 | 0 | 0 | 0 | 0 | 0 | 0 | 0 | 0 | 0 | 0 | 0 | 0 | 0 | 0 | 0
|  | GWh | LTOT | TOTAL LABRADOR SALES | 255.4 | 238.3 | 219.2 | 104.7 | 78.9 | 137.9 | 171.6 | 173.3 | 171.9 | 192.9 | 217.5 | 254.7 | 257.8 | 238.8 | 242.5 | 218.6 | 195.5 | 154.7 | 171.6 | 173.3 | 172 | 193.9 | 218.9 | 256.6 | 256.3 | 237.4 | 241.4 | 217.4 | 194.6 | 154.1 | 171 | 172.7 | 171.2 | 193 | 217.8 | 255.2 | 255.3 | 236.5 | 240.5 | 216.7 | 194.1 | 153.7 | 170.7 | 172.4 | 171 | 192.5 | 217.1 | 254.2 | 255.6 | 236.9 | 240.7 | 216.8 | 194.3 | 153.8 | 170.7 | 172.4 | 171 | 192.5 | 217.2 | 254.5 | 255.9 | 237 | 240.8 | 217 | 194.3 | 153.9 | 170.9 | 172.6 | 171.1 | 192.7 | 217.5 | 254.7 | 256.2 | 237.3 | 241.2 | 217.4 | 194.5 | 154 | 170.9 | 172.6 | 171.3 | 192.9 | 217.8 | 255.1 | 256.7 | 237.7 | 241.5 | 217.7 | 194.8 | 154.1 | 171 | 172.7 | 171.4 | 193.2 | 218.1 | 255.5 | 257 | 238.1 | 241.8 | 217.9 | 195 | 154.3 | 171.2 | 172.9 | 171.6 | 193.5 | 218.3 | 255.8 | 257.4 | 238.4 | 242.2 | 218.1 | 195.1 | 154.4 | 171.3 | 173 | 171.7 | 193.6 | 218.6 | 256.2 | 257.9 | 238.8 | 242.5 | 218.5 | 195.4 | 154.6 | 171.5 | 173.2 | 171.9 | 193.8 | 218.9 | 256.7 | 258.2 | 239.1 | 242.8 | 218.7 | 195.5 | 154.7 | 171.6 | 173.3 | 172.1 | 194.1 | 219.2 | 257 | 258.6 | 239.4 | 243.2 | 219 | 195.7 | 154.9 | 171.6 | 173.3 | 172.3 | 194.3 | 219.5 | 257.3 | 258.9 | 239.7 | 243.5 | 219.1 | 195.9 | 155.1 | 171.8 | 173.6 | 172.4 | 194.5 | 219.8 | 257.8 | 259.2 | 240.1 | 243.8 | 219.4 | 196.1 | 155.2 | 172 | 173.7 | 172.5 | 194.6 | 220 | 258.1 | 259.6 | 240.4 | 244.2 | 219.7 | 196.2 | 155.2 | 172.1 | 173.8 | 172.6 | 194.9 | 220.3 | 258.4 | 259.9 | 240.6 | 244.4 | 219.9 | 196.4 | 155.4 | 172.3 | 174 | 172.7 | 195 | 220.5 | 258.8 | 260.2 | 241 | 244.7 | 220.1 | 196.5 | 155.5 | 172.3 | 174 | 172.9 | 195.3 | 220.9 | 259.1 | 260.6 | 241.3 | 244.9 | 220.3 | 196.7 | 155.7 | 172.4 | 174.1 | 173 | 195.5 | 221 | 259.3 | 260.9 | 241.6 | 245.2 | 220.7 | 196.9 | 155.7 | 172.6 | 174.3 | 173.1 | 195.6 | 221.3 | 259.7 | 261.2 | 241.9 | 245.5 | 220.8 | 197.1 | 155.8 | 172.6 | 174.3 | 173.4 | 195.8
|  | GWh | LLOSS | LOSSES to CF | 13.6 | 14.3 | 10.3 | 6 | 4.5 | 7.9 | 9.9 | 10 | 10.7 | 12.4 | 14.5 | 17.7 | 18 | 16.6 | 16.1 | 13.6 | 11.5 | 8.9 | 9.9 | 10 | 10.7 | 12.5 | 14.6 | 17.9 | 17.8 | 16.4 | 16 | 13.5 | 11.5 | 8.9 | 9.9 | 10 | 10.6 | 12.4 | 14.5 | 17.7 | 17.7 | 16.3 | 15.9 | 13.5 | 11.4 | 8.9 | 9.9 | 10 | 10.6 | 12.4 | 14.5 | 17.6 | 17.7 | 16.4 | 15.9 | 13.5 | 11.4 | 8.9 | 9.9 | 10 | 10.6 | 12.4 | 14.5 | 17.7 | 17.7 | 16.4 | 15.9 | 13.5 | 11.4 | 8.9 | 9.9 | 10 | 10.6 | 12.4 | 14.5 | 17.7 | 13.7 | 14.3 | 11.3 | 12.8 | 11.4 | 8.9 | 9.9 | 10 | 10.7 | 12.4 | 14.5 | 17.7 | 17.8 | 16.4 | 16 | 13.5 | 11.5 | 8.9 | 9.9 | 10 | 10.7 | 12.5 | 14.5 | 17.8 | 17.8 | 16.5 | 16 | 13.5 | 11.5 | 8.9 | 9.9 | 10 | 10.7 | 12.5 | 14.6 | 17.8 | 17.9 | 16.5 | 16 | 13.5 | 11.5 | 8.9 | 9.9 | 10 | 10.7 | 12.5 | 14.6 | 17.8 | 17.9 | 16.5 | 16.1 | 13.6 | 11.5 | 8.9 | 9.9 | 10 | 10.7 | 12.5 | 14.6 | 17.8 | 17.9 | 16.6 | 16.1 | 13.6 | 11.5 | 8.9 | 9.9 | 10 | 10.7 | 12.5 | 14.6 | 17.9 | 13.8 | 14.4 | 11.3 | 12.8 | 11.5 | 8.9 | 9.9 | 10 | 10.7 | 12.5 | 14.6 | 17.9 | 18 | 16.6 | 16.1 | 13.6 | 11.5 | 8.9 | 9.9 | 10 | 10.7 | 12.5 | 14.7 | 17.9 | 18 | 16.6 | 16.2 | 13.6 | 11.5 | 8.9 | 9.9 | 10 | 10.7 | 12.5 | 14.7 | 18 | 18.1 | 16.7 | 16.2 | 13.6 | 11.5 | 8.9 | 9.9 | 10 | 10.7 | 12.6 | 14.7 | 18 | 18.1 | 16.7 | 16.2 | 13.7 | 11.6 | 8.9 | 10 | 10.1 | 10.7 | 12.6 | 14.7 | 18 | 18.1 | 16.7 | 16.2 | 13.7 | 11.6 | 8.9 | 10 | 10.1 | 10.7 | 12.6 | 14.7 | 18.1 | 13.9 | 14.5 | 11.4 | 12.9 | 11.6 | 9 | 10 | 10.1 | 10.7 | 12.6 | 14.8 | 18.1 | 18.2 | 16.8 | 16.3 | 13.7 | 11.6 | 9 | 10 | 10.1 | 10.7 | 12.6 | 14.8 | 18.1 | 18.2 | 16.8 | 16.3 | 13.7 | 11.6 | 9 | 10 | 10.1 | 10.8 | 12.6
|  | GWh | LINTERNAL | LABRADOR INTERNAL REQ'D (at CF) | 269 | 252.6 | 229.5 | 110.7 | 83.4 | 145.8 | 181.5 | 183.3 | 182.6 | 205.3 | 232 | 272.4 | 275.8 | 255.4 | 258.6 | 232.2 | 207 | 163.6 | 181.5 | 183.3 | 182.7 | 206.4 | 233.5 | 274.5 | 274.1 | 253.8 | 257.4 | 230.9 | 206.1 | 163 | 180.9 | 182.7 | 181.8 | 205.4 | 232.3 | 272.9 | 273 | 252.8 | 256.4 | 230.2 | 205.5 | 162.6 | 180.6 | 182.4 | 181.6 | 204.9 | 231.6 | 271.8 | 273.3 | 253.3 | 256.6 | 230.3 | 205.7 | 162.7 | 180.6 | 182.4 | 181.6 | 204.9 | 231.7 | 272.2 | 273.6 | 253.4 | 256.7 | 230.5 | 205.7 | 162.8 | 180.8 | 182.6 | 181.7 | 205.1 | 232 | 272.4 | 269.9 | 251.6 | 252.5 | 230.2 | 205.9 | 162.9 | 180.8 | 182.6 | 182 | 205.3 | 232.3 | 272.8 | 274.5 | 254.1 | 257.5 | 231.2 | 206.3 | 163 | 180.9 | 182.7 | 182.1 | 205.7 | 232.6 | 273.3 | 274.8 | 254.6 | 257.8 | 231.4 | 206.5 | 163.2 | 181.1 | 182.9 | 182.3 | 206 | 232.9 | 273.6 | 275.3 | 254.9 | 258.2 | 231.6 | 206.6 | 163.3 | 181.2 | 183 | 182.4 | 206.1 | 233.2 | 274 | 275.8 | 255.3 | 258.6 | 232.1 | 206.9 | 163.5 | 181.4 | 183.2 | 182.6 | 206.3 | 233.5 | 274.5 | 276.1 | 255.7 | 258.9 | 232.3 | 207 | 163.6 | 181.5 | 183.3 | 182.8 | 206.6 | 233.8 | 274.9 | 272.4 | 253.8 | 254.5 | 231.8 | 207.2 | 163.8 | 181.5 | 183.3 | 183 | 206.8 | 234.1 | 275.2 | 276.9 | 256.3 | 259.6 | 232.7 | 207.4 | 164 | 181.7 | 183.6 | 183.1 | 207 | 234.5 | 275.7 | 277.2 | 256.7 | 260 | 233 | 207.6 | 164.1 | 181.9 | 183.7 | 183.2 | 207.1 | 234.7 | 276.1 | 277.7 | 257.1 | 260.4 | 233.3 | 207.7 | 164.1 | 182 | 183.8 | 183.3 | 207.5 | 235 | 276.4 | 278 | 257.3 | 260.6 | 233.6 | 208 | 164.3 | 182.3 | 184.1 | 183.4 | 207.6 | 235.2 | 276.8 | 278.3 | 257.7 | 260.9 | 233.8 | 208.1 | 164.4 | 182.3 | 184.1 | 183.6 | 207.9 | 235.6 | 277.2 | 274.5 | 255.8 | 256.3 | 233.2 | 208.3 | 164.7 | 182.4 | 184.2 | 183.7 | 208.1 | 235.8 | 277.4 | 279.1 | 258.4 | 261.5 | 234.4 | 208.5 | 164.7 | 182.6 | 184.4 | 183.8 | 208.2 | 236.1 | 277.8 | 279.4 | 258.7 | 261.8 | 234.5 | 208.7 | 164.8 | 182.6 | 184.4 | 184.2 | 208.4
|  | GWh | TWINSOLD | Total Twinco Block Sold (at CF) | 167.4 | 151.2 | 167.175 | 78.4148 | 58.182 | 125.1222 | 159.3127 | 161.1057 | 155.8558 | 163.1402 | 162.225 | 167.4 | 167.4 | 151.2 | 167.175 | 162 | 164.2575 | 142.167 | 159.256 | 161.058 | 155.0673 | 163.0349 | 162.225 | 167.4 | 167.4 | 156.6 | 167.175 | 162 | 164.2311 | 142.6334 | 159.627 | 161.429 | 155.4408 | 163.0349 | 162.225 | 167.4 | 167.4 | 151.2 | 167.175 | 162 | 164.2311 | 142.7288 | 159.627 | 161.429 | 155.6004 | 163.0349 | 162.225 | 167.4 | 167.4 | 151.2 | 167.175 | 162 | 164.2311 | 142.7288 | 159.627 | 161.429 | 155.6004 | 163.0349 | 162.225 | 167.4 | 167.4 | 151.2 | 167.175 | 162 | 164.2311 | 142.7288 | 159.7065 | 161.5085 | 155.6004 | 163.0349 | 162.225 | 167.4 | 167.4 | 156.6 | 167.175 | 162 | 167.4 | 142.8242 | 158.9735 | 160.7665 | 155.6802 | 163.0349 | 162.225 | 167.4 | 167.4 | 151.2 | 167.175 | 162 | 164.2311 | 142.8242 | 159.7065 | 161.5085 | 155.6802 | 163.0349 | 162.225 | 167.4 | 167.4 | 151.2 | 167.175 | 162 | 164.2311 | 142.9196 | 159.786 | 161.588 | 155.76 | 163.0349 | 162.225 | 167.4 | 167.4 | 151.2 | 167.175 | 162 | 164.2311 | 142.9196 | 159.786 | 161.588 | 155.76 | 163.0349 | 162.225 | 167.4 | 167.4 | 156.6 | 167.175 | 162 | 164.2311 | 143.015 | 159.8655 | 161.6675 | 155.8398 | 163.0349 | 162.225 | 167.4 | 167.4 | 151.2 | 167.175 | 162 | 164.2311 | 143.015 | 159.8655 | 161.6675 | 155.9196 | 163.0349 | 162.225 | 167.4 | 167.4 | 151.2 | 167.175 | 162 | 167.4 | 143.1104 | 159.1325 | 160.9255 | 155.9994 | 163.0349 | 162.225 | 167.4 | 167.4 | 151.2 | 167.175 | 162 | 164.2311 | 143.2058 | 159.945 | 161.8265 | 155.9994 | 163.0349 | 162.225 | 167.4 | 167.4 | 156.6 | 167.175 | 162 | 164.2311 | 143.2058 | 160.0245 | 161.8265 | 155.9994 | 163.0349 | 162.225 | 167.4 | 167.4 | 151.2 | 167.175 | 162 | 164.2311 | 143.2058 | 160.0245 | 161.8265 | 156.0792 | 163.0349 | 162.225 | 167.4 | 167.4 | 151.2 | 167.175 | 162 | 164.2311 | 143.3012 | 160.104 | 161.906 | 156.0792 | 163.0349 | 162.225 | 167.4 | 167.4 | 151.2 | 167.175 | 162 | 164.2311 | 143.3012 | 160.104 | 161.906 | 156.159 | 163.0349 | 162.225 | 167.4 | 167.4 | 156.6 | 167.175 | 162 | 167.4 | 143.3966 | 159.371 | 161.164 | 156.159 | 163.0349 | 162.225 | 167.4 | 167.4 | 151.2 | 167.175 | 162 | 164.2311 | 143.3966 | 160.1835 | 161.9855 | 156.159 | 163.0349 | 162.225 | 167.4 | 167.4 | 151.2 | 167.175 | 162 | 164.2311 | 143.3966 | 160.1835 | 161.9855 | 156.3186 | 163.0349
|  | GWh | TWININD | Twinco Block Sold to Industry (at CF) | 162.4831 | 148.9386 | 143.3267 | 41.9818 | 33.284 | 109.392 | 146.9197 | 148.7127 | 140.6236 | 146.101 | 154.812 | 161.7259 | 161.576 | 147.4764 | 160.3642 | 158.2327 | 154.83 | 126.246 | 146.704 | 148.506 | 139.6755 | 145.5744 | 154.28 | 161.2258 | 161.475 | 147.3786 | 160.2632 | 158.9262 | 154.7245 | 126.14 | 146.598 | 148.4 | 139.5702 | 145.5744 | 154.28 | 161.2258 | 161.475 | 147.3786 | 160.2632 | 158.9262 | 154.7245 | 126.14 | 146.598 | 148.4 | 139.5702 | 145.5744 | 154.28 | 161.2258 | 161.475 | 147.3786 | 160.2632 | 158.9262 | 154.7245 | 126.14 | 146.598 | 148.4 | 139.5702 | 145.5744 | 154.28 | 161.2258 | 161.475 | 147.3786 | 160.2632 | 158.9262 | 154.7245 | 126.14 | 146.598 | 148.4 | 139.5702 | 145.5744 | 154.28 | 161.2258 | 160.973 | 146.6039 | 151.9435 | 159.4461 | 155.502 | 126.14 | 145.865 | 147.658 | 139.5702 | 145.5744 | 154.28 | 161.2258 | 161.475 | 147.3786 | 160.2632 | 158.1276 | 154.7245 | 126.14 | 146.598 | 148.4 | 139.5702 | 145.5744 | 154.28 | 161.2258 | 161.475 | 147.3786 | 160.2632 | 158.9262 | 154.7245 | 126.14 | 146.598 | 148.4 | 139.5702 | 145.5744 | 154.28 | 161.2258 | 161.475 | 147.3786 | 160.2632 | 158.9262 | 154.7245 | 126.14 | 146.598 | 148.4 | 139.5702 | 145.5744 | 154.28 | 161.2258 | 161.475 | 147.3786 | 160.2632 | 158.9262 | 154.7245 | 126.14 | 146.598 | 148.4 | 139.5702 | 145.5744 | 154.28 | 161.2258 | 161.475 | 147.3786 | 160.2632 | 158.9262 | 154.7245 | 126.14 | 146.598 | 148.4 | 139.5702 | 145.5744 | 154.28 | 161.2258 | 160.973 | 146.6039 | 151.9435 | 159.4461 | 155.502 | 126.14 | 145.865 | 147.658 | 139.5702 | 145.5744 | 154.28 | 161.2258 | 161.475 | 147.3786 | 160.2632 | 158.1276 | 154.7245 | 126.14 | 146.598 | 148.4 | 139.5702 | 145.5744 | 154.28 | 161.2258 | 161.475 | 147.3786 | 160.2632 | 158.9262 | 154.7245 | 126.14 | 146.598 | 148.4 | 139.5702 | 145.5744 | 154.28 | 161.2258 | 161.475 | 147.3786 | 160.2632 | 158.9262 | 154.7245 | 126.14 | 146.598 | 148.4 | 139.5702 | 145.5744 | 154.28 | 161.2258 | 161.475 | 147.3786 | 160.2632 | 158.9262 | 154.7245 | 126.14 | 146.598 | 148.4 | 139.5702 | 145.5744 | 154.28 | 161.2258 | 161.475 | 147.3786 | 160.2632 | 158.9262 | 154.7245 | 126.14 | 146.598 | 148.4 | 139.5702 | 145.5744 | 154.28 | 161.2258 | 160.973 | 146.6039 | 151.9435 | 159.4461 | 155.502 | 126.14 | 145.865 | 147.658 | 139.5702 | 145.5744 | 154.28 | 161.2258 | 161.475 | 147.3786 | 160.2632 | 158.1276 | 154.7245 | 126.14 | 146.598 | 148.4 | 139.5702 | 145.5744 | 154.28 | 161.2258 | 161.475 | 147.3786 | 160.2632 | 158.9262 | 154.7245 | 126.14 | 146.598 | 148.4 | 139.5702 | 145.5744
|  | GWh | TWINUT | Twinco Block Sold to Utility (at CF) | 4.9169 | 2.2614 | 23.8483 | 36.433 | 24.898 | 15.7302 | 12.393 | 12.393 | 15.2322 | 17.0392 | 7.413 | 5.6741 | 5.824 | 3.7236 | 6.8108 | 3.7673 | 9.4275 | 15.921 | 12.552 | 12.552 | 15.3918 | 17.4605 | 7.945 | 6.1742 | 5.925 | 9.2214 | 6.9118 | 3.0738 | 9.5066 | 16.4934 | 13.029 | 13.029 | 15.8706 | 17.4605 | 7.945 | 6.1742 | 5.925 | 3.8214 | 6.9118 | 3.0738 | 9.5066 | 16.5888 | 13.029 | 13.029 | 16.0302 | 17.4605 | 7.945 | 6.1742 | 5.925 | 3.8214 | 6.9118 | 3.0738 | 9.5066 | 16.5888 | 13.029 | 13.029 | 16.0302 | 17.4605 | 7.945 | 6.1742 | 5.925 | 3.8214 | 6.9118 | 3.0738 | 9.5066 | 16.5888 | 13.1085 | 13.1085 | 16.0302 | 17.4605 | 7.945 | 6.1742 | 6.427 | 9.9961 | 15.2315 | 2.5539 | 11.898 | 16.6842 | 13.1085 | 13.1085 | 16.11 | 17.4605 | 7.945 | 6.1742 | 5.925 | 3.8214 | 6.9118 | 3.8724 | 9.5066 | 16.6842 | 13.1085 | 13.1085 | 16.11 | 17.4605 | 7.945 | 6.1742 | 5.925 | 3.8214 | 6.9118 | 3.0738 | 9.5066 | 16.7796 | 13.188 | 13.188 | 16.1898 | 17.4605 | 7.945 | 6.1742 | 5.925 | 3.8214 | 6.9118 | 3.0738 | 9.5066 | 16.7796 | 13.188 | 13.188 | 16.1898 | 17.4605 | 7.945 | 6.1742 | 5.925 | 9.2214 | 6.9118 | 3.0738 | 9.5066 | 16.875 | 13.2675 | 13.2675 | 16.2696 | 17.4605 | 7.945 | 6.1742 | 5.925 | 3.8214 | 6.9118 | 3.0738 | 9.5066 | 16.875 | 13.2675 | 13.2675 | 16.3494 | 17.4605 | 7.945 | 6.1742 | 6.427 | 4.5961 | 15.2315 | 2.5539 | 11.898 | 16.9704 | 13.2675 | 13.2675 | 16.4292 | 17.4605 | 7.945 | 6.1742 | 5.925 | 3.8214 | 6.9118 | 3.8724 | 9.5066 | 17.0658 | 13.347 | 13.4265 | 16.4292 | 17.4605 | 7.945 | 6.1742 | 5.925 | 9.2214 | 6.9118 | 3.0738 | 9.5066 | 17.0658 | 13.4265 | 13.4265 | 16.4292 | 17.4605 | 7.945 | 6.1742 | 5.925 | 3.8214 | 6.9118 | 3.0738 | 9.5066 | 17.0658 | 13.4265 | 13.4265 | 16.509 | 17.4605 | 7.945 | 6.1742 | 5.925 | 3.8214 | 6.9118 | 3.0738 | 9.5066 | 17.1612 | 13.506 | 13.506 | 16.509 | 17.4605 | 7.945 | 6.1742 | 5.925 | 3.8214 | 6.9118 | 3.0738 | 9.5066 | 17.1612 | 13.506 | 13.506 | 16.5888 | 17.4605 | 7.945 | 6.1742 | 6.427 | 9.9961 | 15.2315 | 2.5539 | 11.898 | 17.2566 | 13.506 | 13.506 | 16.5888 | 17.4605 | 7.945 | 6.1742 | 5.925 | 3.8214 | 6.9118 | 3.8724 | 9.5066 | 17.2566 | 13.5855 | 13.5855 | 16.5888 | 17.4605 | 7.945 | 6.1742 | 5.925 | 3.8214 | 6.9118 | 3.0738 | 9.5066 | 17.2566 | 13.5855 | 13.5855 | 16.7484 | 17.4605
|  | GWh | TWINEX | Twinco Excess not Purchased from CF(L)Co (at CF) | 0 | 0 | 0 | 83.5852 | 109.218 | 36.8778 | 8.0873 | 6.2943 | 6.1442 | 4.2598 | 0 | 0 | 0 | 0 | 0 | 0 | 3.1425 | 19.833 | 8.144 | 6.342 | 6.9327 | 4.3651 | 0 | 0 | 0 | 0 | 0 | 0 | 3.1689 | 19.3666 | 7.773 | 5.971 | 6.5592 | 4.3651 | 0 | 0 | 0 | 0 | 0 | 0 | 3.1689 | 19.2712 | 7.773 | 5.971 | 6.3996 | 4.3651 | 0 | 0 | 0 | 0 | 0 | 0 | 3.1689 | 19.2712 | 7.773 | 5.971 | 6.3996 | 4.3651 | 0 | 0 | 0 | 0 | 0 | 0 | 3.1689 | 19.2712 | 7.6935 | 5.8915 | 6.3996 | 4.3651 | 0 | 0 | 0 | 0 | 0 | 0 | 0 | 19.1758 | 8.4265 | 6.6335 | 6.3198 | 4.3651 | 0 | 0 | 0 | 0 | 0 | 0 | 3.1689 | 19.1758 | 7.6935 | 5.8915 | 6.3198 | 4.3651 | 0 | 0 | 0 | 0 | 0 | 0 | 3.1689 | 19.0804 | 7.614 | 5.812 | 6.24 | 4.3651 | 0 | 0 | 0 | 0 | 0 | 0 | 3.1689 | 19.0804 | 7.614 | 5.812 | 6.24 | 4.3651 | 0 | 0 | 0 | 0 | 0 | 0 | 3.1689 | 18.985 | 7.5345 | 5.7325 | 6.1602 | 4.3651 | 0 | 0 | 0 | 0 | 0 | 0 | 3.1689 | 18.985 | 7.5345 | 5.7325 | 6.0804 | 4.3651 | 0 | 0 | 0 | 0 | 0 | 0 | 0 | 18.8896 | 8.2675 | 6.4745 | 6.0006 | 4.3651 | 0 | 0 | 0 | 0 | 0 | 0 | 3.1689 | 18.7942 | 7.455 | 5.5735 | 6.0006 | 4.3651 | 0 | 0 | 0 | 0 | 0 | 0 | 3.1689 | 18.7942 | 7.3755 | 5.5735 | 6.0006 | 4.3651 | 0 | 0 | 0 | 0 | 0 | 0 | 3.1689 | 18.7942 | 7.3755 | 5.5735 | 5.9208 | 4.3651 | 0 | 0 | 0 | 0 | 0 | 0 | 3.1689 | 18.6988 | 7.296 | 5.494 | 5.9208 | 4.3651 | 0 | 0 | 0 | 0 | 0 | 0 | 3.1689 | 18.6988 | 7.296 | 5.494 | 5.841 | 4.3651 | 0 | 0 | 0 | 0 | 0 | 0 | 0 | 18.6034 | 8.029 | 6.236 | 5.841 | 4.3651 | 0 | 0 | 0 | 0 | 0 | 0 | 3.1689 | 18.6034 | 7.2165 | 5.4145 | 5.841 | 4.3651 | 0 | 0 | 0 | 0 | 0 | 0 | 3.1689 | 18.6034 | 7.2165 | 5.4145 | 5.6814 | 4.3651
|  | GWh | TOTRECALL | Total Recall used by Hydro @ CF | 101.6 | 101.4 | 62.325 | 32.2852 | 25.218 | 20.6778 | 22.1873 | 22.1943 | 26.7442 | 42.1598 | 69.775 | 105 | 108.4 | 104.2 | 91.425 | 70.2 | 42.7425 | 21.433 | 22.244 | 22.242 | 27.6327 | 43.3651 | 71.275 | 107.1 | 106.7 | 97.2 | 90.225 | 68.9 | 41.8689 | 20.3666 | 21.273 | 21.271 | 26.3592 | 42.3651 | 70.075 | 105.5 | 105.6 | 101.6 | 89.225 | 68.2 | 41.2689 | 19.8712 | 20.973 | 20.971 | 25.9996 | 41.8651 | 69.375 | 104.4 | 105.9 | 102.1 | 89.425 | 68.3 | 41.4689 | 19.9712 | 20.973 | 20.971 | 25.9996 | 41.8651 | 69.475 | 104.8 | 106.2 | 102.2 | 89.525 | 68.5 | 41.4689 | 20.0712 | 21.0935 | 21.0915 | 26.0996 | 42.0651 | 69.775 | 105 | 102.5 | 95 | 85.325 | 68.2 | 38.5 | 20.0758 | 21.8265 | 21.8335 | 26.3198 | 42.2651 | 70.075 | 105.4 | 107.1 | 102.9 | 90.325 | 69.2 | 42.0689 | 20.1758 | 21.1935 | 21.1915 | 26.4198 | 42.6651 | 70.375 | 105.9 | 107.4 | 103.4 | 90.625 | 69.4 | 42.2689 | 20.2804 | 21.314 | 21.312 | 26.54 | 42.9651 | 70.675 | 106.2 | 107.9 | 103.7 | 91.025 | 69.6 | 42.3689 | 20.3804 | 21.414 | 21.412 | 26.64 | 43.0651 | 70.975 | 106.6 | 108.4 | 98.7 | 91.425 | 70.1 | 42.6689 | 20.485 | 21.5345 | 21.5325 | 26.7602 | 43.2651 | 71.275 | 107.1 | 108.7 | 104.5 | 91.725 | 70.3 | 42.7689 | 20.585 | 21.6345 | 21.6325 | 26.8804 | 43.5651 | 71.575 | 107.5 | 105 | 102.6 | 87.325 | 69.8 | 39.8 | 20.6896 | 22.3675 | 22.3745 | 27.0006 | 43.7651 | 71.875 | 107.8 | 109.5 | 105.1 | 92.425 | 70.7 | 43.1689 | 20.7942 | 21.755 | 21.7735 | 27.1006 | 43.9651 | 72.275 | 108.3 | 109.8 | 100.1 | 92.825 | 71 | 43.3689 | 20.8942 | 21.8755 | 21.8735 | 27.2006 | 44.0651 | 72.475 | 108.7 | 110.3 | 105.9 | 93.225 | 71.3 | 43.4689 | 20.8942 | 21.9755 | 21.9735 | 27.2208 | 44.4651 | 72.775 | 109 | 110.6 | 106.1 | 93.425 | 71.6 | 43.7689 | 20.9988 | 22.196 | 22.194 | 27.3208 | 44.5651 | 72.975 | 109.4 | 110.9 | 106.5 | 93.725 | 71.8 | 43.8689 | 21.0988 | 22.196 | 22.194 | 27.441 | 44.8651 | 73.375 | 109.8 | 107.1 | 99.2 | 89.125 | 71.2 | 40.9 | 21.3034 | 23.029 | 23.036 | 27.541 | 45.0651 | 73.575 | 110 | 111.7 | 107.2 | 94.325 | 72.4 | 44.2689 | 21.3034 | 22.4165 | 22.4145 | 27.641 | 45.1651 | 73.875 | 110.4 | 112 | 107.5 | 94.625 | 72.5 | 44.4689 | 21.4034 | 22.4165 | 22.4145 | 27.8814 | 45.3651
|  | GWh | RECALLIND | Recall used for Industrial Load @ CF | 8.5517 | 14.7302 | 14.1752 | 0 | 0 | 0 | 0.73829 | 0.7473 | 1.4204 | 1.4758 | 0 | 10.3229 | 8.504 | 12.824 | 8.4402 | 1.5983 | 0.77804 | 0 | 0 | 0 | 1.4109 | 1.4704 | 0 | 10.291 | 8.4987 | 12.8155 | 8.4349 | 0.79862 | 0.77751 | 0 | 0 | 0 | 1.4098 | 1.4704 | 0 | 10.291 | 8.4987 | 12.8155 | 8.4349 | 0.79862 | 0.77751 | 0 | 0 | 0 | 1.4098 | 1.4704 | 0 | 10.291 | 8.4987 | 12.8155 | 8.4349 | 0.79862 | 0.77751 | 0 | 0 | 0 | 1.4098 | 1.4704 | 0 | 10.291 | 8.4987 | 12.8155 | 8.4349 | 0.79862 | 0.77751 | 0 | 0 | 0 | 1.4098 | 1.4704 | 0 | 10.291 | 8.4723 | 14.4993 | 15.0274 | 0 | 0 | 0 | 0.73299 | 0.742 | 1.4098 | 1.4704 | 0 | 10.291 | 8.4987 | 12.8155 | 8.4349 | 1.5972 | 0.77751 | 0 | 0 | 0 | 1.4098 | 1.4704 | 0 | 10.291 | 8.4987 | 12.8155 | 8.4349 | 0.79862 | 0.77751 | 0 | 0 | 0 | 1.4098 | 1.4704 | 0 | 10.291 | 8.4987 | 12.8155 | 8.4349 | 0.79862 | 0.77751 | 0 | 0 | 0 | 1.4098 | 1.4704 | 0 | 10.291 | 8.4987 | 12.8155 | 8.4349 | 0.79862 | 0.77751 | 0 | 0 | 0 | 1.4098 | 1.4704 | 0 | 10.291 | 8.4987 | 12.8155 | 8.4349 | 0.79862 | 0.77751 | 0 | 0 | 0 | 1.4098 | 1.4704 | 0 | 10.291 | 8.4723 | 14.4993 | 15.0274 | 0 | 0 | 0 | 0.73299 | 0.742 | 1.4098 | 1.4704 | 0 | 10.291 | 8.4987 | 12.8155 | 8.4349 | 1.5972 | 0.77751 | 0 | 0 | 0 | 1.4098 | 1.4704 | 0 | 10.291 | 8.4987 | 12.8155 | 8.4349 | 0.79862 | 0.77751 | 0 | 0 | 0 | 1.4098 | 1.4704 | 0 | 10.291 | 8.4987 | 12.8155 | 8.4349 | 0.79862 | 0.77751 | 0 | 0 | 0 | 1.4098 | 1.4704 | 0 | 10.291 | 8.4987 | 12.8155 | 8.4349 | 0.79862 | 0.77751 | 0 | 0 | 0 | 1.4098 | 1.4704 | 0 | 10.291 | 8.4987 | 12.8155 | 8.4349 | 0.79862 | 0.77751 | 0 | 0 | 0 | 1.4098 | 1.4704 | 0 | 10.291 | 8.4723 | 14.4993 | 15.0274 | 0 | 0 | 0 | 0.73299 | 0.742 | 1.4098 | 1.4704 | 0 | 10.291 | 8.4987 | 12.8155 | 8.4349 | 1.5972 | 0.77751 | 0 | 0 | 0 | 1.4098 | 1.4704 | 0 | 10.291 | 8.4987 | 12.8155 | 8.4349 | 0.79862 | 0.77751 | 0 | 0 | 0 | 1.4098 | 1.4704
|  | GWh | RECALLUT | Recall used for Utility Load @ CF | 93.0483 | 86.6698 | 48.1498 | 32.2852 | 25.218 | 20.6778 | 21.449 | 21.447 | 25.3238 | 40.684 | 69.775 | 94.6771 | 99.896 | 91.376 | 82.9848 | 68.6017 | 41.9645 | 21.433 | 22.244 | 22.242 | 26.2218 | 41.8947 | 71.275 | 96.809 | 98.2013 | 84.3845 | 81.7901 | 68.1014 | 41.0914 | 20.3666 | 21.273 | 21.271 | 24.9494 | 40.8947 | 70.075 | 95.209 | 97.1013 | 88.7845 | 80.7901 | 67.4014 | 40.4914 | 19.8712 | 20.973 | 20.971 | 24.5898 | 40.3947 | 69.375 | 94.109 | 97.4013 | 89.2845 | 80.9901 | 67.5014 | 40.6914 | 19.9712 | 20.973 | 20.971 | 24.5898 | 40.3947 | 69.475 | 94.509 | 97.7013 | 89.3845 | 81.0901 | 67.7014 | 40.6914 | 20.0712 | 21.0935 | 21.0915 | 24.6898 | 40.5947 | 69.775 | 94.709 | 94.0277 | 80.5007 | 70.2976 | 68.2 | 38.5 | 20.0758 | 21.0935 | 21.0915 | 24.91 | 40.7947 | 70.075 | 95.109 | 98.6013 | 90.0845 | 81.8901 | 67.6028 | 41.2914 | 20.1758 | 21.1935 | 21.1915 | 25.01 | 41.1947 | 70.375 | 95.609 | 98.9013 | 90.5845 | 82.1901 | 68.6014 | 41.4914 | 20.2804 | 21.314 | 21.312 | 25.1302 | 41.4947 | 70.675 | 95.909 | 99.4013 | 90.8845 | 82.5901 | 68.8014 | 41.5914 | 20.3804 | 21.414 | 21.412 | 25.2302 | 41.5947 | 70.975 | 96.309 | 99.9013 | 85.8845 | 82.9901 | 69.3014 | 41.8914 | 20.485 | 21.5345 | 21.5325 | 25.3504 | 41.7947 | 71.275 | 96.809 | 100.2013 | 91.6845 | 83.2901 | 69.5014 | 41.9914 | 20.585 | 21.6345 | 21.6325 | 25.4706 | 42.0947 | 71.575 | 97.209 | 96.5277 | 88.1007 | 72.2976 | 69.8 | 39.8 | 20.6896 | 21.6345 | 21.6325 | 25.5908 | 42.2947 | 71.875 | 97.509 | 101.0013 | 92.2845 | 83.9901 | 69.1028 | 42.3914 | 20.7942 | 21.755 | 21.7735 | 25.6908 | 42.4947 | 72.275 | 98.009 | 101.3013 | 87.2845 | 84.3901 | 70.2014 | 42.5914 | 20.8942 | 21.8755 | 21.8735 | 25.7908 | 42.5947 | 72.475 | 98.409 | 101.8013 | 93.0845 | 84.7901 | 70.5014 | 42.6914 | 20.8942 | 21.9755 | 21.9735 | 25.811 | 42.9947 | 72.775 | 98.709 | 102.1013 | 93.2845 | 84.9901 | 70.8014 | 42.9914 | 20.9988 | 22.196 | 22.194 | 25.911 | 43.0947 | 72.975 | 99.109 | 102.4013 | 93.6845 | 85.2901 | 71.0014 | 43.0914 | 21.0988 | 22.196 | 22.194 | 26.0312 | 43.3947 | 73.375 | 99.509 | 98.6277 | 84.7007 | 74.0976 | 71.2 | 40.9 | 21.3034 | 22.296 | 22.294 | 26.1312 | 43.5947 | 73.575 | 99.709 | 103.2013 | 94.3845 | 85.8901 | 70.8028 | 43.4914 | 21.3034 | 22.4165 | 22.4145 | 26.2312 | 43.6947 | 73.875 | 100.109 | 103.5013 | 94.6845 | 86.1901 | 71.7014 | 43.6914 | 21.4034 | 22.4165 | 22.4145 | 26.4716 | 43.8947
AVAILABLE FOR INTERPROVINCIAL MARKET
|  | GWh | EXPORTCF | EXPORT DELIVERIES (at CF) | 103.9002 | 84.2131 | 142.899 | 166.5848 | 180.2822 | 178.1922 | 180.113 | 183.3059 | 172.1258 | 163.3404 | 129.3724 | 100.5002 | 97.1002 | 81.4131 | 113.799 | 128.67 | 162.7577 | 177.437 | 180.0562 | 183.2582 | 171.2373 | 162.1351 | 127.8724 | 98.4002 | 98.8002 | 95.0422 | 114.999 | 129.97 | 163.6314 | 178.5034 | 174.4272 | 184.2292 | 172.5108 | 163.1351 | 129.0724 | 100.0002 | 99.9002 | 84.0131 | 115.999 | 130.67 | 164.2314 | 178.9988 | 181.3272 | 184.5292 | 172.8704 | 163.6351 | 129.7724 | 101.1002 | 99.6002 | 83.5131 | 115.799 | 130.57 | 164.0314 | 178.8988 | 181.3272 | 184.5292 | 172.8704 | 163.6351 | 129.6724 | 100.7002 | 99.3002 | 83.4131 | 115.699 | 130.37 | 164.0314 | 178.7988 | 181.2067 | 184.4087 | 172.7704 | 163.4351 | 129.3724 | 100.5002 | 103.0002 | 97.2422 | 119.899 | 130.67 | 167.0002 | 178.7942 | 173.8737 | 183.6667 | 172.5502 | 163.2351 | 129.0724 | 100.1002 | 98.4002 | 82.7131 | 114.899 | 129.67 | 163.4314 | 178.6942 | 181.1067 | 184.3087 | 172.4502 | 162.8351 | 128.7724 | 99.6002 | 98.1002 | 82.2131 | 114.599 | 129.47 | 163.2314 | 178.5896 | 180.9862 | 184.1882 | 172.33 | 162.5351 | 128.4724 | 99.3002 | 97.6002 | 81.9131 | 114.199 | 129.27 | 163.1314 | 178.4896 | 180.8862 | 184.0882 | 172.23 | 162.4351 | 128.1724 | 98.9002 | 97.1002 | 93.5422 | 113.799 | 128.77 | 162.8314 | 178.385 | 174.1657 | 183.9677 | 172.1098 | 162.2351 | 127.8724 | 98.4002 | 96.8002 | 81.1131 | 113.499 | 128.57 | 162.7314 | 178.285 | 180.6657 | 183.8677 | 171.9896 | 161.9351 | 127.5724 | 98.0002 | 100.5002 | 83.0131 | 117.899 | 129.07 | 165.7002 | 178.1804 | 179.9328 | 183.1257 | 171.8694 | 161.7351 | 127.2724 | 97.7002 | 96.0002 | 80.5131 | 112.799 | 128.17 | 162.3314 | 178.0758 | 180.5452 | 183.7267 | 171.7694 | 161.5351 | 126.8724 | 97.2002 | 95.7002 | 92.1422 | 112.399 | 127.87 | 162.1314 | 177.9758 | 173.8247 | 183.6267 | 171.6694 | 161.4351 | 126.6724 | 96.8002 | 95.2002 | 79.7131 | 111.999 | 127.57 | 162.0314 | 177.9758 | 180.3247 | 183.5267 | 171.6492 | 161.0351 | 126.3724 | 96.5002 | 94.9002 | 79.5131 | 111.799 | 127.27 | 161.7314 | 177.8712 | 180.1042 | 183.3062 | 171.5492 | 160.9351 | 126.1724 | 96.1002 | 94.6002 | 79.1131 | 111.499 | 127.07 | 161.6314 | 177.7712 | 180.1042 | 183.3062 | 171.429 | 160.6351 | 125.7724 | 95.7002 | 98.4002 | 93.0422 | 116.099 | 127.67 | 164.6002 | 177.5666 | 172.6712 | 182.4642 | 171.329 | 160.4351 | 125.5724 | 95.5002 | 93.8002 | 78.4131 | 110.899 | 126.47 | 161.2314 | 177.5666 | 179.8837 | 183.0857 | 171.229 | 160.3351 | 125.2724 | 95.1002 | 93.5002 | 78.1131 | 110.599 | 126.37 | 161.0314 | 177.4666 | 179.8837 | 183.0857 | 170.9886 | 160.1351
|  | GWh | EXPORTBORDER | EXPORT DELIVERIES (at border) | 101.5607 | 82.3169 | 139.6813 | 162.8337 | 176.2228 | 174.1798 | 176.0573 | 179.1784 | 168.25 | 159.6625 | 126.4593 | 98.2372 | 94.9138 | 79.5799 | 111.2366 | 125.7727 | 159.0929 | 173.4416 | 176.0019 | 179.1318 | 167.3815 | 158.4843 | 124.9931 | 96.1845 | 96.5755 | 92.9021 | 112.4096 | 127.0434 | 159.9468 | 174.484 | 170.4996 | 180.0809 | 168.6263 | 159.4617 | 126.166 | 97.7485 | 97.6508 | 82.1214 | 113.387 | 127.7277 | 160.5333 | 174.9682 | 177.2442 | 180.3741 | 168.9778 | 159.9505 | 126.8503 | 98.8237 | 97.3575 | 81.6326 | 113.1915 | 127.6299 | 160.3378 | 174.8705 | 177.2442 | 180.3741 | 168.9778 | 159.9505 | 126.7525 | 98.4327 | 97.0643 | 81.5349 | 113.0938 | 127.4344 | 160.3378 | 174.7727 | 177.1265 | 180.2564 | 168.8801 | 159.755 | 126.4593 | 98.2372 | 100.681 | 95.0525 | 117.1992 | 127.7277 | 163.2398 | 174.7682 | 169.9586 | 179.5311 | 168.6648 | 159.5595 | 126.166 | 97.8463 | 96.1845 | 80.8506 | 112.3118 | 126.7502 | 159.7513 | 174.6705 | 177.0287 | 180.1586 | 168.5671 | 159.1685 | 125.8728 | 97.3575 | 95.8913 | 80.3619 | 112.0186 | 126.5547 | 159.5558 | 174.5682 | 176.9109 | 180.0408 | 168.4496 | 158.8753 | 125.5796 | 97.0643 | 95.4025 | 80.0687 | 111.6276 | 126.3592 | 159.4581 | 174.4705 | 176.8132 | 179.9431 | 168.3518 | 158.7775 | 125.2863 | 96.6733 | 94.9138 | 91.4358 | 111.2366 | 125.8704 | 159.1648 | 174.3683 | 170.244 | 179.8253 | 168.2344 | 158.582 | 124.9931 | 96.1845 | 94.6206 | 79.2867 | 110.9433 | 125.675 | 159.0671 | 174.2705 | 176.5976 | 179.7275 | 168.1169 | 158.2888 | 124.6998 | 95.7935 | 98.2372 | 81.1439 | 115.2443 | 126.1637 | 161.9691 | 174.1683 | 175.8812 | 179.0022 | 167.9994 | 158.0933 | 124.4066 | 95.5003 | 93.8386 | 78.7002 | 110.2591 | 125.284 | 158.6761 | 174.066 | 176.4799 | 179.5897 | 167.9016 | 157.8978 | 124.0156 | 95.0116 | 93.5453 | 90.0674 | 109.8681 | 124.9907 | 158.4806 | 173.9683 | 169.9107 | 179.492 | 167.8039 | 157.8 | 123.8201 | 94.6206 | 93.0566 | 77.9182 | 109.4771 | 124.6975 | 158.3829 | 173.9683 | 176.2643 | 179.3942 | 167.7841 | 157.409 | 123.5268 | 94.3273 | 92.7633 | 77.7227 | 109.2816 | 124.4042 | 158.0896 | 173.866 | 176.0488 | 179.1787 | 167.6864 | 157.3113 | 123.3313 | 93.9363 | 92.4701 | 77.3317 | 108.9884 | 124.2087 | 157.9919 | 173.7683 | 176.0488 | 179.1787 | 167.5689 | 157.018 | 122.9404 | 93.5453 | 96.1845 | 90.9471 | 113.4848 | 124.7952 | 160.8939 | 173.5683 | 168.7832 | 178.3556 | 167.4711 | 156.8225 | 122.7449 | 93.3498 | 91.6881 | 76.6475 | 108.4019 | 123.6222 | 157.6009 | 173.5683 | 175.8332 | 178.9631 | 167.3734 | 156.7248 | 122.4516 | 92.9588 | 91.3949 | 76.3542 | 108.1086 | 123.5245 | 157.4054 | 173.4705 | 175.8332 | 178.9631 | 167.1384 | 156.5293
|  | GWh | EXPORTMARKET | EXPORT DELIVERIES (at point of sale)
|  |  | LMENIHEK | Hydro-Quebec (Menihek)
|  |  | LLIM | Labrador Iron Mines (Menihek)

## HWI
F1 | E-1 | F3 | COST TRENDS OF ELECTRIC UTILITY CONSTRUCTION | F5 | F6 | F7 | F8 | F9 | F10 | F11 | F12 | F13 | F14 | F15 | F16 | F17 | COST TRENDS OF ELECTRIC UTILITY CONSTRUCTION1 | F19 | F20 | F21 | F22 | F23 | F24 | F25 | F26 | F27 | F28 | F29 | F30 | F31 | COST TRENDS OF ELECTRIC UTILITY CONSTRUCTION2 | F33 | F34 | F35 | F36 | F37 | F38 | F39 | F40 | F41 | F42 | F43 | F44 | F45 | COST TRENDS OF ELECTRIC UTILITY CONSTRUCTION3 | F47 | F48 | F49 | F50 | F51 | F52 | F53 | F54 | F55 | F56 | F57 | F58 | F59 | COST TRENDS OF ELECTRIC UTILITY CONSTRUCTION4 | F61 | F62 | F63 | F64 | F65 | F66 | F67 | F68 | F69 | F70 | F71 | F72 | F73 | COST TRENDS OF ELECTRIC UTILITY CONSTRUCTION5 | F75 | F76 | F77 | F78 | F79 | F80 | F81 | F82 | F83 | F84 | F85 | F86 | F87 | F88 | F89 | F90 | F91 | COST TRENDS OF ELECTRIC UTILITY CONSTRUCTION6 | F93 | F94 | F95 | F96 | F97 | F98 | F99 | F100 | F101 | F102 | F103 | F104 | F105 | COST TRENDS OF ELECTRIC UTILITY CONSTRUCTION7 | F107 | F108 | F109 | F110 | F111 | F112 | F113 | F114 | F115 | F116 | F117 | F118 | F119 | F120 | F121 | F122 | F123 | F124 | F125 | F126 | F127 | F128 | F129 | F130 | COST TRENDS OF ELECTRIC UTILITY CONSTRUCTION8 | F132 | F133 | F134 | F135 | F136 | F137 | F138 | F139 | F140 | F141 | F142 | F143 | F144 | F145 | F146 | F147 | F148 | COST TRENDS OF ELECTRIC UTILITY CONSTRUCTION9 | F150 | F151 | F152 | F153 | F154 | F155 | F156 | F157 | F158 | F159 | F160 | F161 | F162 | F163 | F164 | F165 | F166 | F167 | F168 | F169 | COST TRENDS OF ELECTRIC UTILITY CONSTRUCTION10 | F171 | F172 | F173 | F174 | F175 | F176 | F177 | F178 | F179 | F180 | F181 | F182 | F183 | F184 | F185 | F186 | F187 | F188 | F189
|  |  | NORTH ATLANTIC REGION (1973=100) | [13 empty] | NORTH ATLANTIC REGION (1973=100) | [13 empty] | NORTH ATLANTIC REGION (1973=100) | [13 empty] | NORTH ATLANTIC REGION (1973=100) | [45 empty] | NORTH ATLANTIC REGION (1973=100) | [38 empty] | NORTH ATLANTIC REGION (1973=100) | [17 empty] | NORTH ATLANTIC REGION (1973=100) | [20 empty] | NORTH ATLANTIC REGION (1973=100)
|  |  | COST INDEX NUMBERS | [13 empty] | COST INDEX NUMBERS | [13 empty] | COST INDEX NUMBERS | [13 empty] | COST INDEX NUMBERS | [45 empty] | COST INDEX NUMBERS | [38 empty] | COST INDEX NUMBERS | [17 empty] | COST INDEX NUMBERS | [20 empty] | COST INDEX NUMBERS
[79 empty] | 1988 |  |  | 1989 |  |  | 1990 |  |  | 1991 |  |  | 1992 |  |  | 1993 |  |  | 1994 |  |  | 1995 |  |  | 1996 | 1996 |  | F107: 1997; F110: 1998; F113: 1999; F116: 2000; F119: 2001; F122: 2002; F125: 2003; F128: 2004 | 2005 |  |  | 2006 |  |  | 2007 |  |  | 2008 |  |  | 2009 |  |  | 2010 |  |  | 2011 |  |  | 2012 |  |  | 2013 |  |  | 2014 |  |  | 2015 |  |  | 2016 |  |  | 2017 |  |  | 2018 |  |  | 2019 |  |  | 2020 |  |  | 2021 |  |  | 2022 |  |  | 2023 |  |  | 2024
| CONSTRUCTION AND EQUIPMENT | FERC | 1912 | 1913 | 1914 | 1915 | 1916 | 1917 | 1918 | 1919 | 1920 | 1921 | 1922 | 1923 | 1924 | 1925 | 1926 | 1927 | 1928 | 1929 | 1930 | 1931 | 1932 | 1933 | 1934 | 1935 | 1936 | 1937 | 1938 | 1939 | 1940 | 1941 | 1942 | 1943 | 1944 | 1945 | 1946 | 1947 | 1948 | 1949 | 1950 | 1951 | 1952 | 1953 | 1954 | 1955 | 1956 | 1957 | 1958 | 1959 | 1960 | 1961 | 1962 | 1963 | 1964 | 1965 | 1966 | 1967 | 1968 | 1969 | 1970 | 1971 | 1972 | 1973 | 1974 | 1975 | 1976 | 1977 | 1978 | 1979 | 1980 | 1981 | 1982 | 1983 | 1984 | 1985 | 1986 | 1987 |  |  | 1988 |  |  | 1989 |  |  | 1990 |  |  | 1991 | Jan. 1 |  | 1992 |  |  | 1993 |  |  | 1994 |  |  | 1995 |  |  | 1996 |  |  | 1997 |  |  | 1998 |  | 1999 |  |  | 2000 |  |  |  | 2001 |  |  | 2002 |  |  | 2003 |  |  | 2004 | Jan. 1 |  | 2005 |  |  | 2006 |  |  | 2007 |  |  | 2008 |  |  | 2009 |  |  | 2010 | Jan. 1 |  | 2011 |  |  | 2012 |  |  | 2013 |  |  | 2014 |  |  | 2015 |  |  | 2016 |  |  | 2017 | Jan. 1 | Jul. 1 | 2018 | Jan. 1 | Jul. 1 | 2019 | Jan. 1 | Jul. 1 | 2020 | Jan. 1 | Jul. 1 | 2021 | Jan. 1 | Jul. 1 | 2022 | Jan. 1 | Jul. 1 | 2023 | Jan. 1 | Jul. 1
1 | Total Plant-All Steam Generation |  | 10 | 10 | 10 | 10 | 13 | 15 | 18 | 19 | 21 | 19 | 18 | 18 | 19 | 19 | 18 | 18 | 18 | 19 | 18 | 18 | 17 | 17 | 19 | 19 | 19 | 21 | 21 | 21 | 22 | 23 | 24 | 24 | 24 | 24 | 29 | 33 | 36 | 38 | 40 | 44 | 45 | 48 | 49 | 50 | 55 | 58 | 59 | 61 | 60 | 59 | 60 | 60 | 62 | 64 | 66 | 68 | 71 | 74 | 80 | 87 | 93 | 100 | 118 | 137 | 144 | 153 | 162 | 178 | 194 | 210 | 222 | 230 | 239 | 244 | 248 | 253 | 260 | 273 | 271.5 | 280 | 286 | 285.5 | 290 | 296 | 295.25 | 299 | 305 | 302.75 | 302 | 308 | 308.25 | 315 | 318 | 318.5 | 323 | 330 | 330 | 337 | 341 | 340.75 | 344 | 346 | 346.75 | 351 | 354 | 354.75 | 360 | 362 | 362.25 | 365 | 366 | 366.75 | 370 | 384 | 382 | 390 | 394 | 394.75 | 401 | 406 | 406 | 411 | 410 | 413.25 | 422 | 436 | 438.25 | 459 | 466 | 469 | 485 | 499 | 502.5 | 527 | 538.3535 | 544.9267 | 576 | 592 | 591 | 604 | 588 | 596.25 | 605 | 614 | 615.25 | 628 | 643 | 642.75 | 657 | 663 | 666.75 | 684 | 678 | 681.75 | 687 | 697 | 697.25 | 708 | 717 | 717 | 726 | 729 | 730.75 | 739 | 738 | 553.75 |  |  | 0 |  |  | 0 |  |  | 0 |  |  | 0 |  |  | 0 |  |  | 0
2 | Total Plant-All Steam & Nuclear Gen. |  | 1912: -; 1926: -; 1940: -; 1954: -; 1965: 63; 1966: 65; 1967: 68; 1968: 70; 1969: 74; 1970: 80; 1971: 88; 1972: 93; 1973: 100; 1974: 119; 1975: 136; 1976: 143; 1977: 152; 1978: 161; 1979: 176; 1980: 192; 1981: 209; 1982: 221; 1983: 230; 1984: 238; 1985: 243; 1986: 247; 1987: 252 | 259 | 272 | 270.5 | 279 | 285 | 284.5 | 289 | 295 | 294 | 297 | 304 | 301.5 | 301 | 307 | 307.25 | 314 | 316 | 317 | 322 | 328 | 328.5 | 336 | 340 | 339.5 | 342 | 344 | 344.75 | 349 | 352 | 352.75 | 358 | 360 | 360.25 | 363 | 364 | 364.75 | 368 | 382 | 379.75 | 387 | 391 | 391.75 | 398 | 404 | 403.5 | 408 | 407 | 410.25 | 419 | 434 | 435.75 | 456 | 463 | 466.25 | 483 | 497 | 500.25 | 524 | 534.826 | 541.413 | 572 | 588 | 587 | 600 | 584 | 592.25 | 601 | 610 | 611.25 | 624 | 640 | 639.25 | 653 | 660 | 663.5 | 681 | 674 | 678 | 683 | 693 | 693.25 | 704 | 714 | 713.75 | 723 | 726 | 727.75 | 736 | 734 | 551 |  |  | 0 |  |  | 0 |  |  | 0 |  |  | 0 |  |  | 0 |  |  | 0
3 | Total Plant-All Steam & Hydro Gen. |  | - |  |  | 10 | 12 | 15 | 18 | 19 | 21 | 20 | 19 | 19 | 19 | 19 | 19 | 19 | 19 | 20 | 19 | 19 | 18 | 18 | 19 | 19 | 20 | 22 | 22 | 22 | 22 | 23 | 24 | 24 | 25 | 25 | 28 | 33 | 37 | 38 | 40 | 43 | 44 | 47 | 48 | 49 | 54 | 57 | 58 | 59 | 59 | 59 | 59 | 60 | 61 | 63 | 65 | 68 | 70 | 74 | 81 | 87 | 93 | 100 | 118 | 137 | 144 | 152 | 161 | 177 | 193 | 209 | 221 | 229 | 238 | 243 | 247 | 252 | 258 | 272 | 270.25 | 279 | 285 | 284.5 | 289 | 295 | 294 | 297 | 304 | 301.5 | 301 | 307 | 307.25 | 314 | 316 | 317 | 322 | 328 | 328.5 | 336 | 340 | 339.5 | 342 | 344 | 344.75 | 349 | 352 | 352.75 | 358 | 360 | 360.25 | 363 | 364 | 364.75 | 368 | 382 | 379.75 | 387 | 391 | 391.75 | 398 | 404 | 403.5 | 408 | 407 | 410.25 | 419 | 433 | 435 | 455 | 462 | 465.25 | 482 | 496 | 499.25 | 523 | 534.7927 | 541.1463 | 572 | 588 | 587 | 600 | 584 | 592.25 | 601 | 610 | 611.25 | 624 | 639 | 638.5 | 652 | 659 | 662.125 | 678.5 | 673 | 676.625 | 682 | 692 | 692.25 | 703 | 711 | 711.25 | 720 | 723 | 724.75 | 733 | 733 | 549.75 |  |  | 0 |  |  | 0 |  |  | 0 |  |  | 0 |  |  | 0 |  |  | 0
4
5 | Steam Production Plant
6 | Total Steam Production Plant |  | 8 | 8 | 8 | 9 | 11 | 15 | 18 | 18 | 25 | 19 | 17 | 18 | 19 | 18 | 18 | 18 | 18 | 19 | 19 | 18 | 17 | 17 | 19 | 19 | 20 | 22 | 22 | 22 | 22 | 24 | 24 | 24 | 24 | 24 | 28 | 32 | 36 | 39 | 40 | 44 | 44 | 46 | 48 | 49 | 56 | 61 | 63 | 64 | 64 | 62 | 62 | 62 | 63 | 64 | 66 | 68 | 70 | 74 | 79 | 87 | 95 | 100 | 118 | 136 | 144 | 155 | 167 | 184 | 200 | 218 | 230 | 238 | 248 | 256 | 260 | 267 | 276 | 287 | 285 | 290 | 300 | 298.5 | 304 | 308 | 308 | 312 | 315 | 314.75 | 317 | 322 | 322.5 | 329 | 334 | 334.5 | 341 | 346 | 346.75 | 354 | 358 | 357.75 | 361 | 363 | 365 | 373 | 375 | 375.75 | 380 | 383 | 382.75 | 385 | 389 | 389.75 | 396 | 415 | 411.5 | 420 | 425 | 425.25 | 431 | 438 | 438 | 445 | 441 | 445.5 | 455 | 465 | 468.5 | 489 | 493 | 495 | 505 | 515 | 516.75 | 532 | 546.112 | 547.806 | 567 | 596 | 588.25 | 594 | 578 | 585.75 | 593 | 604 | 604 | 615 | 631 | 630 | 643 | 645 | 652.25 | 676 | 653 | 660.5 | 660 | 672 | 671.5 | 682 | 700 | 697.25 | 707 | 714 | 715.25 | 726 | 711 | 537 |  |  | 0 |  |  | 0 |  |  | 0 |  |  | 0 |  |  | 0 |  |  | 0
7 | Structures & Improvements-Indoor | 311 | - |  |  | 9 | 11 | 16 | 17 | 18 | 20 | 18 | 18 | 18 | 19 | 18 | 18 | 18 | 18 | 18 | 17 | 16 | 15 | 15 | 16 | 16 | 16 | 18 | 18 | 18 | 18 | 19 | 20 | 21 | 21 | 22 | 24 | 28 | 32 | 35 | 36 | 38 | 38 | 39 | 41 | 43 | 46 | 49 | 50 | 52 | 53 | 53 | 54 | 55 | 56 | 57 | 59 | 61 | 64 | 68 | 75 | 84 | 92 | 100 | 117 | 127 | 130 | 137 | 148 | 163 | 181 | 191 | 198 | 206 | 218 | 225 | 233 | 239 | 242 | 253 | 251.25 | 257 | 268 | 265.25 | 268 | 272 | 270.75 | 271 | 276 | 274 | 273 | 281 | 280.75 | 288 | 294 | 294 | 300 | 308 | 307.25 | 313 | 316 | 315.5 | 317 | 319 | 321 | 329 | 330 | 330.5 | 333 | 335 | 335.75 | 340 | 341 | 342 | 346 | 366 | 362 | 370 | 380 | 378 | 382 | 390 | 388.75 | 393 | 387 | 392.75 | 404 | 418 | 420.75 | 443 | 447 | 448.25 | 456 | 465 | 466.75 | 481 | 494.5598 | 496.7799 | 517 | 545 | 540 | 553 | 539 | 546.5 | 555 | 561 | 562.75 | 574 | 587 | 587.5 | 602 | 605 | 608.75 | 623 | 614 | 619.75 | 628 | 637 | 637.5 | 648 | 653 | 654 | 662 | 666 | 668.25 | 679 | 679 | 509.25 |  |  | 0 |  |  | 0 |  |  | 0 |  |  | 0 |  |  | 0 |  |  | 0
8 | Structures & Improvements-Semi-Outdoor | 311 | 1912: -; 1926: -; 1940: -; 1949: 38; 1950: 38; 1951: 38; 1952: 39; 1953: 41; 1954: 43; 1955: 45; 1956: 50; 1957: 55; 1958: 56; 1959: 58; 1960: 58; 1961: 56; 1962: 57; 1963: 57; 1964: 58; 1965: 60; 1966: 62; 1967: 63; 1968: 66; 1969: 71; 1970: 77; 1971: 85; 1972: 92; 1973: 100; 1974: 123; 1975: 137; 1976: 137; 1977: 142; 1978: 153; 1979: 170; 1980: 190; 1981: 198; 1982: 197; 1983: 203; 1984: 218; 1985: 230; 1986: 237; 1987: 243 | 246 | 259 | 256 | 260 | 269 | 267 | 270 | 274 | 272 | 270 | 269 | 268.25 | 265 | 275 | 274 | 281 | 286 | 286.25 | 292 | 306 | 303.25 | 309 | 312 | 312.5 | 317 | 318 | 320.5 | 329 | 331 | 330.75 | 332 | 337 | 335.5 | 336 | 339 | 340.75 | 349 | 356 | 354.75 | 358 | 367 | 365.5 | 370 | 374 | 373.5 | 376 | 376 | 382.75 | 403 | 410 | 412.5 | 427 | 434 | 434.75 | 444 | 452 | 453.25 | 465 | 496.4106 | 494.7053 | 521 | 533 | 531.5 | 539 | 516 | 524.75 | 528 | 530 | 532.25 | 541 | 545 | 546 | 553 | 554 | 555.75 | 562 | 559 | 562.25 | 569 | 573 | 574 | 581 | 574 | 576.5 | 577 | 581 | 582.25 | 590 | 596 | 445.5 |  |  | 0 |  |  | 0 |  |  | 0 |  |  | 0 |  |  | 0 |  |  | 0
9 | Boiler Plant Equipment-Coal Fired | 312 | 8 | 8 | 8 | 8 | 10 | 16 | 19 | 17 | 18 | 16 | 14 | 15 | 17 | 16 | 16 | 16 | 16 | 16 | 16 | 15 | 14 | 14 | 16 | 16 | 17 | 19 | 19 | 19 | 20 | 21 | 21 | 21 | 21 | 21 | 24 | 27 | 32 | 35 | 37 | 41 | 42 | 43 | 45 | 47 | 53 | 59 | 61 | 64 | 64 | 64 | 64 | 64 | 66 | 67 | 69 | 71 | 73 | 76 | 81 | 88 | 95 | 100 | 120 | 140 | 151 | 162 | 175 | 192 | 210 | 229 | 241 | 248 | 258 | 267 | 272 | 281 | 293 | 300 | 298.5 | 301 | 315 | 312.75 | 320 | 327 | 326.5 | 332 | 336 | 335.5 | 338 | 344 | 344 | 350 | 355 | 355 | 360 | 363 | 364.25 | 371 | 375 | 374.75 | 378 | 380 | 381.5 | 388 | 392 | 392 | 396 | 399 | 399.5 | 404 | 407 | 407.25 | 411 | 435 | 430.25 | 440 | 449 | 447.75 | 453 | 460 | 459 | 463 | 456 | 460.75 | 468 | 482 | 484.25 | 505 | 509 | 511.5 | 523 | 530 | 531.5 | 543 | 553.759 | 556.1295 | 574 | 601 | 596.25 | 609 | 595 | 601.75 | 608 | 615 | 616.75 | 629 | 644 | 643 | 655 | 658 | 665 | 689 | 665 | 672.25 | 670 | 685 | 683.25 | 693 | 713 | 709.75 | 720 | 727 | 727.25 | 735 | 718 | 542.75 |  |  | 0 |  |  | 0 |  |  | 0 |  |  | 0 |  |  | 0 |  |  | 0
10 | Boiler Plant Equipment-Gas Fired | 312 | [88 empty] | - | [38 empty] | - | [17 empty] | - | bar: 1912; 1926; 1940; 1954
11 | Boiler Plant Piping Installed |  | 10 | 10 | 10 | 8 | 11 | 18 | 19 | 20 | 18 | 18 | 16 | 17 | 18 | 18 | 18 | 19 | 19 | 19 | 19 | 19 | 17 | 16 | 16 | 16 | 16 | 18 | 18 | 18 | 19 | 20 | 20 | 21 | 21 | 20 | 23 | 26 | 28 | 29 | 32 | 35 | 36 | 37 | 40 | 42 | 47 | 51 | 53 | 56 | 58 | 59 | 59 | 60 | 60 | 61 | 63 | 66 | 68 | 71 | 77 | 88 | 97 | 100 | 112 | 124 | 134 | 146 | 160 | 177 | 191 | 209 | 227 | 226 | 231 | 237 | 240 | 252 | 266 | 275 | 276.25 | 289 | 288 | 288.5 | 289 | 291 | 290.25 | 290 | 299 | 297 | 300 | 303 | 303 | 306 | 311 | 310.5 | 314 | 313 | 315.25 | 321 | 328 | 326.75 | 330 | 334 | 333.75 | 337 | 338 | 338.5 | 341 | 343 | 344.5 | 351 | 351 | 351 | 351 | 365 | 362.75 | 370 | 376 | 375.75 | 381 | 385 | 384.5 | 387 | 383 | 389.5 | 405 | 418 | 426.25 | 464 | 468 | 471.5 | 486 | 491 | 491.5 | 498 | 496.87 | 504.185 | 525 | 563 | 558.75 | 584 | 568 | 572.25 | 569 | 580 | 582.75 | 602 | 615 | 616.875 | 635.5 | 639 | 640.875 | 650 | 641 | 647 | 656 | 662 | 661 | 664 | 668 | 668.25 | 673 | 677 | 680.25 | 694 | 692 | 519.5 |  |  | 0 |  |  | 0 |  |  | 0 |  |  | 0 |  |  | 0 |  |  | 0
12 | Turbogenerator Units | 314 | 9 | 9 | 9 | 9 | 13 | 14 | 17 | 19 | 22 | 23 | 20 | 19 | 19 | 19 | 19 | 19 | 19 | 22 | 23 | 22 | 21 | 22 | 25 | 26 | 26 | 29 | 30 | 30 | 30 | 30 | 30 | 30 | 30 | 30 | 35 | 42 | 45 | 47 | 47 | 52 | 52 | 55 | 57 | 58 | 68 | 75 | 80 | 79 | 75 | 69 | 68 | 67 | 68 | 69 | 70 | 72 | 72 | 75 | 80 | 89 | 98 | 100 | 111 | 127 | 140 | 153 | 164 | 181 | 197 | 219 | 232 | 245 | 254 | 258 | 257 | 263 | 273 | 281 | 280.75 | 288 | 294 | 293.5 | 298 | 298 | 299.5 | 304 | 308 | 307.75 | 311 | 312 | 313.5 | 319 | 321 | 324.5 | 337 | 336 | 339.75 | 350 | 353 | 352.25 | 353 | 356 | 358.25 | 368 | 368 | 370 | 376 | 376 | 376 | 376 | 381 | 382 | 390 | 406 | 403.25 | 411 | 404 | 408 | 413 | 420 | 423.5 | 441 | 439 | 442 | 449 | 451 | 456.75 | 476 | 473 | 476 | 482 | 494 | 495 | 510 | 514.5617 | 517.5308 | 531 | 576 | 554.25 | 534 | 508 | 518.25 | 523 | 546 | 540.75 | 548 | 569 | 565 | 574 | 570 | 583.25 | 619 | 574 | 585.75 | 576 | 587 | 586.25 | 595 | 631 | 622.75 | 634 | 646 | 647 | 662 | 626 | 478.5 |  |  | 0 |  |  | 0 |  |  | 0 |  |  | 0 |  |  | 0 |  |  | 0
13 | Accessory Electrical Equipment | 315 | 14 | 14 | 14 | 14 | 16 | 18 | 21 | 26 | 27 | 27 | 26 | 26 | 26 | 26 | 26 | 26 | 26 | 27 | 27 | 26 | 25 | 25 | 27 | 27 | 28 | 30 | 30 | 31 | 32 | 32 | 32 | 32 | 31 | 32 | 37 | 43 | 44 | 46 | 49 | 56 | 57 | 60 | 62 | 62 | 66 | 70 | 73 | 72 | 67 | 58 | 59 | 58 | 60 | 65 | 66 | 71 | 74 | 77 | 82 | 88 | 94 | 100 | 117 | 135 | 144 | 155 | 161 | 174 | 188 | 207 | 235 | 247 | 248 | 253 | 256 | 258 | 262 | 303 | 294.25 | 309 | 313 | 312.25 | 314 | 324 | 322 | 326 | 334 | 333.25 | 339 | 344 | 345.5 | 355 | 360 | 359.25 | 362 | 367 | 368.25 | 377 | 387 | 385.25 | 390 | 397 | 396.5 | 402 | 407 | 407.25 | 413 | 416 | 416.25 | 420 | 429 | 428.25 | 435 | 462 | 458.5 | 475 | 482 | 483.75 | 496 | 510 | 508 | 516 | 512 | 517 | 528 | 537 | 545.75 | 581 | 591 | 593.5 | 611 | 633 | 640.5 | 685 | 706.8553 | 710.9277 | 745 | 769 | 772 | 805 | 823 | 825.75 | 852 | 869 | 871.75 | 897 | 923 | 927.5 | 967 | 988 | 991.25 | 1022 | 1023 | 1026.75 | 1039 | 1063 | 1065 | 1095 | 1107 | 1111 | 1135 | 1136 | 1142 | 1161 | 1173 | 876.75 |  |  | 0 |  |  | 0 |  |  | 0 |  |  | 0 |  |  | 0 |  |  | 0
14 | Misc. Power Plant Equipment | 316 | 1912: -; 1926: -; 1940: -; 1949: 37; 1950: 39; 1951: 40; 1952: 43; 1953: 44; 1954: 46; 1955: 47; 1956: 50; 1957: 53; 1958: 56; 1959: 57; 1960: 58; 1961: 59; 1962: 60; 1963: 60; 1964: 62; 1965: 63; 1966: 65; 1967: 68; 1968: 71; 1969: 75; 1970: 80; 1971: 87; 1972: 94; 1973: 100; 1974: 115; 1975: 128; 1976: 136; 1977: 147; 1978: 158; 1979: 174; 1980: 189; 1981: 212; 1982: 233; 1983: 246; 1984: 258; 1985: 270; 1986: 275; 1987: 283 | 290 | 298 | 297.5 | 304 | 313 | 312 | 318 | 324 | 323.5 | 328 | 336 | 334.25 | 337 | 343 | 343.5 | 351 | 357 | 357.25 | 364 | 374 | 373.5 | 382 | 385 | 384.25 | 385 | 390 | 389.75 | 394 | 403 | 401.5 | 406 | 410 | 410.5 | 416 | 422 | 422.5 | 430 | 448 | 444.75 | 453 | 460 | 459.5 | 465 | 472 | 470.75 | 474 | 468 | 474.25 | 487 | 501 | 506 | 535 | 538 | 541.5 | 555 | 562 | 561.25 | 566 | 570.3763 | 573.6882 | 588 | 625 | 617.75 | 633 | 624 | 628.5 | 633 | 640 | 643.5 | 661 | 671 | 674.5 | 695 | 703 | 704.75 | 718 | 712 | 714.5 | 716 | 730 | 728 | 736 | 740 | 739 | 740 | 743 | 745.75 | 757 | 756 | 567.25 |  |  | 0 |  |  | 0 |  |  | 0 |  |  | 0 |  |  | 0 |  |  | 0
15
16 | Nuclear Production Plant
17 | Total Nuclear Production Plant |  | 1912: -; 1926: -; 1940: -; 1954: -; 1965: 64; 1966: 66; 1967: 69; 1968: 71; 1969: 75; 1970: 81; 1971: 88; 1972: 95; 1973: 100; 1974: 113; 1975: 127; 1976: 136; 1977: 146; 1978: 155; 1979: 170; 1980: 185; 1981: 201; 1982: 217; 1983: 227; 1984: 235; 1985: 242; 1986: 244; 1987: 252 | 260 | 268 | 267.5 | 274 | 281 | 280.25 | 285 | 288 | 288 | 291 | 296 | 295 | 297 | 301 | 301.5 | 307 | 311 | 312.25 | 320 | 322 | 323.5 | 330 | 335 | 333.75 | 335 | 338 | 339.5 | 347 | 348 | 349 | 353 | 354 | 354.25 | 356 | 360 | 360.25 | 365 | 381 | 378.25 | 386 | 391 | 391 | 396 | 403 | 402.75 | 409 | 407 | 410 | 417 | 427 | 431.25 | 454 | 457 | 459.25 | 469 | 479 | 480.5 | 495 | 500.9313 | 503.7157 | 518 | 545 | 537.25 | 541 | 531 | 537.25 | 546 | 556 | 555.875 | 565.5 | 581 | 579.875 | 592 | 595 | 603.25 | 631 | 603 | 611.5 | 609 | 620 | 619.25 | 628 | 654 | 649.25 | 661 | 669 | 670.25 | 682 | 657.5 | 499.25 |  |  | 0 |  |  | 0 |  |  | 0 |  |  | 0 |  |  | 0 |  |  | 0
18 | Structures & Improvements | 321 | 1912: -; 1926: -; 1940: -; 1954: -; 1965: 60; 1966: 62; 1967: 64; 1968: 67; 1969: 73; 1970: 79; 1971: 87; 1972: 93; 1973: 100; 1974: 113; 1975: 123; 1976: 130; 1977: 137; 1978: 146; 1979: 160; 1980: 174; 1981: 186; 1982: 197; 1983: 206; 1984: 216; 1985: 224; 1986: 227; 1987: 233 | 236 | 243 | 241 | 242 | 252 | 250 | 254 | 258 | 257.25 | 259 | 264 | 262 | 261 | 270 | 269 | 275 | 280 | 281 | 289 | 294 | 294 | 299 | 299 | 299.25 | 300 | 303 | 305.5 | 316 | 314 | 315.25 | 317 | 319 | 318.5 | 319 | 323 | 323 | 327 | 343 | 339.5 | 345 | 356 | 354 | 359 | 367 | 365.5 | 369 | 364 | 368.25 | 376 | 383 | 386.25 | 403 | 410 | 410 | 417 | 425 | 425.5 | 435 | 439.7249 | 442.6125 | 456 | 471 | 468.25 | 475 | 467 | 472.5 | 481 | 485 | 485.25 | 490 | 498 | 497.75 | 505 | 508 | 511.25 | 524 | 513 | 517.25 | 519 | 527 | 526.75 | 534 | 538 | 538.25 | 543 | 547 | 548.25 | 556 | 551 | 414.5 |  |  | 0 |  |  | 0 |  |  | 0 |  |  | 0 |  |  | 0 |  |  | 0
19 | Reactor Plant Equipment | 322 | 1912: -; 1926: -; 1940: -; 1954: -; 1965: 65; 1966: 67; 1967: 70; 1968: 72; 1969: 76; 1970: 83; 1971: 89; 1972: 96; 1973: 100; 1974: 113; 1975: 128; 1976: 139; 1977: 147; 1978: 157; 1979: 171; 1980: 187; 1981: 204; 1982: 220; 1983: 229; 1984: 236; 1985: 243; 1986: 248; 1987: 259 | 269 | 273 | 274.5 | 283 | 290 | 289 | 293 | 296 | 296 | 299 | 303 | 302.75 | 306 | 309 | 309.25 | 313 | 316 | 317.25 | 324 | 324 | 326 | 332 | 339 | 337.25 | 339 | 341 | 342 | 347 | 349 | 349.25 | 352 | 354 | 354.5 | 358 | 360 | 360.5 | 364 | 378 | 375.5 | 382 | 386 | 386.25 | 391 | 396 | 395.25 | 398 | 399 | 400.75 | 407 | 423 | 426 | 451 | 452 | 455.25 | 466 | 474 | 475.75 | 489 | 492.3643 | 494.6822 | 505 | 534 | 526 | 531 | 521 | 526.5 | 533 | 541 | 541.75 | 552 | 570 | 567.5 | 578 | 579 | 590.5 | 626 | 585 | 597 | 592 | 602 | 600.25 | 605 | 646 | 637.75 | 654 | 664 | 664.5 | 676 | 633 | 485.5 |  |  | 0 |  |  | 0 |  |  | 0 |  |  | 0 |  |  | 0 |  |  | 0
20
21 | Hydro Production Plant
22 | Total Hydraulic Production Plant |  | - |  |  | 8 | 9 | 13 | 14 | 15 | 16 | 16 | 15 | 15 | 16 | 16 | 16 | 16 | 16 | 16 | 16 | 15 | 14 | 14 | 15 | 15 | 16 | 17 | 17 | 17 | 18 | 19 | 17 | 20 | 21 | 21 | 24 | 28 | 32 | 33 | 35 | 36 | 38 | 40 | 41 | 43 | 47 | 50 | 52 | 54 | 55 | 55 | 56 | 57 | 59 | 60 | 63 | 65 | 68 | 73 | 79 | 86 | 94 | 100 | 115 | 128 | 135 | 143 | 153 | 170 | 186 | 199 | 208 | 217 | 229 | 237 | 243 | 248 | 253 | 262 | 260.25 | 264 | 270 | 269.75 | 275 | 272 | 273.75 | 276 | 281 | 279.25 | 279 | 286 | 285.5 | 291 | 297 | 297.25 | 304 | 309 | 309.25 | 315 | 319 | 318 | 319 | 323 | 324.5 | 333 | 333 | 333.75 | 336 | 338 | 336.25 | 333 | 337 | 337 | 341 | 348 | 347 | 351 | 356 | 355.25 | 358 | 364 | 362.5 | 364 | 365 | 369 | 382 | 384 | 387.75 | 401 | 405 | 405.75 | 412 | 418 | 419.75 | 431 | 451.2112 | 450.3556 | 468 | 486 | 481.75 | 487 | 480 | 484.5 | 491 | 497 | 498.25 | 508 | 513 | 513.25 | 519 | 519 | 523 | 535 | 523 | 528.25 | 532 | 534 | 535.75 | 543 | 550 | 549.25 | 554 | 561 | 562 | 572 | 563 | 424.5 |  |  | 0 |  |  | 0 |  |  | 0 |  |  | 0 |  |  | 0 |  |  | 0
23 | Structures & Improvements | 331 | - |  |  | 9 | 11 | 16 | 17 | 18 | 20 | 18 | 18 | 18 | 19 | 18 | 18 | 18 | 18 | 18 | 17 | 16 | 15 | 15 | 16 | 16 | 16 | 18 | 18 | 18 | 18 | 19 | 20 | 21 | 21 | 22 | 24 | 28 | 32 | 35 | 36 | 38 | 38 | 39 | 41 | 43 | 46 | 49 | 50 | 52 | 53 | 53 | 54 | 55 | 56 | 57 | 59 | 61 | 64 | 68 | 75 | 84 | 92 | 100 | 117 | 127 | 130 | 137 | 148 | 163 | 181 | 191 | 198 | 206 | 218 | 225 | 233 | 239 | 242 | 253 | 251.25 | 257 | 268 | 265.25 | 268 | 272 | 270.75 | 271 | 276 | 274 | 273 | 281 | 280.75 | 288 | 294 | 294 | 300 | 308 | 307.25 | 313 | 316 | 315.5 | 317 | 319 | 321 | 329 | 330 | 330.5 | 333 | 335 | 335.75 | 340 | 341 | 342 | 346 | 366 | 362 | 370 | 380 | 378 | 382 | 390 | 388.75 | 393 | 387 | 392.75 | 404 | 418 | 420.75 | 443 | 447 | 448.25 | 456 | 465 | 466.75 | 481 | 494.5598 | 496.7799 | 517 | 545 | 540 | 553 | 539 | 546.5 | 555 | 561 | 562.75 | 574 | 587 | 587.5 | 602 | 605 | 608.75 | 623 | 614 | 619.75 | 628 | 637 | 637.5 | 648 | 653 | 654 | 662 | 666 | 668.25 | 679 | 679 | 509.25 |  |  | 0 |  |  | 0 |  |  | 0 |  |  | 0 |  |  | 0 |  |  | 0
24 | Reservoirs, Dams & Waterways | 332 | - |  |  | 7 | 9 | 13 | 15 | 15 | 17 | 17 | 16 | 16 | 17 | 16 | 17 | 17 | 17 | 17 | 17 | 16 | 14 | 14 | 15 | 15 | 15 | 17 | 17 | 17 | 17 | 18 | 20 | 20 | 20 | 21 | 23 | 27 | 31 | 32 | 34 | 35 | 36 | 38 | 40 | 41 | 44 | 47 | 49 | 51 | 52 | 53 | 55 | 56 | 57 | 59 | 61 | 64 | 67 | 72 | 78 | 86 | 94 | 100 | 115 | 127 | 133 | 139 | 148 | 164 | 179 | 189 | 197 | 206 | 217 | 227 | 234 | 238 | 242 | 250 | 248.25 | 251 | 256 | 255 | 257 | 258 | 257.75 | 258 | 263 | 261.5 | 262 | 271 | 269.5 | 274 | 283 | 282 | 288 | 295 | 294.5 | 300 | 303 | 302.25 | 303 | 308 | 309 | 317 | 317 | 317.25 | 318 | 320 | 318 | 314 | 318 | 317.5 | 320 | 327 | 325.5 | 328 | 338 | 335.5 | 338 | 346 | 343.5 | 344 | 345 | 349.5 | 364 | 370 | 373 | 388 | 394 | 394 | 400 | 405 | 405.75 | 413 | 439.4667 | 437.2334 | 457 | 466 | 464.75 | 470 | 465 | 468.75 | 475 | 478 | 480.75 | 492 | 495 | 495.75 | 501 | 502 | 503 | 507 | 505 | 508 | 515 | 517 | 518.75 | 526 | 521 | 523.5 | 526 | 532 | 533.25 | 543 | 549 | 410.25 |  |  | 0 |  |  | 0 |  |  | 0 |  |  | 0 |  |  | 0 |  |  | 0
25 | Water Wheels, Turbines & Generators | 333 | - |  |  | 7 | 9 | 11 | 12 | 13 | 14 | 13 | 12 | 12 | 12 | 12 | 12 | 12 | 13 | 14 | 14 | 14 | 13 | 13 | 14 | 16 | 16 | 17 | 18 | 19 | 20 | 21 | 22 | 23 | 23 | 23 | 26 | 31 | 34 | 35 | 37 | 41 | 43 | 46 | 47 | 49 | 56 | 62 | 65 | 66 | 66 | 65 | 64 | 65 | 66 | 67 | 69 | 71 | 73 | 78 | 83 | 88 | 95 | 100 | 114 | 130 | 143 | 157 | 170 | 188 | 207 | 231 | 245 | 256 | 266 | 272 | 273 | 278 | 287 | 300 | 297.5 | 303 | 307 | 311 | 327 | 308 | 318.25 | 330 | 332 | 331.25 | 331 | 329 | 331.5 | 337 | 338 | 340.5 | 349 | 347 | 349.75 | 356 | 362 | 360.25 | 361 | 365 | 366.75 | 376 | 376 | 378.75 | 387 | 386 | 385.25 | 382 | 387 | 388 | 396 | 396 | 397.5 | 402 | 388 | 394.25 | 399 | 394 | 396.5 | 399 | 405 | 406 | 415 | 397 | 403.5 | 405 | 403 | 405.5 | 411 | 422 | 424.25 | 442 | 449.0303 | 450.5151 | 462 | 500 | 487.5 | 488 | 476 | 481.75 | 487 | 504 | 499 | 501 | 508 | 507 | 511 | 504 | 517.75 | 552 | 508 | 519.5 | 510 | 511 | 512 | 516 | 563 | 550.75 | 561 | 573 | 572.25 | 582 | 522 | 406.5 |  |  | 0 |  |  | 0 |  |  | 0 |  |  | 0 |  |  | 0 |  |  | 0
26
27 | Other Production Plant
28 | Total Other Production Plant |  | 1912: -; 1926: -; 1940: -; 1954: -; 1964: 71; 1965: 72; 1966: 74; 1967: 81; 1968: 86; 1969: 88; 1970: 93; 1971: 97; 1972: 99; 1973: 100; 1974: 109; 1975: 133; 1976: 146; 1977: 159; 1978: 166; 1979: 179; 1980: 193; 1981: 211; 1982: 228; 1983: 235; 1984: 239; 1985: 243; 1986: 247; 1987: 264 | 273 | 319 | 308.25 | 322 | 335 | 332.75 | 339 | 342 | 340.75 | 340 | 350 | 347.5 | 350 | 354 | 355.75 | 365 | 362 | 361.5 | 357 | 354 | 354.75 | 354 | 362 | 360.5 | 364 | 375 | 372.25 | 375 | 376 | 378.25 | 386 | 388 | 390.5 | 400 | 404 | 404.5 | 410 | 440 | 434.5 | 448 | 420 | 428.5 | 426 | 437 | 435.75 | 443 | 444 | 442.5 | 439 | 447 | 444 | 443 | 450 | 450.5 | 459 | 471 | 482.75 | 530 | 542.6609 | 552.3305 | 594 | 616 | 615.25 | 635 | 667 | 664 | 687 | 700 | 696 | 697 | 717 | 724 | 765 | 781 | 782.75 | 804 | 799 | 804.75 | 817 | 834 | 834.75 | 854 | 858 | 862.5 | 880 | 894 | 896 | 916 | 931 | 694.5 |  |  | 0 |  |  | 0 |  |  | 0 |  |  | 0 |  |  | 0 |  |  | 0
29 | Fuel Holders, Producers & Accessories | 342 | 1912: -; 1926: -; 1940: -; 1954: -; 1964: 61; 1965: 62; 1966: 64; 1967: 66; 1968: 68; 1969: 74; 1970: 81; 1971: 88; 1972: 96; 1973: 100; 1974: 114; 1975: 129; 1976: 140; 1977: 150; 1978: 164; 1979: 179; 1980: 195; 1981: 211; 1982: 226; 1983: 228; 1984: 235; 1985: 244; 1986: 251; 1987: 259 | 266 | 276 | 275 | 282 | 291 | 290.5 | 298 | 299 | 299.75 | 303 | 309 | 307.25 | 308 | 313 | 312.75 | 317 | 322 | 321.25 | 324 | 327 | 327.5 | 332 | 336 | 336 | 340 | 343 | 343.75 | 349 | 353 | 353.5 | 359 | 362 | 363.5 | 371 | 369 | 370 | 371 | 384 | 381.5 | 387 | 393 | 392.25 | 396 | 403 | 402 | 406 | 405 | 407.5 | 414 | 437 | 438.75 | 467 | 473 | 473.5 | 481 | 490 | 491.75 | 506 | 511.6453 | 515.3226 | 532 | 567 | 560.75 | 577 | 560 | 565.75 | 566 | 566 | 570 | 582 | 592 | 593.875 | 609.5 | 614 | 615.125 | 623 | 617 | 623 | 635 | 645 | 643.75 | 650 | 653 | 654 | 660 | 665 | 666.5 | 676 | 672 | 505 |  |  | 0 |  |  | 0 |  |  | 0 |  |  | 0 |  |  | 0 |  |  | 0
30 | Gas Turbogenerators | 344 | 1912: -; 1926: -; 1940: -; 1954: -; 1964: 74; 1965: 74; 1966: 77; 1967: 85; 1968: 89; 1969: 92; 1970: 95; 1971: 98; 1972: 100; 1973: 100; 1974: 107; 1975: 133; 1976: 147; 1977: 161; 1978: 168; 1979: 181; 1980: 194; 1981: 213; 1982: 230; 1983: 236; 1984: 240; 1985: 243; 1986: 247; 1987: 268 | 277 | 329 | 316.5 | 331 | 345 | 342.5 | 349 | 351 | 350.25 | 350 | 360 | 357.5 | 360 | 363 | 365.25 | 375 | 370 | 369.5 | 363 | 358 | 358.75 | 356 | 364 | 362.75 | 367 | 379 | 375.5 | 377 | 378 | 380.5 | 389 | 390 | 393.25 | 404 | 408 | 408.75 | 415 | 402 | 407.25 | 410 | 418 | 417.5 | 424 | 435 | 433.75 | 441 | 443 | 440.25 | 434 | 440 | 435 | 426 | 434 | 434 | 442 | 453 | 466.5 | 518 | 530.3729 | 541.6865 | 588 | 609 | 608.25 | 627 | 667 | 662.25 | 688 | 702 | 696.25 | 693 | 714 | 722 | 767 | 785 | 786.25 | 808 | 803 | 809 | 822 | 838 | 839.25 | 859 | 863 | 867.75 | 886 | 903 | 904.5 | 926 | 944 | 703.5 |  |  | 0 |  |  | 0 |  |  | 0 |  |  | 0 |  |  | 0 |  |  | 0
31
32 | Transmission Plant
33 | Total Transmission Plant |  | 11 | 11 | 10 | 11 | 13 | 16 | 19 | 20 | 22 | 21 | 20 | 20 | 20 | 20 | 20 | 20 | 20 | 22 | 20 | 20 | 19 | 19 | 20 | 21 | 22 | 23 | 23 | 23 | 24 | 25 | 25 | 25 | 25 | 26 | 29 | 34 | 38 | 39 | 42 | 46 | 48 | 50 | 51 | 53 | 57 | 58 | 60 | 60 | 60 | 58 | 58 | 58 | 61 | 64 | 66 | 70 | 72 | 76 | 82 | 88 | 92 | 100 | 122 | 140 | 147 | 156 | 161 | 175 | 194 | 209 | 221 | 228 | 234 | 240 | 245 | 248 | 253 | 275 | 270.75 | 280 | 287 | 286.25 | 291 | 304 | 301 | 305 | 315 | 310.5 | 307 | 316 | 316 | 325 | 326 | 327.25 | 332 | 341 | 341.5 | 352 | 355 | 354.75 | 357 | 358 | 359.25 | 364 | 366 | 367.75 | 375 | 377 | 377 | 379 | 378 | 378.75 | 380 | 399 | 395.5 | 404 | 408 | 408.75 | 415 | 416 | 416.5 | 419 | 416 | 420 | 429 | 455 | 453.25 | 474 | 486 | 488.75 | 509 | 523 | 526 | 549 | 564 | 570.25 | 604 | 629 | 626 | 642 | 610 | 624.5 | 636 | 638 | 641.5 | 654 | 669 | 666.75 | 675 | 682 | 683.75 | 696 | 695 | 697.5 | 704 | 712 | 712.5 | 722 | 724 | 726.25 | 735 | 738 | 739.25 | 746 | 750 | 561.5 |  |  | 0 |  |  | 0 |  |  | 0 |  |  | 0 |  |  | 0 |  |  | 0
34 | Station Equipment | 353 | 15 | 15 | 15 | 15 | 17 | 20 | 25 | 27 | 30 | 30 | 28 | 28 | 29 | 29 | 30 | 29 | 29 | 31 | 30 | 29 | 28 | 29 | 32 | 32 | 33 | 35 | 36 | 36 | 36 | 37 | 37 | 37 | 35 | 35 | 39 | 46 | 49 | 52 | 56 | 63 | 65 | 68 | 69 | 70 | 77 | 81 | 84 | 83 | 77 | 69 | 68 | 64 | 68 | 72 | 74 | 78 | 80 | 83 | 87 | 89 | 92 | 100 | 125 | 148 | 152 | 162 | 172 | 185 | 201 | 217 | 231 | 235 | 242 | 248 | 250 | 259 | 264 | 271 | 271.75 | 281 | 288 | 287.5 | 293 | 308 | 305 | 311 | 311 | 310.25 | 308 | 320 | 319.5 | 330 | 329 | 330.75 | 335 | 347 | 346.75 | 358 | 360 | 359.75 | 361 | 360 | 361.25 | 364 | 365 | 367.75 | 377 | 379 | 379 | 381 | 385 | 384.75 | 388 | 414 | 408.5 | 418 | 426 | 425.25 | 431 | 432 | 432.5 | 435 | 428 | 431.75 | 436 | 475 | 470 | 494 | 506 | 508 | 526 | 543 | 548 | 580 | 597.6873 | 598.8437 | 620 | 642 | 640.5 | 658 | 657 | 663.25 | 681 | 687 | 690 | 705 | 721 | 720.25 | 734 | 742 | 744.75 | 761 | 753 | 756.75 | 760 | 772 | 772 | 784 | 790 | 790.5 | 798 | 801 | 804 | 816 | 818 | 613 |  |  | 0 |  |  | 0 |  |  | 0 |  |  | 0 |  |  | 0 |  |  | 0
35 | Towers & Fixtures | 354 | 8 | 8 | 8 | 8 | 11 | 15 | 16 | 16 | 16 | 16 | 15 | 15 | 16 | 16 | 16 | 16 | 16 | 16 | 16 | 16 | 14 | 14 | 15 | 15 | 16 | 17 | 17 | 17 | 18 | 19 | 20 | 20 | 20 | 21 | 23 | 27 | 30 | 32 | 34 | 36 | 38 | 40 | 41 | 42 | 45 | 48 | 50 | 52 | 53 | 54 | 56 | 57 | 59 | 62 | 65 | 68 | 71 | 77 | 82 | 88 | 94 | 100 | 122 | 139 | 141 | 146 | 159 | 174 | 194 | 206 | 210 | 218 | 233 | 245 | 252 | 258 | 261 | 273 | 269.75 | 272 | 282 | 280 | 284 | 289 | 286.75 | 285 | 283 | 282.75 | 280 | 289 | 288.25 | 295 | 301 | 301 | 307 | 321 | 318.25 | 324 | 327 | 327.5 | 332 | 327 | 332.5 | 344 | 346 | 347 | 352 | 357 | 357.25 | 363 | 363 | 365.5 | 373 | 379 | 378.25 | 382 | 390 | 390 | 398 | 401 | 401.5 | 406 | 407 | 412.75 | 431 | 436 | 438.5 | 451 | 456 | 458 | 469 | 473 | 475 | 485 | 513.77 | 512.635 | 538 | 540 | 542.75 | 553 | 531 | 539.75 | 544 | 545 | 548.75 | 561 | 563 | 565.75 | 576 | 576 | 580.75 | 595 | 585 | 589.5 | 593 | 600 | 600.5 | 609 | 611 | 612 | 617 | 620 | 620.75 | 626 | 617 | 465 |  |  | 0 |  |  | 0 |  |  | 0 |  |  | 0 |  |  | 0 |  |  | 0
36 | Poles & Fixtures | 355 | 6 | 6 | 6 | 6 | 7 | 8 | 12 | 14 | 15 | 13 | 12 | 13 | 13 | 13 | 13 | 12 | 12 | 12 | 12 | 12 | 11 | 10 | 12 | 12 | 12 | 14 | 14 | 15 | 15 | 16 | 17 | 18 | 19 | 22 | 23 | 28 | 30 | 31 | 32 | 35 | 37 | 39 | 40 | 41 | 44 | 47 | 48 | 49 | 51 | 51 | 53 | 54 | 55 | 57 | 60 | 62 | 64 | 69 | 74 | 80 | 86 | 100 | 125 | 142 | 142 | 146 | 154 | 169 | 184 | 201 | 216 | 224 | 235 | 240 | 245 | 248 | 252 | 274 | 271.75 | 287 | 295 | 294 | 299 | 304 | 306.5 | 319 | 333 | 330.5 | 337 | 352 | 347.5 | 349 | 357 | 358 | 369 | 378 | 378.75 | 390 | 389 | 390 | 392 | 410 | 406.5 | 414 | 421 | 421 | 428 | 429 | 426.25 | 419 | 423 | 420.5 | 417 | 425 | 424.5 | 431 | 439 | 439.5 | 449 | 450 | 450 | 451 | 453 | 456 | 467 | 470 | 475 | 493 | 509 | 506.75 | 516 | 528 | 529.5 | 546 | 548.6825 | 555.8412 | 580 | 589 | 591.5 | 608 | 612 | 615.5 | 630 | 610 | 616.75 | 617 | 619 | 623 | 637 | 640 | 640.5 | 645 | 647 | 646 | 645 | 647 | 648 | 653 | 648 | 653 | 663 | 666 | 665.75 | 668 | 679 | 506.5 |  |  | 0 |  |  | 0 |  |  | 0 |  |  | 0 |  |  | 0 |  |  | 0
37 | Overhead Conductors & Devices | 356 | 15 | 14 | 13 | 13 | 21 | 23 | 27 | 28 | 29 | 21 | 20 | 21 | 21 | 22 | 22 | 21 | 23 | 25 | 21 | 19 | 17 | 18 | 21 | 21 | 22 | 23 | 22 | 22 | 23 | 24 | 26 | 27 | 27 | 28 | 33 | 38 | 40 | 40 | 42 | 46 | 48 | 50 | 53 | 56 | 61 | 65 | 64 | 62 | 63 | 63 | 64 | 59 | 63 | 66 | 69 | 71 | 71 | 77 | 88 | 97 | 98 | 100 | 117 | 146 | 167 | 178 | 168 | 180 | 203 | 219 | 226 | 245 | 240 | 242 | 244 | 235 | 260 | 323 | 307 | 322 | 318 | 317.5 | 312 | 332 | 321.25 | 309 | 358 | 333.5 | 309 | 313 | 317.75 | 336 | 325 | 329.75 | 333 | 337 | 343 | 365 | 370 | 370.25 | 376 | 374 | 376.25 | 381 | 377 | 382.25 | 394 | 395 | 394 | 392 | 359 | 367.5 | 360 | 401 | 391.75 | 405 | 410 | 410.25 | 416 | 407 | 409.75 | 409 | 409 | 411.5 | 419 | 446 | 445 | 469 | 495 | 501 | 545 | 576 | 576.5 | 609 | 622.459 | 630.9795 | 670 | 730 | 716.75 | 737 | 537 | 606.5 | 615 | 621 | 617 | 611 | 661 | 636 | 611 | 618 | 619 | 629 | 643 | 640.5 | 647 | 653 | 653 | 659 | 659 | 665 | 683 | 683 | 679.5 | 669 | 669 | 501.75 |  |  | 0 |  |  | 0 |  |  | 0 |  |  | 0 |  |  | 0 |  |  | 0
38 | Underground Conduit | 357 | 6 | 7 | 7 | 7 | 8 | 10 | 14 | 16 | 17 | 16 | 15 | 16 | 16 | 15 | 15 | 15 | 15 | 15 | 15 | 15 | 13 | 11 | 14 | 15 | 15 | 16 | 17 | 17 | 17 | 18 | 19 | 19 | 20 | 21 | 24 | 27 | 31 | 32 | 33 | 35 | 37 | 38 | 40 | 41 | 44 | 47 | 49 | 50 | 51 | 53 | 55 | 56 | 58 | 60 | 62 | 64 | 67 | 72 | 79 | 89 | 96 | 100 | 111 | 122 | 131 | 140 | 150 | 163 | 176 | 188 | 205 | 213 | 223 | 230 | 235 | 240 | 246 | 260 | 259 | 270 | 278 | 275.5 | 276 | 280 | 279.5 | 282 | 289 | 286.25 | 285 | 291 | 291 | 297 | 301 | 301.25 | 306 | 312 | 310.75 | 313 | 316 | 315.25 | 316 | 323 | 322.25 | 327 | 330 | 330.5 | 335 | 338 | 341.25 | 354 | 348 | 350.25 | 351 | 360 | 358.5 | 363 | 369 | 369.5 | 377 | 385 | 383.75 | 388 | 387 | 391 | 402 | 418 | 423 | 454 | 454 | 457.25 | 467 | 472 | 478 | 501 | 496.2732 | 503.6366 | 521 | 555 | 551.75 | 576 | 559 | 566 | 570 | 575 | 577.5 | 590 | 596 | 602 | 626 | 627 | 626.25 | 625 | 623 | 629.75 | 648 | 646 | 649.5 | 658 | 655 | 658.75 | 667 | 669 | 671.25 | 680 | 684 | 512 |  |  | 0 |  |  | 0 |  |  | 0 |  |  | 0 |  |  | 0 |  |  | 0
39 | Underground Conductors & Devices | 358 | 12 | 11 | 10 | 11 | 16 | 18 | 21 | 22 | 23 | 18 | 18 | 21 | 20 | 20 | 20 | 19 | 21 | 23 | 19 | 19 | 18 | 19 | 20 | 20 | 22 | 24 | 22 | 23 | 23 | 26 | 27 | 27 | 27 | 27 | 32 | 37 | 44 | 47 | 51 | 62 | 64 | 63 | 65 | 68 | 66 | 58 | 58 | 60 | 61 | 60 | 60 | 61 | 65 | 71 | 72 | 74 | 71 | 76 | 80 | 80 | 90 | 100 | 135 | 136 | 138 | 149 | 148 | 176 | 212 | 231 | 245 | 250 | 249 | 244 | 267 | 271 | 269 | 298 | 288.25 | 288 | 312 | 312.5 | 338 | 365 | 364.75 | 391 | 417 | 410.75 | 418 | 420 | 420.5 | 424 | 427 | 426.5 | 428 | 430 | 430.5 | 434 | 443 | 441 | 444 | 447 | 447 | 450 | 452 | 452.25 | 455 | 455 | 456 | 459 | 471 | 465.25 | 460 | 464 | 466 | 476 | 455 | 462 | 462 | 469 | 468.25 | 473 | 474 | 475.75 | 482 | 531 | 521.25 | 541 | 558 | 564 | 599 | 603 | 605.5 | 617 | 622.7813 | 665.8907 | 801 | 838 | 830.25 | 844 | 855 | 852.5 | 856 | 849 | 866.75 | 913 | 917 | 920.5 | 935 | 966 | 961.25 | 978 | 1000 | 1001.75 | 1029 | 1040 | 1039.75 | 1050 | 1055 | 1057.5 | 1070 | 1070 | 1073 | 1082 | 1130 | 835.5 |  |  | 0 |  |  | 0 |  |  | 0 |  |  | 0 |  |  | 0 |  |  | 0
40
41 | Distribution Plant
42 | Total Distribution Plant |  | 11 | 11 | 11 | 11 | 13 | 15 | 19 | 20 | 22 | 21 | 20 | 20 | 20 | 20 | 20 | 20 | 20 | 21 | 20 | 20 | 19 | 19 | 20 | 20 | 20 | 22 | 22 | 22 | 23 | 24 | 25 | 25 | 26 | 26 | 29 | 34 | 37 | 39 | 41 | 44 | 45 | 48 | 49 | 50 | 53 | 54 | 56 | 56 | 57 | 57 | 58 | 58 | 60 | 62 | 64 | 67 | 70 | 74 | 81 | 87 | 92 | 100 | 118 | 136 | 142 | 149 | 156 | 173 | 186 | 202 | 215 | 223 | 229 | 234 | 237 | 239 | 244 | 257 | 256.75 | 269 | 272 | 272 | 275 | 281 | 279.5 | 281 | 291 | 286.75 | 284 | 290 | 290.25 | 297 | 297 | 298 | 301 | 307 | 307.25 | 314 | 316 | 316.5 | 320 | 322 | 321.75 | 323 | 326 | 326.75 | 332 | 334 | 334.25 | 337 | 336 | 336.75 | 338 | 346 | 345.5 | 352 | 354 | 355.75 | 363 | 368 | 367.5 | 371 | 373 | 374.75 | 382 | 398 | 399.25 | 419 | 428 | 432.5 | 455 | 473 | 478.5 | 513 | 520.8941 | 532.447 | 575 | 576 | 582.25 | 602 | 591 | 598.25 | 609 | 617 | 619.25 | 634 | 649 | 649.75 | 667 | 679 | 678.5 | 689 | 700.5 | 701 | 714 | 720 | 722 | 734 | 735 | 737.25 | 745 | 744 | 746.5 | 753 | 766 | 571.25 |  |  | 0 |  |  | 0 |  |  | 0 |  |  | 0 |  |  | 0 |  |  | 0
43 | Station Equipment | 362 | 15 | 15 | 16 | 16 | 17 | 20 | 25 | 27 | 30 | 30 | 28 | 28 | 29 | 29 | 28 | 27 | 26 | 27 | 27 | 27 | 26 | 26 | 28 | 28 | 29 | 31 | 31 | 32 | 33 | 33 | 33 | 33 | 32 | 34 | 39 | 44 | 46 | 48 | 50 | 55 | 56 | 59 | 61 | 62 | 68 | 72 | 74 | 74 | 72 | 67 | 68 | 66 | 68 | 70 | 71 | 76 | 81 | 83 | 87 | 89 | 92 | 100 | 122 | 139 | 144 | 155 | 164 | 174 | 189 | 204 | 221 | 225 | 230 | 235 | 238 | 245 | 252 | 270 | 268.75 | 283 | 291 | 289.75 | 294 | 312 | 308 | 314 | 315 | 311.75 | 303 | 317 | 314 | 319 | 321 | 320 | 319 | 332 | 331 | 341 | 350 | 347 | 347 | 347 | 348.25 | 352 | 353 | 356 | 366 | 368 | 368 | 370 | 373 | 372.75 | 375 | 378 | 378.75 | 384 | 386 | 387 | 392 | 390 | 391.5 | 394 | 395 | 397.5 | 406 | 442 | 438.25 | 463 | 471 | 475.25 | 496 | 511 | 517 | 550 | 570.4805 | 571.2402 | 594 | 617 | 614.75 | 631 | 636 | 641.25 | 662 | 673 | 675.25 | 693 | 705 | 706.25 | 722 | 734 | 733 | 742 | 751 | 752.75 | 767 | 773 | 774.25 | 784 | 780 | 783.5 | 790 | 791 | 795.5 | 810 | 824 | 614.5 |  |  | 0 |  |  | 0 |  |  | 0 |  |  | 0 |  |  | 0 |  |  | 0
44 | Poles, Towers & Fixtures | 364 | 6 | 6 | 6 | 6 | 7 | 9 | 10 | 11 | 13 | 14 | 13 | 13 | 14 | 14 | 14 | 13 | 13 | 13 | 14 | 13 | 12 | 12 | 13 | 13 | 13 | 15 | 15 | 15 | 16 | 17 | 18 | 19 | 21 | 22 | 23 | 28 | 31 | 32 | 33 | 35 | 36 | 38 | 39 | 40 | 44 | 46 | 47 | 48 | 50 | 50 | 52 | 53 | 54 | 57 | 59 | 61 | 63 | 68 | 74 | 81 | 87 | 100 | 123 | 142 | 143 | 148 | 157 | 176 | 191 | 207 | 221 | 227 | 236 | 243 | 248 | 249 | 251 | 265 | 262.75 | 270 | 276 | 275.5 | 280 | 286 | 286.25 | 293 | 305 | 302.75 | 308 | 321 | 318.75 | 325 | 329 | 330.75 | 340 | 352 | 349.75 | 355 | 362 | 362 | 369 | 370 | 372 | 379 | 383 | 383 | 387 | 388 | 388.5 | 391 | 395 | 394 | 395 | 402 | 401.25 | 406 | 411 | 412 | 420 | 428 | 426.5 | 430 | 434 | 434.5 | 440 | 449 | 452.5 | 472 | 476 | 477.5 | 486 | 495 | 498.75 | 519 | 519.8483 | 523.6742 | 536 | 549 | 551 | 570 | 570 | 574.75 | 589 | 587 | 588.5 | 591 | 594 | 598 | 613 | 617 | 617.25 | 622 | 624 | 624 | 626 | 628 | 629.75 | 637 | 633 | 637.75 | 648 | 649 | 650 | 654 | 667 | 497 |  |  | 0 |  |  | 0 |  |  | 0 |  |  | 0 |  |  | 0 |  |  | 0
45 | Overhead Conductors & Devices | 365 | 12 | 11 | 10 | 11 | 17 | 19 | 22 | 23 | 23 | 17 | 16 | 17 | 17 | 18 | 17 | 17 | 18 | 20 | 17 | 16 | 14 | 15 | 17 | 17 | 17 | 19 | 18 | 18 | 19 | 19 | 21 | 21 | 22 | 22 | 26 | 30 | 32 | 32 | 34 | 37 | 39 | 40 | 42 | 45 | 49 | 49 | 48 | 50 | 51 | 51 | 53 | 54 | 56 | 59 | 61 | 65 | 68 | 74 | 85 | 93 | 96 | 100 | 115 | 143 | 162 | 171 | 165 | 178 | 197 | 213 | 225 | 241 | 248 | 250 | 252 | 250 | 267 | 311 | 301 | 315 | 316 | 314.75 | 312 | 323 | 317.75 | 313 | 345 | 329.75 | 316 | 317 | 322.25 | 339 | 334 | 337.5 | 343 | 348 | 352 | 369 | 376 | 375.25 | 380 | 382 | 383 | 388 | 389 | 391.75 | 401 | 403 | 402.5 | 403 | 389 | 393.25 | 392 | 422 | 416.25 | 429 | 434 | 435.5 | 445 | 446 | 447.25 | 452 | 455 | 457.5 | 468 | 487 | 489 | 514 | 537 | 541 | 576 | 601 | 603.75 | 637 | 651.7213 | 659.6106 | 698 | 743 | 735.75 | 759 | 646 | 690.25 | 710 | 722 | 722 | 734 | 776 | 761 | 758 | 769 | 771.5 | 790 | 805 | 805.5 | 822 | 835 | 836.25 | 853 | 854 | 860 | 879 | 879 | 879.75 | 882 | 893 | 667 |  |  | 0 |  |  | 0 |  |  | 0 |  |  | 0 |  |  | 0 |  |  | 0
46 | Underground Conduit | 366 | 8 | 8 | 8 | 8 | 9 | 12 | 16 | 18 | 20 | 19 | 17 | 18 | 18 | 18 | 17 | 18 | 18 | 18 | 17 | 17 | 16 | 13 | 16 | 17 | 17 | 18 | 20 | 20 | 21 | 21 | 22 | 23 | 23 | 23 | 26 | 29 | 33 | 34 | 36 | 38 | 39 | 40 | 42 | 43 | 46 | 48 | 50 | 52 | 54 | 55 | 57 | 58 | 60 | 61 | 62 | 64 | 66 | 70 | 78 | 87 | 94 | 100 | 111 | 121 | 127 | 135 | 144 | 158 | 169 | 180 | 191 | 206 | 219 | 225 | 230 | 235 | 241 | 253 | 255 | 273 | 284 | 280.5 | 281 | 282 | 281.5 | 281 | 284 | 282.5 | 281 | 286 | 285.75 | 290 | 295 | 295.25 | 301 | 308 | 307.25 | 312 | 314 | 313.25 | 313 | 319 | 319 | 325 | 328 | 328.5 | 333 | 336 | 336.75 | 342 | 346 | 347 | 354 | 359 | 359.25 | 365 | 370 | 370.75 | 378 | 391 | 388.5 | 394 | 390 | 395 | 406 | 407 | 413.75 | 435 | 438 | 442.75 | 460 | 463 | 469 | 490 | 489.0315 | 495.2658 | 513 | 521 | 525 | 545 | 544 | 544.75 | 546 | 549 | 552 | 564 | 566 | 571.5 | 590 | 591 | 590.5 | 590 | 590 | 593.5 | 604 | 606 | 608.5 | 618 | 617 | 619.5 | 626 | 627 | 629 | 636 | 638 | 478 |  |  | 0 |  |  | 0 |  |  | 0 |  |  | 0 |  |  | 0 |  |  | 0
47 | Underground Conductors & Devices | 367 | 12 | 11 | 11 | 11 | 16 | 19 | 22 | 23 | 24 | 19 | 19 | 22 | 21 | 21 | 21 | 20 | 22 | 24 | 20 | 20 | 18 | 20 | 21 | 21 | 23 | 25 | 23 | 24 | 24 | 27 | 28 | 28 | 28 | 28 | 33 | 39 | 46 | 50 | 53 | 65 | 67 | 67 | 68 | 71 | 70 | 61 | 61 | 63 | 64 | 63 | 63 | 64 | 69 | 75 | 76 | 78 | 74 | 80 | 85 | 86 | 97 | 100 | 125 | 129 | 133 | 141 | 148 | 182 | 206 | 208 | 207 | 211 | 213 | 220 | 231 | 235 | 242 | 239 | 243.5 | 254 | 258 | 260.5 | 272 | 271 | 272.25 | 275 | 284 | 281.25 | 282 | 284 | 285 | 290 | 290 | 290.25 | 291 | 293 | 293.75 | 298 | 307 | 305.25 | 309 | 313 | 312 | 313 | 315 | 315.25 | 318 | 321 | 321.25 | 325 | 331 | 328.75 | 328 | 335 | 335.5 | 344 | 330 | 335.25 | 337 | 340 | 339.25 | 340 | 342 | 343 | 348 | 365 | 368.5 | 396 | 407 | 411.25 | 435 | 440 | 459.25 | 522 | 529.1677 | 537.0839 | 568 | 600 | 608.125 | 664.5 | 656.7 | 648.975 | 618 | 624.5 | 632.125 | 661.5 | 675.4 | 682.45 | 717.5 | 741 | 731.875 | 728 | 755.5 | 747.75 | 752 | 765 | 760.75 | 761 | 769 | 763.125 | 753.5 | 753.5 | 748.375 | 733 | 753.5 | 560 |  |  | 0 |  |  | 0 |  |  | 0 |  |  | 0 |  |  | 0 |  |  | 0
48 | Line Transformers | 368 | 42 | 42 | 42 | 42 | 42 | 45 | 61 | 64 | 68 | 70 | 62 | 60 | 62 | 61 | 57 | 53 | 52 | 56 | 55 | 53 | 51 | 53 | 54 | 55 | 55 | 59 | 61 | 61 | 61 | 63 | 62 | 58 | 58 | 58 | 65 | 81 | 84 | 87 | 91 | 103 | 103 | 109 | 112 | 112 | 115 | 121 | 118 | 114 | 112 | 108 | 98 | 93 | 93 | 95 | 95 | 98 | 103 | 99 | 100 | 101 | 99 | 100 | 109 | 130 | 134 | 145 | 154 | 163 | 163 | 190 | 206 | 210 | 213 | 215 | 217 | 215 | 217 | 215 | 218.75 | 228 | 226 | 228 | 232 | 231 | 231.25 | 231 | 232 | 232 | 233 | 238 | 237 | 239 | 238 | 239 | 241 | 245 | 243.75 | 244 | 237 | 240.25 | 243 | 239 | 236 | 223 | 228 | 227.25 | 230 | 231 | 232.25 | 237 | 232 | 233.5 | 233 | 234 | 234.5 | 237 | 243 | 242.75 | 248 | 253 | 251.75 | 253 | 258 | 254.75 | 250 | 270 | 268 | 282 | 290 | 297.25 | 327 | 367 | 369.25 | 416 | 423.2145 | 467.6072 | 608 | 513 | 543.5 | 540 | 563 | 564.5 | 592 | 617 | 614 | 630 | 648 | 649.5 | 672 | 687 | 693.75 | 729 | 746 | 751.5 | 785 | 802 | 805.75 | 834 | 835 | 841.75 | 863 | 861 | 869.5 | 893 | 918 | 682.25 |  |  | 0 |  |  | 0 |  |  | 0 |  |  | 0 |  |  | 0 |  |  | 0
49 | Pad Mounted Transformers | 368 | 1912: -; 1926: -; 1940: -; 1949: 102; 1950: 102; 1951: 102; 1952: 102; 1953: 102; 1954: 102; 1955: 102; 1956: 102; 1957: 102; 1958: 102; 1959: 102; 1960: 99; 1961: 95; 1962: 94; 1963: 95; 1964: 90; 1965: 90; 1966: 93; 1967: 96; 1968: 98; 1969: 94; 1970: 95; 1971: 97; 1972: 99; 1973: 100; 1974: 103; 1975: 105; 1976: 107; 1977: 118; 1978: 130; 1979: 137; 1980: 157; 1981: 184; 1982: 184; 1983: 187; 1984: 206; 1985: 209; 1986: 217; 1987: 239 | 253 | 266 | 264 | 271 | 282 | 279.5 | 283 | 284 | 285.75 | 292 | 300 | 296.75 | 295 | 297 | 297 | 299 | 307 | 305.5 | 309 | 310 | 307.5 | 301 | 312 | 309.25 | 312 | 324 | 321.5 | 326 | 327 | 327.25 | 329 | 329 | 329.5 | 331 | 332 | 332 | 333 | 335 | 334.75 | 336 | 355 | 351.25 | 359 | 368 | 364.25 | 362 | 363 | 370.25 | 393 | 462 | 453.5 | 497 | 546 | 538.75 | 566 | 656 | 643 | 694 | 824.1814 | 747.5907 | 648 | 764 | 728 | 736 | 674 | 691.25 | 681 | 660 | 666 | 663 | 719 | 706.5 | 725 | 725 | 725.25 | 726 | 705 | 711.25 | 709 | 693 | 697.75 | 696 | 712 | 716 | 744 | 684 | 703.75 | 703 | 747 | 549.25 |  |  | 0 |  |  | 0 |  |  | 0 |  |  | 0 |  |  | 0 |  |  | 0
50 | Services-Overhead | 369 | 11 | 10 | 9 | 10 | 14 | 17 | 20 | 21 | 21 | 15 | 14 | 16 | 16 | 16 | 16 | 15 | 17 | 18 | 15 | 14 | 13 | 14 | 15 | 15 | 16 | 17 | 17 | 17 | 17 | 18 | 19 | 20 | 21 | 21 | 25 | 28 | 30 | 30 | 32 | 35 | 37 | 39 | 39 | 42 | 45 | 43 | 43 | 45 | 47 | 47 | 48 | 49 | 51 | 54 | 57 | 61 | 64 | 70 | 81 | 89 | 95 | 100 | 108 | 120 | 128 | 136 | 145 | 158 | 175 | 186 | 198 | 206 | 226 | 227 | 228 | 232 | 239 | 259 | 257.25 | 272 | 276 | 274.25 | 273 | 277 | 276.25 | 278 | 288 | 283.75 | 281 | 281 | 284.5 | 295 | 292 | 294.25 | 298 | 305 | 306 | 316 | 320 | 320.25 | 325 | 324 | 323.25 | 320 | 330 | 328.75 | 335 | 335 | 335.75 | 338 | 339 | 339.5 | 342 | 349 | 348.75 | 355 | 356 | 358.5 | 367 | 368 | 369.25 | 374 | 374 | 378 | 390 | 397 | 400.75 | 419 | 426 | 430 | 449 | 448 | 455.75 | 478 | 478.5805 | 484.0403 | 501 | 510 | 511.25 | 524 | 491 | 506.75 | 521 | 528 | 532.75 | 554 | 571.4 | 566.45 | 569 | 571 | 572 | 577 | 579 | 582.75 | 596 | 604 | 606 | 620 | 622 | 623.5 | 630 | 629 | 630.75 | 635 | 638 | 477.75 |  |  | 0 |  |  | 0 |  |  | 0 |  |  | 0 |  |  | 0 |  |  | 0
51 | Services-Underground | 369 | 10 | 10 | 11 | 12 | 14 | 17 | 20 | 22 | 22 | 18 | 16 | 17 | 17 | 18 | 19 | 18 | 18 | 18 | 17 | 17 | 15 | 15 | 17 | 17 | 18 | 21 | 20 | 20 | 21 | 24 | 24 | 25 | 26 | 26 | 30 | 34 | 37 | 38 | 39 | 44 | 45 | 45 | 44 | 44 | 46 | 45 | 43 | 44 | 42 | 42 | 45 | 46 | 48 | 52 | 57 | 60 | 64 | 68 | 73 | 77 | 86 | 100 | 115 | 107 | 112 | 116 | 124 | 134 | 160 | 176 | 177 | 197 | 204 | 188 | 183 | 195 | 214 | 196 | 211.25 | 239 | 226 | 228.5 | 223 | 239 | 232 | 227 | 224 | 226.25 | 230 | 221 | 224.5 | 226 | 225 | 226.25 | 229 | 237 | 236 | 241 | 244 | 243.25 | 244 | 244 | 243.5 | 242 | 249 | 246.75 | 247 | 243 | 243.75 | 242 | 242 | 243.5 | 248 | 256 | 254.75 | 259 | 255 | 257.5 | 261 | 269 | 267.25 | 270 | 270 | 271.75 | 277 | 278 | 281 | 291 | 304 | 311 | 345 | 382 | 369.5 | 369 | 365.0319 | 365.266 | 362 | 363 | 357.5 | 342 | 343 | 344.5 | 350 | 372 | 376.5 | 412 | 429 | 432.25 | 459 | 477 | 474.25 | 484 | 486 | 485.25 | 485 | 444 | 461 | 471 | 465 | 460.75 | 442 | 437 | 438.75 | 439 | 455 | 337.25 |  |  | 0 |  |  | 0 |  |  | 0 |  |  | 0 |  |  | 0 |  |  | 0
52 | Meters Installed | 370 | 31 | 31 | 31 | 31 | 31 | 35 | 39 | 44 | 46 | 49 | 46 | 44 | 43 | 42 | 42 | 42 | 42 | 42 | 42 | 42 | 42 | 44 | 46 | 48 | 48 | 48 | 48 | 48 | 48 | 49 | 49 | 49 | 49 | 49 | 54 | 61 | 65 | 70 | 70 | 70 | 70 | 73 | 74 | 71 | 74 | 78 | 80 | 82 | 83 | 82 | 82 | 82 | 82 | 82 | 82 | 83 | 86 | 89 | 93 | 98 | 99 | 100 | 107 | 124 | 133 | 138 | 142 | 146 | 144 | 160 | 187 | 201 | 204 | 207 | 212 | 212 | 202 | 203 | 200.5 | 194 | 190 | 192.25 | 195 | 191 | 193 | 195 | 215 | 208.5 | 209 | 205 | 208.25 | 214 | 214 | 212.25 | 207 | 201 | 202.75 | 202 | 197 | 200 | 204 | 204 | 204.25 | 205 | 222 | 218.25 | 224 | 224 | 225.25 | 229 | 216 | 218 | 211 | 213 | 215.5 | 225 | 241 | 242.75 | 264 | 277 | 276.25 | 287 | 287 | 296.5 | 325 | 325 | 322.5 | 315 | 315 | 315.75 | 318 | 323 | 323.25 | 329 | 335.5318 | 335.0159 | 340 | 341 | 342 | 346 | 346 | 349.75 | 361 | 362 | 360 | 355 | 354 | 354.5 | 355 | 358 | 358.25 | 362 | 365 | 366 | 372 | 373 | 373.75 | 377 | 377 | 378 | 381 | 374 | 376 | 375 | 375 | 281.25 |  |  | 0 |  |  | 0 |  |  | 0 |  |  | 0 |  |  | 0 |  |  | 0
53 | Street Lighting-Overhead | 373 | - | [11 empty] | 22 | 22 | 21 | 20 | 22 | 22 | 22 | 21 | 20 | 21 | 22 | 22 | 23 | 24 | 24 | 23 | 24 | 25 | 26 | 26 | 27 | 27 | 30 | 36 | 39 | 42 | 44 | 48 | 50 | 51 | 54 | 54 | 57 | 62 | 65 | 65 | 64 | 64 | 64 | 65 | 66 | 67 | 68 | 72 | 74 | 79 | 86 | 91 | 96 | 100 | 121 | 147 | 155 | 165 | 180 | 200 | 217 | 238 | 255 | 258 | 272 | 284 | 283 | 271 | 270 | 278 | 277.5 | 284 | 289 | 288.75 | 293 | 298 | 297.75 | 302 | 312 | 310.75 | 317 | 320 | 322 | 331 | 336 | 336.75 | 344 | 354 | 352.5 | 358 | 368 | 367.5 | 376 | 387 | 386.25 | 395 | 395 | 396 | 399 | 398 | 399.5 | 403 | 406 | 405.75 | 408 | 413 | 413.25 | 419 | 424 | 425.25 | 434 | 451 | 452 | 472 | 475 | 476 | 482 | 487 | 491.25 | 509 | 517 | 519.25 | 534 | 600 | 590 | 626 | 636.142 | 636.821 | 649 | 680 | 689.25 | 748 | 760 | 763.75 | 787 | 736 | 752 | 749 | 772 | 771.25 | 792 | 806 | 801 | 800 | 808 | 796.75 | 771 | 773 | 772 | 771 | 789 | 782.5 | 781 | 779 | 782 | 789 | 766 | 580.25 |  |  | 0 |  |  | 0 |  |  | 0 |  |  | 0 |  |  | 0 |  |  | 0
54 | Mast Arms & Luminaires Installed | 373 | 1912: -; 1926: -; 1940: -; 1954: -; 1955: 57; 1956: 64; 1957: 70; 1958: 70; 1959: 66; 1960: 66; 1961: 66; 1962: 65; 1963: 65; 1964: 67; 1965: 68; 1966: 72; 1967: 71; 1968: 71; 1969: 75; 1970: 88; 1971: 93; 1972: 96; 1973: 100; 1974: 117; 1975: 137; 1976: 151; 1977: 165; 1978: 178; 1979: 195; 1980: 217; 1981: 242; 1982: 256; 1983: 264; 1984: 284; 1985: 296; 1986: 289; 1987: 279 | 276 | 283 | 283.5 | 292 | 300 | 299 | 304 | 309 | 308.75 | 313 | 324 | 323.75 | 334 | 335 | 336.5 | 342 | 346 | 347.5 | 356 | 371 | 368.5 | 376 | 379 | 380.5 | 388 | 407 | 404.75 | 417 | 414 | 415.25 | 416 | 411 | 412.75 | 413 | 415 | 414.5 | 415 | 420 | 420.25 | 426 | 427 | 429 | 436 | 439 | 439 | 442 | 448 | 448 | 454 | 460 | 466.25 | 491 | 505 | 508 | 531 | 561 | 559 | 583 | 593.5397 | 588.7699 | 585 | 595 | 623.25 | 718 | 714 | 718.5 | 728 | 741 | 739 | 746 | 761 | 764.5 | 790 | 809 | 800.5 | 794 | 809 | 785 | 728 | 731 | 728.25 | 723 | 747 | 733.5 | 717 | 717 | 721.5 | 735 | 685 | 526.25 |  |  | 0 |  |  | 0 |  |  | 0 |  |  | 0 |  |  | 0 |  |  | 0
55 | Street Lighting-Underground | 373 | - | [11 empty] | 23 | 23 | 23 | 21 | 23 | 23 | 24 | 24 | 24 | 24 | 25 | 25 | 25 | 26 | 26 | 27 | 27 | 27 | 28 | 28 | 30 | 30 | 32 | 39 | 42 | 43 | 42 | 46 | 46 | 47 | 51 | 53 | 54 | 59 | 61 | 61 | 62 | 60 | 60 | 61 | 61 | 62 | 67 | 74 | 71 | 75 | 86 | 92 | 97 | 100 | 120 | 147 | 157 | 168 | 183 | 204 | 220 | 239 | 259 | 261 | 275 | 286 | 287 | 273 | 273 | 280 | 279.5 | 285 | 290 | 289.75 | 294 | 300 | 299.5 | 304 | 313 | 312 | 318 | 320 | 322.75 | 333 | 338 | 338.5 | 345 | 353 | 351.75 | 356 | 367 | 366.25 | 375 | 386 | 385.25 | 394 | 394 | 395 | 398 | 398 | 399.75 | 405 | 407 | 407.5 | 411 | 416 | 416.5 | 423 | 429 | 430 | 439 | 459 | 460.75 | 486 | 489 | 490 | 496 | 499 | 503.25 | 519 | 526 | 528 | 541 | 619 | 607 | 649 | 659.9367 | 662.2184 | 680 | 716 | 722.5 | 778 | 795 | 798.5 | 826 | 755 | 777 | 772 | 797 | 795.5 | 816 | 829 | 824.5 | 824 | 831 | 822.25 | 803 | 804 | 804 | 805 | 823 | 817.5 | 819 | 816 | 819.25 | 826 | 804 | 608.5 |  |  | 0 |  |  | 0 |  |  | 0 |  |  | 0 |  |  | 0 |  |  | 0
56