## Summary Analysis
[24 empty] | km | Peak Load (MW)
[21 empty] | 230 kV* |  |  | 2064.234 | 1902
[21 empty] | 138 kV |  |  | 1500.16
[21 empty] | 66 kV |  |  | 673.241
[21 empty] | Labrador Island Link |  |  | 1100
[21 empty] | TL 267 |  |  | 186.456
[21 empty] | LTA (TL 3101/3102) |  |  | 500
[23 empty] | Total, km | 6024.091
[23 empty] | Total km w/o LIL, LTA, TL267 | 4237.635 | kW/Mile
0.62137
[23 empty] | Total, Miles | 3743.1954
[23 empty] | Total miles w/o LIL, LTA, TL267 | 2633.1435
[23 empty] | NL Hydro, Peak Load/Mile | 0.50812
[8 empty] | 13014.7408 | [12 empty] | Selection Range, US Utilities
[22 empty] | Low |  | 0.38109
[22 empty] | High |  | 0.63515
TRANSMISSION O&M COST per FACILITY MILE (CAD) | [20 empty] | * includes the 230kV circuits between Churchill Falls and Labrador West
Average
|  | Distance-Weighted |  | Variation
| Mean |  | Median | S.D. | Min | Max | [5 empty] | U.S. FOM (Lines, Towers, Terminals)
Comparable U.S. Electric Utilties* | [11 empty] | 1.238 | 2013 | 17.5127 | 10.3103 | 11.0224 | 19.8005 | 2.3567 | 85.3845
Year | [11 empty] | 1.253 | 2014 | 10.5434 | 9.0558 | 9.3032 | 6.3155 | 3.5276 | 29.6018 | 1.1047
2014 | 11647.1714 | 10003.7809 | 10277.0644 | 6976.6669 | 3896.8549 | 32700.6176 | [5 empty] | 1.269 | 2015 | 11.2836 | 9.4978 | 8.9376 | 7.4282 | 3.838 | 33.3345 | 1.2788
2015 | 14429.5978 | 12145.8805 | 11429.4498 | 9499.272 | 4908.0367 | 42628.3732 | [6 empty] | 2016 | 11.6903 | 9.8177 | 9.819 | 8.4583 | 4.088 | 39.7482 | 1.3256
2016 | 15496.5065 | 13014.2106 | 13015.9505 | 11212.2363 | 5418.9292 | 52689.5248 | [7 empty] | 12961.3486 | 15785.1749 | 11145.6301 | 8233.651 | 4690.656 | 23110.0829
Canadian Electric Utilties*
2016 | 12961.3486 | 15785.1749 | 11145.6301 | 8233.651 | 4690.656 | 23110.0829 | [5 empty] | U.S. FOM LINES, 2016
Newfoundland Labrador Hydro | [11 empty] | 1.238 | 2016 | 7687.9464 | 6744.3009 | 5985.0873 | 5850.2067 | 1557.427 | 27275.6612 | Stations Share of Total O&M
| Total FOM Cost including A&G (000's) |  |  | FOM per Facility Mile | [7 empty] | 1.253 | Check: | 7687.9464
Year | [11 empty] | 1.269 | [7 empty] | 35.59%
2014 | 19205435.1011 |  |  | 7293.729 |  |  | 13857.7586 | 11721.2907 | 11574.1549 | 9229.3917 | 42672.8385
2015 | 21801680.0646 |  |  | 8279.7159 |  |  |  |  | 2136.4679
2016 | 17270648.8431 |  |  | 6558.9471 |  |  |  |  | 1815.7184 | 7377.464 | 13844.0876
* The U.S. and Canadian samples consist of 24 and 5 utilities, respectively. | [10 empty] | 7374.5144 | U.S. FOM TERMINALS, 2016
2016 TRANSMISSION LINES O&M COST per FACILITY MILE (CAD) | [10 empty] | 7372.5007 | 1.238 | 2016 | 7755.854 | 5481.9125 | 5266.3684 | 6087.5555 | 1053.7256 | 28817.061
Comparable U.S. Electric Utilties* | [11 empty] | 1.253 | Check: | 7755.854
| Average | [10 empty] | 1.269
|  | Distance-Weighted |  | Variation
Year | Mean |  | Median | S.D. | Min | Max
2016 | 10191.0136 | 8940.1328 | 7933.7319 | 7754.9366 | 2064.4992 | 36156.1619
Newfoundland Labrador Hydro | [9 empty] | 8939.8464
| Total FOM Cost including A&G (000's) |  |  | FOM per Facility Mile
Year
2016 | 9752293.1141 |  |  | 3703.6694
* The U.S. sample consists of 24 utilities.
2016 TRANSMISSION TERMINALS O&M COST per MW (CAD)
Comparable U.S. Electric Utilties*
Average
|  | Peak Demand-Weighted |  | Variation
Year | Mean |  | Median | S.D. | Min | Max
2016 | 10281.0308 | 7266.7319 | 6981.0102 | 8069.5621 | 1396.8011 | 38199.4158
Newfoundland Labrador Hydro
| Total FOM Cost including A&G (000's) |  |  | FOM per Facility Mile
Year
2016 | 7518355.729 |  |  | 3952.8684
* The U.S. sample consists of 24 utilities.

## HVDC O&M Costs
|  | MW |  | km | miles
China/Thailand | 20.53 | 3000 |  | 1772 | 1101.0694 | kM/Mile |  | U.S. FOM (Lines, Towers) | U.S. FOM in CAD (Lines, Towers)
|  | 1900 |  | 1772 | 1101.0694 | 0.62137
MH Hydro | 20.4 | 1854 |  | 895 | 556.127 |  |  | 7687.9464 | 10191.0136
|  | 2000 |  | 937 | 582.2246 |  |  | 5850.2067 | 7754.9366
| LIL | 900 |  | 1100 | 683.5081
Inflation Factor
2.1%
Benchmark Estimates of O&M Costs, HVDC Facilities
[12 empty] | Low | High
[11 empty] | Lines, Towers ($/mile) | 8004.7111 | 11280.6654
[11 empty] | Converter Facilities ($/MW) | 13228.2874 | 19787.3573
| FACTORS FOR DETERMINING RANGE FOR O&M COST ESTIMATES, | [8 empty] | Benchmark Estimates of O&M Costs, Labrador Island Link
| LINES AND CONVERTER FACILITIES, LABRADOR ISLAND LINK | [10 empty] | Low | High
[11 empty] | Lines and Towers | 5471284.8867 | 7710426.2007
|  | Factors for Lines-Related Costs |  | Low | High | [5 empty] | Converter Facilities | 11905458.6922 | 17808621.5996
|  | AC-DC O&M cost adjustment |  | -0.03 | -0.07 | [5 empty] | Total O&M | 17376743.5789 | 25519047.8003
|  | Standard deviation, O&M costs |  | -0.25 | 0.25
|  | Factors for Converter Facility Costs |  | Low | High | [6 empty] | 25422.8788 | 37335.3992
|  | Share of total costs which are fixed |  | 0.2 | 0.4
|  | Costs of rectifiers, as share of inversion* |  | 0.5 | 0.8
* for Manitoba Hydro's Radisson and Henday stations, with reference to Dorsey
Converter Facility Fixed Costs ($ M)
Total Cost Estimates
|  | USD | CAD | Low | High
| China/Thailand | 20530 | 27214.2258 | 5442.8452 | 10885.6903
| MH Hydro | 15389.4512 | 20400 | 4080 | 8160
|  | w/recifier facility |  | 6120 | 14688
$/MW of Flow Capability (MW), Converter Stations
|  |  |  | Low | High
|  |  | China/Thailand | 7257.1269 | 5442.8452
|  |  | MH Hydro | 6351.8422 | 5716.658
Cost Estimates of Converters for Labrador Island Link ($/MW)
|  |  | Based on Cost Estimates for China/Thailand | 13304.7326 | 17538.0566
|  |  | Based on Observed Costs, MH Hydro | 13151.8422 | 22036.658

## LTA O&M Costs
LTA O&M Cost Benchmarks (CAD)
Benchmark Estimates of O&M Costs, Based on U.S. Sample
[12 empty] | Low | High
[11 empty] | Lines, Towers ($/Mile) | 8783.1673 | 12910.0819
[11 empty] | Station Facilities ($/MW-year) | 4060.464 | 6226.0448
Benchmark Estimates of O&M Costs, LTA Facilities
[5 empty] | 2016-19 Inflation Factor | [6 empty] | Low | High
[5 empty] | 2.1% | [5 empty] | Lines, Towers | 1637281.6347 | 2807682.6716
[11 empty] | Stations | 2842324.8173 | 4358231.3865
[11 empty] | Total O&M | 4479606.452 | 7165914.058
| MW |  | km | miles | km/mile | LINES AND TOWERS
U.S. Sample | 2948.3438 |  | 8463.2458 | 5258.8155 | 0.62137 |  | U.S. FOM, 2016 USD |  | U.S. FOM 2019 CAD
[6 empty] | X | 7687.9464 |  | 10846.6246
LTA | 700 |  | 250 | 155.3427 |  | S.D. | 5850.2067 |  | 8253.8292 |  | 10846.6246
[11 empty] | 8783.1673 | 12910.0819
[6 empty] | STATIONS |  |  |  |  | 1364401.3622 | 2005487.6225
FACTORS FOR DETERMINING RANGE FOR O&M COST ESTIMATES, | [6 empty] | U.S. FOM USD 2016 |  | U.S. FOM in 2019 CAD |  | 2728802.7245 | 4010975.2451
LINES AND STATION EQUIPMENT, LABRADOR TRANSMISSION ASSETS | [5 empty] | X | 7755.854 |  | 10942.4328 |  | 1637281.6347 | 2807682.6716
| Factors for Lines-Related Costs |  | Low | High |  | S.D. | 6087.5555 |  | 8588.6952 |  | 1
| Standard deviation, O&M costs |  | -0.25 | 0.25 | [6 empty] | 2
| Common route scale economies |  | 0.8 | 0.6 | [6 empty] | 1.2
| Factors for Station Facility Costs |  | Low | High | [5 empty] | LTA O&M Cost Benchmarks (CAD)
| Share of total costs which are fixed |  | 0.2 | 0.4 | [5 empty] | Benchmark Estimates of O&M Costs, Based on U.S. Sample
| High-Low Range Factors |  | -0.25 | 0.15 | [7 empty] | Low | High
[11 empty] | Lines, Towers ($/Mile) | 8783.1673 | 12910.0819
[11 empty] | Station Facilities ($/MW-year) | 10701.5847 | 16409.0965
[5 empty] | 186 |  |  |  |  | Benchmark Estimates of O&M Costs, LTA Facilities
[12 empty] | Low | High
Substation Fixed Costs ($ 000) | [10 empty] | Lines, Towers | 1637281.6347 | 2807682.6716
| Total Cost Estimates |  | Fixed Costs | [7 empty] | Stations | 7491109.2755 | 11486367.5558
| USD | CAD | Low | High |  |  |  | 1.0643 |  |  | Total O&M | 9128390.9102 | 14294050.2274
U.S. Sample | 16162.5626 | 21424.8236 | 4284.9647 | 8569.9294
$/MW of Flow Capability (MW), Stations
Demand Costs ($/MW)
|  |  | Low | High
|  | U.S. Sample | 5813.3855 | 4360.0391 |  | 5086.7123 | 1045.8816 | 4040.8308
[7 empty] | 6132.5939 |  | 4059.027
Cost Estimates of Stations for Labrador Transmission Assets ($/MW-year)
|  | Based on Cost Estimates for U.S. Sample | 11934.7637 | 16602.7955 | 0.0013624 |  | 0.4871 | 0.26261
|  |  | 7266.7319 | 7266.7319
5.8134
0.0013273
5814.0634

## A&G
Sample Statistics
Direct Operations and Maintenance Expenses (000 USD) | [29 empty] | Standard Deviation
|  | 1 | 2 | 3 | 4 | 5 | 6 | 7 | 8 | 9 | 10 | 11 | 12 | 13 | 14 | 15 | 16 | 17 | 18 | 19 | 20 | 21 | 22 | 23 | 24 | Average | Median | Max | Min
| Lines and Towers | 14522.495 | 1304.369 | 7836.266 | 8034.57 | 3373.184 | 2709.143 | 3421.737 | 5212.012 | 4167.775 | 225.156 | 5311.242 | 16806.157 | 38031.235 | 6171.352 | 95194.64 | 26820.05 | 2061.51 | 2646.497 | 9127.226 | 6612.193 | 6720.078 | 2070.842 | 16877.5 | 907.465 | 11923.5289 | 5741.297 | 95194.64 | 225.156 | 19837.7533
| Terminals | 2542.053 | 640.46 | 4833.942 | 3674.02 | 845.892 | 1781.824 | 1333.941 | 5797.326 | 2496.103 | 96.559 | 5080.436 | 12068.157 | 5752.701 | 3778.593 | 28115.728 | 19754.51 | 3349.573 | 1745.847 | 5306.201 | 1686.947 | 3300.571 | 1429.057 | 15808.372 | 633.784 | 5493.8582 | 3325.072 | 28115.728 | 96.559 | 6830.0669
| Total | 17064.548 | 1944.829 | 12670.208 | 11708.59 | 4219.076 | 4490.967 | 4755.678 | 11009.338 | 6663.878 | 321.715 | 10391.678 | 28874.314 | 43783.936 | 9949.945 | 123310.368 | 46574.56 | 5411.083 | 4392.344 | 14433.427 | 8299.14 | 10020.649 | 3499.899 | 32685.872 | 1541.249 | 17417.3871 | 9985.297 | 123310.368 | 321.715 | 25858.898
Administrative and General Expenses (000 USD)
|  | 1 | 2 | 3 | 4 | 5 | 6 | 7 | 8 | 9 | 10 | 11 | 12 | 13 | 14 | 15 | 16 | 17 | 18 | 19 | 20 | 21 | 22 | 23 | 24
| Capital-Related | 7181.816 | 420.8451 | 6016.7705 | 1676.4156 | 2876.2033 | 977.3215 | 449.2309 | 2394.1795 | 1934.7282 | 55.0352 | 644.6108 | 9352.549 | 36375.888 | 3077.308 | 5326.7665 | 10404.447 | 7078.139 | 1733.9427 | 8832.27 | 2377.9327 | 3315.651 | 695.3969 | 5533.603 | 47.224 | 4949.0948 | 2635.1914 | 36375.888 | 47.224 | 7395.3227
| Fixed O&M-Related | 5715.7184 | 682.4857 | 2161.4423 | 4096.2056 | 2248.022 | 2158.9733 | 988.1383 | 8901.3436 | 1853.992 | 220.8517 | 2961.1206 | 7918.2856 | 36483.2736 | 3037.4793 | 77312.2467 | 5193.3479 | 2931.7349 | 2387.5739 | 3888.9191 | 3914.5294 | 3232.7949 | 1913.1732 | 23780.8357 | 607.8619 | 8524.5979 | 2999.2999 | 77312.2467 | 220.8517 | 16739.144
| Total | 12897.5344 | 1103.3308 | 8178.2128 | 5772.6212 | 5124.2252 | 3136.2948 | 1437.3693 | 11295.5231 | 3788.7203 | 275.8869 | 3605.7314 | 17270.8346 | 72859.1616 | 6114.7873 | 82639.0132 | 15597.7949 | 10009.8739 | 4121.5166 | 12721.1891 | 6292.4621 | 6548.4459 | 2608.5701 | 29314.4387 | 655.0859 | 13473.6927 | 6203.6247 | 82639.0132 | 275.8869 | 20902.121
| Pole Miles | 4885.57 | 707.91 | 2894.12 | 2255.09 | 1848.91 | 1321.98 | 1017.9 | 4872.26 | 2536.36 | 89.7 | 2864.92 | 4513.58 | 10943.5 | 2519.87 | 18138.3 | 17618 | 3285.8 | 2325.01 | 7457.04 | 2208 | 3733.93 | 388.56 | 6512.82 | 237.18 | 4382.3462 | 2700.64 | 18138.3 | 89.7 | 4848.2525
A&G Cost Shares
|  | 1 | 2 | 3 | 4 | 5 | 6 | 7 | 8 | 9 | 10 | 11 | 12 | 13 | 14 | 15 | 16 | 17 | 18 | 19 | 20 | 21 | 22 | 23 | 24
| Per FO&M | 0.33495 | 0.35092 | 0.17059 | 0.34985 | 0.53282 | 0.48074 | 0.20778 | 0.80853 | 0.27822 | 0.68648 | 0.28495 | 0.27423 | 0.83326 | 0.30528 | 0.62697 | 0.11151 | 0.5418 | 0.54358 | 0.26944 | 0.47168 | 0.32261 | 0.54664 | 0.72756 | 0.3944 | 0.43562 | 0.37266 | 0.83326 | 0.11151 | 0.1994
| Per FO&M and Capital | 0.75581 | 0.56732 | 0.64547 | 0.49302 | 1.2145 | 0.69836 | 0.30224 | 1.026 | 0.56855 | 0.85755 | 0.34698 | 0.59814 | 1.6641 | 0.61455 | 0.67017 | 0.3349 | 1.8499 | 0.93834 | 0.88137 | 0.75821 | 0.6535 | 0.74533 | 0.89685 | 0.42504 | 0.77109 | 0.68426 | 1.8499 | 0.30224 | 0.37627
A&G Cost Per Pole Mile (USD)
|  | 1 | 2 | 3 | 4 | 5 | 6 | 7 | 8 | 9 | 10 | 11 | 12 | 13 | 14 | 15 | 16 | 17 | 18 | 19 | 20 | 21 | 22 | 23 | 24
| Capital-Related | 1470.0058 | 594.4895 | 2078.9637 | 743.3919 | 1555.621 | 739.2861 | 441.3311 | 491.3899 | 762.7972 | 613.5477 | 225.0013 | 2072.0911 | 3323.972 | 1221.217 | 293.6751 | 590.5578 | 2154.16 | 745.7786 | 1184.4204 | 1076.9623 | 887.9789 | 1789.6769 | 849.6478 | 199.1061 | 1087.7112 | 806.2225 | 3323.972 | 199.1061 | 757.1961
| Fixed O&M-Related | 1169.9184 | 964.0854 | 746.8392 | 1816.4267 | 1215.8634 | 1633.1362 | 970.7617 | 1826.9435 | 730.9657 | 2462.1146 | 1033.5788 | 1754.3249 | 3333.7848 | 1205.4111 | 4262.3756 | 294.7751 | 892.2439 | 1026.9091 | 521.5098 | 1772.8847 | 865.7888 | 4923.7523 | 3651.3885 | 2562.8716 | 1734.9439 | 1210.6373 | 4923.7523 | 294.7751 | 1216.9799
| Total | 2639.9242 | 1558.5749 | 2825.803 | 2559.8186 | 2771.4844 | 2372.4223 | 1412.0928 | 2318.3334 | 1493.7628 | 3075.6623 | 1258.5801 | 3826.416 | 6657.7568 | 2426.6281 | 4556.0506 | 885.3329 | 3046.4039 | 1772.6877 | 1705.9301 | 2849.847 | 1753.7677 | 6713.4293 | 4501.0362 | 2761.9777 | 2822.6551 | 2599.8714 | 6713.4293 | 885.3329 | 1511.6632

## Transmission 2016
report_year | respondent_id | respondent_name | ST | function | GP | AD | NP | RA | MS | FS | ADIT | ADITC | CD | FE | FOM | PP | SCLD | OE | LTD | LTDC | STD | PS | CE | I | TO | DPS | ER | DE | Acct920 | Acct921 | Acct922 | Acct923 | Acct924 | Acct925 | Acct926 | Acct927 | Acct928 | Acct929 | Acct930_1 | Acct930_2 | Acct931 | Acct935 | AG_FOM | AG_Cap | AG_Maint | MWH | MW_Peak | MW_Top4 | MW_Avg | Capacity | MV_P | MV_S | MV_T | TRf | TRs | GPallocator | GPallocator2 | FOMallocator | NPallocator | NPallocator2 | GENallocator | GEN2allocator | ADallocator | ADITa | ADITCa | MSa | RAa | AG_FOMa | AG_Capa | DEa | TOa | WC | RateBaseGP | RateBase | Wd | Wps | Wce | CRd | CRps | WACC | ITR | TI | RC | FinancialCosts | respondent_id | report_year | FOM_subtotal | FOM_total
2016 | 8 | Entergy Arkansas, Inc. | AR | Transmission | 1857763200 | 472478126.5 | 1385285120 | 0 | 20306430 | 0 | 0 | 0 | 0 | 0 | 40347980 | 0 | 0 | 0 | 0 | 0 | 0 | 0 | 0 | 0 | 0 | 0 | 0.0914 | 33201663 | 0 | 0 | 0 | 0 | 0 | 0 | 0 | 0 | 0 | 0 | 0 | 0 | 0 | 0 | 0 | 0 | 0 | 30795683 | 4505 | 4362 | 3573.5 | 0 | 0 | 0 | 0 | 0.35 | 0.065 | 0.19172 | 0.19568 | 0.086857 | 0.24957 | 0.25568 | 0 | 0 | 0.11414 | 23646450 | 6883829 | 24911512 | 0 | 13514433 | 7181816 | 3874177 | 8074579 | 6052197 | 33033604 | 1418752128 | 0 | 0 | 0 | 0 | 0 | 0.066263 | 0.01641 | 23281334 | 94010344 | 223486320 | 8 | 2016 | 17064548 | 40347980
2016 | 12 | Black Hills Power, Inc. | SD | Transmission | 132553072 | 38765858 | 93787216 | 0 | 19384 | 0 | 0 | 0 | 0 | 0 | 25301632 | 0 | 0 | 0 | 0 | 0 | 0 | 0 | 0 | 0 | 0 | 0 | 0.0914 | 2777480 | 0 | 0 | 0 | 0 | 0 | 0 | 0 | 0 | 0 | 0 | 0 | 0 | 0 | 0 | 0 | 0 | 0 | 2714908 | 438 | 415.75 | 357.25 | 0 | 0 | 0 | 0 | 0.35 | 0 | 0.11804 | 0.12413 | 0.46851 | 0.12225 | 0.12825 | 0 | 0 | 0.10897 | 2521227.25 | 0 | 167312.6719 | 0 | 8878931 | 420845.0625 | 459538.9688 | 3157834 | 3795244.75 | 4457014 | 99685560 | 0 | 0 | 0 | 0 | 0 | 0.083858 | 0.016992 | 1693842.125 | 8359419.5 | 51049524 | 12 | 2016 | 1944829 | 25301632
2016 | 23 | Central Maine Power Company | ME | Transmission | 2065728128 | 276616974.5 | 1789111168 | 0 | 0 | 0 | 0 | 0 | 0 | 0 | 173794496 | 0 | 0 | 0 | 0 | 0 | 0 | 0 | 0 | 0 | 0 | 0 | 0.0914 | 54449442 | 0 | 0 | 0 | 0 | 0 | 0 | 0 | 0 | 0 | 0 | 0 | 0 | 0 | 0 | 0 | 0 | 0 | 599501 | 1550 | 1493.75 | 1365.5833 | 0 | 0 | 0 | 0 | 0.35 | 0.0893 | 0.57919 | 0.62011 | 0.64656 | 0.63913 | 0.67085 | 0 | 0 | 0.36051 | 19137260 | 0 | 0 | 0 | 29648036 | 6016770.5 | 4829567 | 30898924 | 26069174 | 84011624 | 1880054656 | 0 | 0 | 0 | 0 | 0 | 0.075571 | 0.022878 | 43011008 | 142077744 | 484725984 | 23 | 2016 | 12670208 | 173794496
2016 | 27 | Duke Energy Ohio, Inc. | OH | Transmission | 747537344 | 242309762.5 | 505227584 | 0 | 17811512 | 0 | 0 | 0 | 0 | 0 | 50347880 | 0 | 0 | 0 | 0 | 0 | 0 | 0 | 0 | 0 | 0 | 0 | 0.0914 | 13656799 | 0 | 0 | 0 | 0 | 0 | 0 | 0 | 0 | 0 | 0 | 0 | 0 | 0 | 0 | 0 | 0 | 0 | 6172429 | 1203 | 1171.25 | 964.5833 | 0 | 0 | 0 | 0 | 0.35 | 0 | 0.22865 | 0.24332 | 0.37556 | 0.22696 | 0.24311 | 0 | 0 | 0.23224 | 4938910 | 231306.0781 | 18447810 | 0 | 17614014 | 1676415.625 | 5087344.5 | 91758072 | 7552182 | 35737384 | 561794752 | 0 | 0 | 0 | 0 | 0 | 0.079907 | 0.021589 | 12128415 | 44891416 | 237160352 | 27 | 2016 | 11708590 | 50347880
2016 | 49 | El Paso Electric Company | TX | Transmission | 448358528 | 217150281 | 231208240 | 0 | 5521110 | 0 | 0 | 0 | 0 | 0 | 20343628 | 0 | 0 | 0 | 0 | 0 | 0 | 0 | 0 | 0 | 0 | 0 | 0.0914 | 5930317 | 0 | 0 | 0 | 0 | 0 | 0 | 0 | 0 | 0 | 0 | 0 | 0 | 0 | 0 | 0 | 0 | 0 | 11168683 | 1877 | 1786.75 | 1371.4167 | 0 | 0 | 0 | 0 | 0.35 | 0 | 0.10027 | 0.1053 | 0.12346 | 0.098418 | 0.10524 | 0 | 0 | 0.10232 | 25274388 | 2060436.875 | 5779289.5 | 0 | 10839559 | 2876203.25 | 759294.3125 | 8090392 | 3051544.25 | 15186215 | 227890464 | 0 | 0 | 0 | 0 | 0 | 0.075387 | 0.015067 | 3433545.5 | 17179878 | 69452816 | 49 | 2016 | 4219076 | 20343628
2016 | 51 | The Empire District Electric Company | KS | Transmission | 327194464 | 89784265.5 | 237410192 | 0 | 2492359.5 | 0 | 0 | 0 | 0 | 0 | 22089276 | 0 | 0 | 0 | 0 | 0 | 0 | 0 | 0 | 0 | 0 | 0 | 0.0914 | 7509115 | 0 | 0 | 0 | 0 | 0 | 0 | 0 | 0 | 0 | 0 | 0 | 0 | 0 | 0 | 0 | 0 | 0 | 6397119 | 1114 | 1092.75 | 918.1667 | 0 | 0 | 0 | 0 | 0.35 | 0.07 | 0.12852 | 0.13296 | 0.25616 | 0.13753 | 0.14079 | 0 | 0 | 0.10954 | 9740099 | 2348717 | 2693898.75 | 0 | 10619129 | 977321.5 | 380832.4375 | 8936436 | 3313391.5 | 4861550 | 236190224 | 0 | 0 | 0 | 0 | 0 | 0.071636 | 0.018058 | 4265180 | 16919646 | 71696936 | 51 | 2016 | 4490967 | 22089276
2016 | 61 | Green Mountain Power Corp | VT | Transmission | 213932528 | 63611806.5 | 150320720 | 0 | 43275.5 | 0 | 0 | 0 | 0 | 0 | 95650352 | 0 | 0 | 0 | 0 | 0 | 0 | 0 | 0 | 0 | 0 | 0 | 0.0914 | 3745515 | 0 | 0 | 0 | 0 | 0 | 0 | 0 | 0 | 0 | 0 | 0 | 0 | 0 | 0 | 0 | 0 | 0 | 4914853 | 640 | 631.5 | 584.75 | 0 | 0 | 0 | 0 | 0.35 | 0.085 | 0.13568 | 0.14663 | 0.65357 | 0.14896 | 0.16323 | 0 | 0 | 0.11207 | 14561055 | 722408.125 | 407940.1562 | 0 | 19874302 | 449230.9062 | 702533.25 | 23376644 | 14347553 | 13271084 | 163063840 | 0 | 0 | 0 | 0 | 0 | 0.071252 | 0.018608 | 3034360.5 | 11618693 | 158451632 | 61 | 2016 | 4755678 | 95650352
2016 | 70 | Idaho Power Company | ID | Transmission | 1098983808 | 344123233 | 754860544 | 0 | 12272200 | 0 | 0 | 0 | 0 | 0 | 25408262 | 0 | 0 | 0 | 0 | 0 | 0 | 0 | 0 | 0 | 0 | 0 | 0.0914 | 22117697 | 0 | 0 | 0 | 0 | 0 | 0 | 0 | 0 | 0 | 0 | 0 | 0 | 0 | 0 | 0 | 0 | 0 | 16563370 | 3299 | 3009 | 2374.0833 | 0 | 0 | 0 | 0 | 0.35 | 0.074 | 0.19791 | 0.2116 | 0.14742 | 0.21933 | 0.23623 | 0 | 0 | 0.16299 | 41335116 | 15794875 | 13611954 | 0 | 20543258 | 2394179.5 | 2305155.5 | 4838874.5 | 3811239.25 | 53837560 | 768991360 | 0 | 0 | 0 | 0 | 0 | 0.072813 | 0.019137 | 14716426 | 55992364 | 148316224 | 70 | 2016 | 11009338 | 25408262
2016 | 80 | Kansas Gas and Electric Company | KS | Transmission | 920555904 | 249027826 | 671528064 | 0 | 10329536 | 0 | 0 | 0 | 0 | 0 | 127328176 | 0 | 0 | 0 | 0 | 0 | 0 | 0 | 0 | 0 | 0 | 0 | 0.0914 | 23390540 | 0 | 0 | 0 | 0 | 0 | 0 | 0 | 0 | 0 | 0 | 0 | 0 | 0 | 0 | 0 | 0 | 0 | 12136223 | 2287 | 2189.25 | 1680 | 0 | 0 | 0 | 0 | 0.35 | 0.07 | 0.16452 | 0.16799 | 0.40037 | 0.17972 | 0.18209 | 0 | 0 | 0.13395 | 24147044 | 4484354.5 | 10394839 | 0 | 35424632 | 1934728.25 | 833431.75 | 21587882 | 19099226 | 7558497 | 679949248 | 0 | 0 | 0 | 0 | 0 | 0.082417 | 0.026353 | 17918720 | 56039624 | 284457728 | 80 | 2016 | 6663878 | 127328176
2016 | 84 | Lockhart Power Company | SC | Transmission | 5242659.5 | 3364788.5 | 1877871 | 0 | 12217.5 | 0 | 0 | 0 | 0 | 0 | 324393 | 0 | 0 | 0 | 0 | 0 | 0 | 0 | 0 | 0 | 0 | 0 | 0.0914 | 137394 | 0 | 0 | 0 | 0 | 0 | 0 | 0 | 0 | 0 | 0 | 0 | 0 | 0 | 0 | 0 | 0 | 0 | 400675 | 69 | 68.25 | 55 | 0 | 0 | 0 | 0 | 0.35 | 0.05 | 0.082613 | 0.088203 | 0.091809 | 0.057302 | 0.060395 | 0 | 0 | 0.10964 | 163803.6719 | 677.5519 | 12217.5 | 0 | 222690.0781 | 55035.2266 | 15052.9873 | 123659.7891 | 48658.9492 | 94459.4453 | 1868725.625 | 0 | 0 | 0 | 0 | 0 | 0.0914 | 0.03496 | 65331.5781 | 170801.5156 | 1114358.125 | 84 | 2016 | 321715 | 324393
2016 | 98 | ALLETE, Inc. | MN | Transmission | 715655872 | 210036056 | 505619808 | 0 | 3357912.5 | 0 | 0 | 0 | 0 | 0 | 84273000 | 0 | 0 | 0 | 0 | 0 | 0 | 0 | 0 | 0 | 0 | 0 | 0.0914 | 18019802 | 0 | 0 | 0 | 0 | 0 | 0 | 0 | 0 | 0 | 0 | 0 | 0 | 0 | 0 | 0 | 0 | 0 | 14656195 | 1520 | 1469.25 | 1397.3333 | 0 | 0 | 0 | 0 | 0.35 | 0.098 | 0.16961 | 0.17778 | 0.45633 | 0.17223 | 0.17782 | 0 | 0 | 0.16363 | 81355368 | 4992582.5 | 3357912.5 | 0 | 24013688 | 644610.8125 | 1826211.875 | 20383098 | 12640950 | 9182361 | 444453088 | 0 | 0 | 0 | 0 | 0 | 0.069848 | 0.021324 | 9477681 | 31044172 | 189682256 | 98 | 2016 | 10391678 | 84273000
2016 | 115 | New York State Electric & Gas Corporation | NY | Transmission | 996391808 | 471782733 | 524609088 | 0 | 0 | 0 | 0 | 0 | 0 | 0 | 47009644 | 0 | 0 | 0 | 0 | 0 | 0 | 0 | 0 | 0 | 0 | 0 | 0.0914 | 16139856 | 0 | 0 | 0 | 0 | 0 | 0 | 0 | 0 | 0 | 0 | 0 | 0 | 0 | 0 | 0 | 0 | 0 | 18204570 | 2967 | 2805 | 2521.4167 | 0 | 0 | 0 | 0 | 0.35 | 0.065 | 0.26797 | 0.28166 | 0.2013 | 0.29032 | 0.30797 | 0 | 0 | 0.24684 | 11552991 | 3710311.25 | 0 | 0 | 12891589 | 9352549 | 4587298 | 28539630 | 7051446.5 | 31107220 | 547504448 | 0 | 0 | 0 | 0 | 0 | 0.074574 | 0.0185 | 10128670 | 40829832 | 169479072 | 115 | 2016 | 28874314 | 47009644
2016 | 117 | Niagara Mohawk Power Corporation | NY | Transmission | 2718474496 | 571514643.5 | 2146959872 | 0 | 4764818.5 | 0 | 0 | 0 | 0 | 0 | 72612368 | 0 | 0 | 0 | 0 | 0 | 0 | 0 | 0 | 0 | 0 | 0 | 0.0914 | 54300118 | 0 | 0 | 0 | 0 | 0 | 0 | 0 | 0 | 0 | 0 | 0 | 0 | 0 | 0 | 0 | 0 | 0 | 14164331 | 6641 | 6343 | 5632.1667 | 0 | 0 | 0 | 0 | 0.35 | 0.065 | 0.31273 | 0.32454 | 0.23298 | 0.35123 | 0.35763 | 0 | 0 | 0.22152 | 144177344 | 4307954.5 | 4764818.5 | 0 | 60504768 | 36375888 | 6827410.5 | 59820880 | 10891855 | 20297026 | 2034428288 | 0 | 0 | 0 | 0 | 0 | 0.076242 | 0.022301 | 45369528 | 155109008 | 490919968 | 117 | 2016 | 43783936 | 72612368
2016 | 121 | Northern States Power Company (Wisconsin) | WI | Transmission | 984570816 | 243883608 | 740687232 | 0 | 239391.5 | 0 | 0 | 0 | 0 | 0 | 66585840 | 0 | 0 | 0 | 0 | 0 | 0 | 0 | 0 | 0 | 0 | 0 | 0.0914 | 25438950 | 0 | 0 | 0 | 0 | 0 | 0 | 0 | 0 | 0 | 0 | 0 | 0 | 0 | 0 | 0 | 0 | 0 | 7328803 | 1328 | 1232.25 | 1084.5 | 0 | 0 | 0 | 0 | 0.35 | 0.079 | 0.4075 | 0.42494 | 0.5961 | 0.52467 | 0.54748 | 0 | 0 | 0.24282 | 20079960 | 3322787 | 260694.875 | 0 | 20327058 | 3077308 | 4395473 | 16475011 | 9987876 | 30210448 | 757743488 | 0 | 0 | 0 | 0 | 0 | 0.07155 | 0.019563 | 14823890 | 54216644 | 205340176 | 121 | 2016 | 9949945 | 66585840
2016 | 133 | Pacific Gas And Electric Company | CA | Transmission | 10220841984 | 2727206555.5 | 7493635584 | 0 | 25585894 | 0 | 0 | 0 | 0 | 0 | 296115200 | 0 | 0 | 0 | 0 | 0 | 0 | 0 | 0 | 0 | 0 | 0 | 0.0914 | 255044603 | 0 | 0 | 0 | 0 | 0 | 0 | 0 | 0 | 0 | 0 | 0 | 0 | 0 | 0 | 0 | 0 | 0 | 76002176 | 18236 | 17141.75 | 14362.4167 | 0 | 0 | 0 | 0 | 0.35 | 0.0884 | 0.19511 | 0.19837 | 0.1538 | 0.26032 | 0.26332 | 0 | 0 | 0.11556 | 45178088 | 21008222 | 25585894 | 0 | 185656176 | 5326766.5 | 74813984 | 82708624 | 44417280 | 83439368 | 7580891648 | 0 | 0 | 0 | 0 | 0 | 0.070382 | 0.018616 | 141126176 | 533560288 | 1574351872 | 133 | 2016 | 123310368 | 296115200
2016 | 134 | PacifiCorp | OR | Transmission | 5981238272 | 1548006204 | 4433231872 | 0 | 684456 | 0 | 0 | 0 | 0 | 0 | 203261008 | 0 | 0 | 0 | 0 | 0 | 0 | 0 | 0 | 0 | 0 | 0 | 0.0914 | 104655006 | 0 | 0 | 0 | 0 | 0 | 0 | 0 | 0 | 0 | 0 | 0 | 0 | 0 | 0 | 0 | 0 | 0 | 64950907 | 10139 | 9604 | 8306.1667 | 0 | 0 | 0 | 0 | 0.35 | 0.076 | 0.23085 | 0.24182 | 0.25852 | 0.25904 | 0.2709 | 0 | 0 | 0.17599 | 101023200 | 4259718 | 699060.25 | 0 | 22664844 | 10404447 | 10012258 | 49024396 | 30489152 | 195134352 | 4554271744 | 0 | 0 | 0 | 0 | 0 | 0.071896 | 0.018483 | 84174592 | 327431712 | 811628288 | 134 | 2016 | 46574560 | 203261008
2016 | 147 | Public Service Company of New Mexico | NM | Transmission | 801218816 | 320934716 | 480284096 | 0 | 912100.5 | 0 | 0 | 0 | 0 | 0 | 34984504 | 0 | 0 | 0 | 0 | 0 | 0 | 0 | 0 | 0 | 0 | 0 | 0.0914 | 17058649 | 0 | 0 | 0 | 0 | 0 | 0 | 0 | 0 | 0 | 0 | 0 | 0 | 0 | 0 | 0 | 0 | 0 | 12933992 | 1996 | 1854 | 1533.1667 | 0 | 0 | 0 | 0 | 0.35 | 0.066 | 0.16095 | 0.1657 | 0.17835 | 0.15638 | 0.1601 | 0 | 0 | 0.16832 | 55602968 | 9062139 | 984037 | 0 | 18954670 | 7078139 | 1235567.25 | 7775837.5 | 5247675.5 | 9195767 | 431046464 | 0 | 0 | 0 | 0 | 0 | 0.072106 | 0.016242 | 7001242.5 | 31080942 | 125169552 | 147 | 2016 | 5411083 | 34984504
2016 | 157 | Sierra Pacific Power Company d/b/a NV Energy | NV | Transmission | 720466304 | 239124286.5 | 481342016 | 0 | 97387 | 0 | 0 | 0 | 0 | 0 | 14405876 | 0 | 0 | 0 | 0 | 0 | 0 | 0 | 0 | 0 | 0 | 0 | 0.0914 | 12483652 | 0 | 0 | 0 | 0 | 0 | 0 | 0 | 0 | 0 | 0 | 0 | 0 | 0 | 0 | 0 | 0 | 0 | 9007172 | 1842 | 1655.25 | 1391.9167 | 0 | 0 | 0 | 0 | 0.35 | 0 | 0.21424 | 0.22144 | 0.1967 | 0.2339 | 0.23977 | 0 | 0 | 0.18324 | 18428310 | 868985.25 | 83019.6016 | 0 | 7830692 | 1733942.75 | 4551901.5 | 5579024 | 2160881.5 | 10953994 | 475242624 | 0 | 0 | 0 | 0 | 0 | 0.068581 | 0.015574 | 7401246 | 32592532 | 86578864 | 157 | 2016 | 4392344 | 14405876
2016 | 166 | Southwestern Public Service Company | NM | Transmission | 2361152768 | 358739464 | 2002413312 | 0 | 72594.5 | 0 | 0 | 0 | 0 | 0 | 173307472 | 0 | 0 | 0 | 0 | 0 | 0 | 0 | 0 | 0 | 0 | 0 | 0.0914 | 52410487 | 0 | 0 | 0 | 0 | 0 | 0 | 0 | 0 | 0 | 0 | 0 | 0 | 0 | 0 | 0 | 0 | 0 | 29134792 | 4836 | 4564.75 | 3904.8333 | 0 | 0 | 0 | 0 | 0.35 | 0.066 | 0.39483 | 0.42017 | 0.57885 | 0.49997 | 0.52947 | 0 | 0 | 0.18162 | 38538500 | 177157.0469 | 6956.3594 | 0 | 46695684 | 8832270 | 6940085 | 35350412 | 25996120 | 110301696 | 2100002432 | 0 | 0 | 0 | 0 | 0 | 0.074525 | 0.01917 | 40256140 | 156501968 | 520294528 | 166 | 2016 | 14433427 | 173307472
2016 | 187 | Avista Corporation | WA | Transmission | 659417280 | 204185023 | 455232256 | 0 | 100328 | 0 | 0 | 0 | 0 | 0 | 31089878 | 0 | 0 | 0 | 0 | 0 | 0 | 0 | 0 | 0 | 0 | 0 | 0.0914 | 11798387 | 0 | 0 | 0 | 0 | 0 | 0 | 0 | 0 | 0 | 0 | 0 | 0 | 0 | 0 | 0 | 0 | 0 | 12288306 | 1655 | 1582.25 | 1386.9167 | 0 | 0 | 0 | 0 | 0.35 | 0 | 0.18363 | 0.19184 | 0.24598 | 0.19625 | 0.20357 | 0 | 0 | 0.16062 | 2420153.75 | 4038945.75 | 1587465.375 | 0 | 14664440 | 2377932.75 | 6309445 | 23667908 | 4663481.5 | 16676117 | 471700224 | 0 | 0 | 0 | 0 | 0 | 0.070296 | 0.01565 | 7382217 | 33158582 | 130448792 | 187 | 2016 | 8299140 | 31089878
2016 | 191 | Westar Energy, Inc. | KS | Transmission | 1155038848 | 290866675 | 864172160 | 0 | 19128036 | 0 | 0 | 0 | 0 | 0 | 130856392 | 0 | 0 | 0 | 0 | 0 | 0 | 0 | 0 | 0 | 0 | 0 | 0.0914 | 29953572 | 0 | 0 | 0 | 0 | 0 | 0 | 0 | 0 | 0 | 0 | 0 | 0 | 0 | 0 | 0 | 0 | 0 | 16395122 | 2621 | 2538 | 1901.75 | 0 | 0 | 0 | 0 | 0.35 | 0.07 | 0.19623 | 0.20342 | 0.49212 | 0.21303 | 0.21877 | 0 | 0 | 0.15897 | 85706840 | 35721224 | 19162406 | 0 | 42216016 | 3315651 | 1574065.125 | 66971168 | 19628458 | 15332715 | 796867712 | 0 | 0 | 0 | 0 | 0 | 0.07023 | 0.020958 | 16701064 | 55963792 | 347551712 | 191 | 2016 | 10020649 | 130856392
2016 | 202 | Chugach Electric Association, Inc. | AK | Transmission | 302680128 | 154532873 | 148147248 | 0 | 3628801 | 0 | 0 | 0 | 0 | 0 | 5570453 | 0 | 0 | 0 | 0 | 0 | 0 | 0 | 0 | 0 | 0 | 0 | 0.0914 | 7150779 | 0 | 0 | 0 | 0 | 0 | 0 | 0 | 0 | 0 | 0 | 0 | 0 | 0 | 0 | 0 | 0 | 0 | 1303204 | 200 | 193.5 | 174.4167 | 0 | 0 | 0 | 0 | 0.35 | 0.094 | 0.26247 | 0.27766 | 0.15748 | 0.22087 | 0.23252 | 0 | 0 | 0.3203 | 0 | 0 | 3836757 | 0 | 3045014 | 695396.875 | 397319.625 | 105679.3047 | 835567.9375 | 7829795 | 160649376 | 0 | 0 | 0 | 0 | 0 | 0.055453 | 0.0099005 | 1590510.5 | 8908542 | 27463694 | 202 | 2016 | 3499899 | 5570453
2016 | 316 | ITC Midwest LLC | MI | Transmission | 2461123840 | 352805292.5 | 2108318592 | 0 | 26097916 | 0 | 0 | 0 | 0 | 0 | 41309672 | 0 | 0 | 0 | 0 | 0 | 0 | 0 | 0 | 0 | 0 | 0 | 0.0914 | 43217427 | 0 | 0 | 0 | 0 | 0 | 0 | 0 | 0 | 0 | 0 | 0 | 0 | 0 | 0 | 0 | 0 | 0 | 0 | 3479 | 3360.5 | 2906.0833 | 0 | 0 | 0 | 0 | 0.35 | 0.06 | 0.95581 | 1 | 1 | 0.97261 | 1 | 0 | 0 | 0.86637 | 26488348 | 0 | 28841232 | 0 | 30055142 | 5533603 | 3274117 | 13371092 | 6196451 | 55362572 | 2172230400 | 0 | 0 | 0 | 0 | 0 | 0.072962 | 0.021281 | 46227904 | 158491152 | 341480096 | 316 | 2016 | 32685872 | 41309672
2016 | 428 | UGI Utilities, Inc. | PA | Transmission | 42388752 | 15989355.5 | 26399396 | 0 | 265155 | 0 | 0 | 0 | 0 | 0 | 7019774 | 0 | 0 | 0 | 0 | 0 | 0 | 0 | 0 | 0 | 0 | 0 | 0.0914 | 718786 | 0 | 0 | 0 | 0 | 0 | 0 | 0 | 0 | 0 | 0 | 0 | 0 | 0 | 0 | 0 | 0 | 0 | 802542 | 200 | 196.5 | 175.0833 | 0 | 0 | 0 | 0 | 0.35 | 0.0999 | 0.24363 | 0.25032 | 0.50028 | 0.25215 | 0.25743 | 0 | 0 | 0.23077 | 3773541 | 816418.1875 | 304073.5 | 0 | 2768568.25 | 47223.9805 | 171561.6562 | 5886618.5 | 1052966.125 | 379376.125 | 23545854 | 0 | 0 | 0 | 0 | 0 | 0.070759 | 0.020195 | 475499.7812 | 1666079.625 | 18754112 | 428 | 2016 | 1541249 | 7019774
|  | 8 | 12 | 23 | 27 | 49 | 51 | 61 | 70 | 80 | 84 | 98 | 115 | 117 | 121 | 133 | 134 | 147 | 157 | 166 | 187 | 191 | 202 | 316 | 428
respondent_name | #VALUE! | Entergy Arkansas, Inc. | Black Hills Power, Inc. | Central Maine Power Company | Duke Energy Ohio, Inc. | El Paso Electric Company | The Empire District Electric Company | Green Mountain Power Corp | Idaho Power Company | Kansas Gas and Electric Company | Lockhart Power Company | ALLETE, Inc. | New York State Electric & Gas Corporation | Niagara Mohawk Power Corporation | Northern States Power Company (Wisconsin) | Pacific Gas And Electric Company | PacifiCorp | Public Service Company of New Mexico | Sierra Pacific Power Company d/b/a NV Energy | Southwestern Public Service Company | Avista Corporation | Westar Energy, Inc. | Chugach Electric Association, Inc. | ITC Midwest LLC | UGI Utilities, Inc.
Rate Base (000's USD)
GP | Gross Plant In Service | 1857763.2 | 132553.072 | 2065728.128 | 747537.344 | 448358.528 | 327194.464 | 213932.528 | 1098983.808 | 920555.904 | 5242.6595 | 715655.872 | 996391.808 | 2718474.496 | 984570.816 | 10220841.984 | 5981238.272 | 801218.816 | 720466.304 | 2361152.768 | 659417.28 | 1155038.848 | 302680.128 | 2461123.84 | 42388.752
AD | Accumulated Depreciation | 472478.1265 | 38765.858 | 276616.9745 | 242309.7625 | 217150.281 | 89784.2655 | 63611.8065 | 344123.233 | 249027.826 | 3364.7885 | 210036.056 | 471782.733 | 571514.6435 | 243883.608 | 2727206.5555 | 1548006.204 | 320934.716 | 239124.2865 | 358739.464 | 204185.023 | 290866.675 | 154532.873 | 352805.2925 | 15989.3555
NP | Net Plant | 1385285.12 | 93787.216 | 1789111.168 | 505227.584 | 231208.24 | 237410.192 | 150320.72 | 754860.544 | 671528.064 | 1877.871 | 505619.808 | 524609.088 | 2146959.872 | 740687.232 | 7493635.584 | 4433231.872 | 480284.096 | 481342.016 | 2002413.312 | 455232.256 | 864172.16 | 148147.248 | 2108318.592 | 26399.396
RAa | Regulatory Assets | 0 | 0 | 0 | 0 | 0 | 0 | 0 | 0 | 0 | 0 | 0 | 0 | 0 | 0 | 0 | 0 | 0 | 0 | 0 | 0 | 0 | 0 | 0 | 0
MSa | M&S | 24911.512 | 167.3127 | 0 | 18447.81 | 5779.2895 | 2693.8987 | 407.9402 | 13611.954 | 10394.839 | 12.2175 | 3357.9125 | 0 | 4764.8185 | 260.6949 | 25585.894 | 699.0602 | 984.037 | 83.0196 | 6.9564 | 1587.4654 | 19162.406 | 3836.757 | 28841.232 | 304.0735
ADITa | Accumulated Deferred Income Taxes | -23646.45 | -2521.2272 | -19137.26 | -4938.91 | -25274.388 | -9740.099 | -14561.055 | -41335.116 | -24147.044 | -163.8037 | -81355.368 | -11552.991 | -144177.344 | -20079.96 | -45178.088 | -101023.2 | -55602.968 | -18428.31 | -38538.5 | -2420.1537 | -85706.84 | 0 | -26488.348 | -3773.541
ADITCa | Accumulated Deferred Income Tax Credits | -6883.829 | 0 | 0 | -231.3061 | -2060.4369 | -2348.717 | -722.4081 | -15794.875 | -4484.3545 | -0.67755 | -4992.5825 | -3710.3113 | -4307.9545 | -3322.787 | -21008.222 | -4259.718 | -9062.139 | -868.9852 | -177.157 | -4038.9457 | -35721.224 | 0 | 0 | -816.4182
FS | Fuel Stock | 0 | 0 | 0 | 0 | 0 | 0 | 0 | 0 | 0 | 0 | 0 | 0 | 0 | 0 | 0 | 0 | 0 | 0 | 0 | 0 | 0 | 0 | 0 | 0
WC | Working Capital | 6052.197 | 3795.2447 | 26069.174 | 7552.182 | 3051.5442 | 3313.3915 | 14347.553 | 3811.2393 | 19099.226 | 48.6589 | 12640.95 | 7051.4465 | 10891.855 | 9987.876 | 44417.28 | 30489.152 | 5247.6755 | 2160.8815 | 25996.12 | 4663.4815 | 19628.458 | 835.5679 | 6196.451 | 1052.9661
RateBaseGP | Rate Base from General Plant | 33033.604 | 4457.014 | 84011.624 | 35737.384 | 15186.215 | 4861.55 | 13271.084 | 53837.56 | 7558.497 | 94.4594 | 9182.361 | 31107.22 | 20297.026 | 30210.448 | 83439.368 | 195134.352 | 9195.767 | 10953.994 | 110301.696 | 16676.117 | 15332.715 | 7829.795 | 55362.572 | 379.3761
RateBase | Total Rate Base | 1418752.128 | 99685.56 | 1880054.656 | 561794.752 | 227890.464 | 236190.224 | 163063.84 | 768991.36 | 679949.248 | 1868.7256 | 444453.088 | 547504.448 | 2034428.288 | 757743.488 | 7580891.648 | 4554271.744 | 431046.464 | 475242.624 | 2100002.432 | 471700.224 | 796867.712 | 160649.376 | 2172230.4 | 23545.854
WACC | Cost of Capital | 6.626% | 8.386% | 7.557% | 7.991% | 7.539% | 7.164% | 7.125% | 7.281% | 8.242% | 9.14% | 6.985% | 7.457% | 7.624% | 7.155% | 7.038% | 7.19% | 7.211% | 6.858% | 7.452% | 7.03% | 7.023% | 5.545% | 7.296% | 7.076%
All-In Financial Costs (000's USD)
RC | Return on Capital | 94010.344 | 8359.4195 | 142077.744 | 44891.416 | 17179.878 | 16919.646 | 11618.693 | 55992.364 | 56039.624 | 170.8015 | 31044.172 | 40829.832 | 155109.008 | 54216.644 | 533560.288 | 327431.712 | 31080.942 | 32592.532 | 156501.968 | 33158.582 | 55963.792 | 8908.542 | 158491.152 | 1666.0796 |  |  |  | 121 | 316 | 27 | 23 | 98 | 134 | 117 | 147 | 61 | 115 | 166 | 12 | 70 | 191 | 157 | 187 | 84 | 51 | 133 | 80 | 428 | 202 | 8 | 49 | 0
FOM_subtotal1 | Fixed O&M, Lines, Towers | 14522.495 | 1304.369 | 7836.266 | 8034.57 | 3373.184 | 2709.143 | 3421.737 | 5212.012 | 4167.775 | 225.156 | 5311.242 | 16806.157 | 38031.235 | 6171.352 | 95194.64 | 26820.05 | 2061.51 | 2646.497 | 9127.226 | 6612.193 | 6720.078 | 2070.842 | 16877.5 | 907.465 | 11923528.9167 |  |  | 6171352 | 16877500 | 8034570 | 7836266 | 5311242 | 26820050 | 38031235 | 2061510 | 3421737 | 16806157 | 9127226 | 1304369 | 5212012 | 6720078 | 2646497 | 6612193 | 225156 | 2709143 | 95194640 | 4167775 | 907465 | 2070842 | 14522495 | 3373184 | 11923528.9167
FOM_subtotal | Fixed O&M, Lines, Towers, Terminals | 17064.548 | 1944.829 | 12670.208 | 11708.59 | 4219.076 | 4490.967 | 4755.678 | 11009.338 | 6663.878 | 321.715 | 10391.678 | 28874.314 | 43783.936 | 9949.945 | 123310.368 | 46574.56 | 5411.083 | 4392.344 | 14433.427 | 8299.14 | 10020.649 | 3499.899 | 32685.872 | 1541.249
| Fixed O&M, Terminals | 2542.053 | 640.46 | 4833.942 | 3674.02 | 845.892 | 1781.824 | 1333.941 | 5797.326 | 2496.103 | 96.559 | 5080.436 | 12068.157 | 5752.701 | 3778.593 | 28115.728 | 19754.51 | 3349.573 | 1745.847 | 5306.201 | 1686.947 | 3300.571 | 1429.057 | 15808.372 | 633.784
AG_Capa | A&G attributable to Capital | 7181.816 | 420.8451 | 6016.7705 | 1676.4156 | 2876.2033 | 977.3215 | 449.2309 | 2394.1795 | 1934.7282 | 55.0352 | 644.6108 | 9352.549 | 36375.888 | 3077.308 | 5326.7665 | 10404.447 | 7078.139 | 1733.9427 | 8832.27 | 2377.9327 | 3315.651 | 695.3969 | 5533.603 | 47.224
| A&G attributable to FOM for Lines, Towers | 4864.2655 | 457.7334 | 1336.8081 | 2810.8637 | 1797.311 | 1302.3849 | 710.9711 | 4214.0508 | 1159.5383 | 154.5656 | 1513.4445 | 4608.8005 | 31689.7949 | 1883.9656 | 59684.45 | 2990.5994 | 1116.93 | 1438.5729 | 2459.225 | 3118.832 | 2167.9867 | 1131.9982 | 12279.3437 | 357.9002
| A&G attributable to FOM for Lines, Towers, Terminals | 5715.7184 | 682.4857 | 2161.4423 | 4096.2056 | 2248.022 | 2158.9733 | 988.1383 | 8901.3436 | 1853.992 | 220.8517 | 2961.1206 | 7918.2856 | 36483.2736 | 3037.4793 | 77312.2467 | 5193.3479 | 2931.7349 | 2387.5739 | 3888.9191 | 3914.5294 | 3232.7949 | 1913.1732 | 23780.8357 | 607.8619
| A&G attributable to FOM for Terminals | 851.4529 | 224.7523 | 824.6342 | 1285.3419 | 450.711 | 856.5885 | 277.1673 | 4687.2928 | 694.4538 | 66.2861 | 1447.6761 | 3309.4852 | 4793.4787 | 1153.5137 | 17627.7967 | 2202.7485 | 1814.8049 | 949.001 | 1429.6942 | 795.6973 | 1064.8082 | 781.175 | 11501.4921 | 249.9616
DE | Depreciation Expense, Direct | 33201.663 | 2777.48 | 54449.442 | 13656.799 | 5930.317 | 7509.115 | 3745.515 | 22117.697 | 23390.54 | 137.394 | 18019.802 | 16139.856 | 54300.118 | 25438.95 | 255044.603 | 104655.006 | 17058.649 | 12483.652 | 52410.487 | 11798.387 | 29953.572 | 7150.779 | 43217.427 | 718.786
DEa | D. Expense, General Plant and Common Plant | 3874.177 | 459.539 | 4829.567 | 5087.3445 | 759.2943 | 380.8324 | 702.5332 | 2305.1555 | 833.4317 | 15.053 | 1826.2119 | 4587.298 | 6827.4105 | 4395.473 | 74813.984 | 10012.258 | 1235.5673 | 4551.9015 | 6940.085 | 6309.445 | 1574.0651 | 397.3196 | 3274.117 | 171.5617
DE Total | Depreciation Expense, Total | 37075.84 | 3237.019 | 59279.009 | 18744.1435 | 6689.6113 | 7889.9474 | 4448.0482 | 24422.8525 | 24223.9718 | 152.447 | 19846.0139 | 20727.154 | 61127.5285 | 29834.423 | 329858.587 | 114667.264 | 18294.2163 | 17035.5535 | 59350.572 | 18107.832 | 31527.6371 | 7548.0986 | 46491.544 | 890.3477
ITR | Income Tax Rate, Per Unit of Capital | 1.641% | 1.699% | 2.288% | 2.159% | 1.507% | 1.806% | 1.861% | 1.914% | 2.635% | 3.496% | 2.132% | 1.85% | 2.23% | 1.956% | 1.862% | 1.848% | 1.624% | 1.557% | 1.917% | 1.565% | 2.096% | 0.9901% | 2.128% | 2.019%
TI | Taxes, Income | 23281.334 | 1693.8421 | 43011.008 | 12128.415 | 3433.5455 | 4265.18 | 3034.3605 | 14716.426 | 17918.72 | 65.3316 | 9477.681 | 10128.67 | 45369.528 | 14823.89 | 141126.176 | 84174.592 | 7001.2425 | 7401.246 | 40256.14 | 7382.217 | 16701.064 | 1590.5105 | 46227.904 | 475.4998
| Taxes, Other (for Lines, Towers) | 6871.7339 | 2117.9141 | 19110.3562 | 62965.4512 | 6468.3312 | 5390.8397 | 16819.6265 | 2290.8073 | 13501.663 | 86.5447 | 10417.91 | 16611.3558 | 51961.1107 | 10218.4577 | 63850.4111 | 28230.7928 | 2962.4322 | 3361.5013 | 22354.4415 | 18856.9871 | 44912.4076 | 62.529 | 6904.2247 | 3465.9554
TOa | Taxes, Other (for Lines, Towers, Terminals) | 8074.579 | 3157.834 | 30898.924 | 91758.072 | 8090.392 | 8936.436 | 23376.644 | 4838.8745 | 21587.882 | 123.6598 | 20383.098 | 28539.63 | 59820.88 | 16475.011 | 82708.624 | 49024.396 | 7775.8375 | 5579.024 | 35350.412 | 23667.908 | 66971.168 | 105.6793 | 13371.092 | 5886.6185
| Taxes, Other (for Terminals) | 1202.8451 | 1039.9199 | 11788.5678 | 28792.6208 | 1622.0608 | 3545.5963 | 6557.0175 | 2548.0672 | 8086.219 | 37.115 | 9965.188 | 11928.2742 | 7859.7693 | 6256.5533 | 18858.2129 | 20793.6032 | 4813.4053 | 2217.5227 | 12995.9705 | 4810.9209 | 22058.7604 | 43.1503 | 6466.8673 | 2420.6631
FinancialCosts | Total of Financial Costs, Lines, Towers, Term's | 221204.7267 | 24016.7509 | 329232.4781 | 262488.1627 | 57221.4463 | 56822.6628 | 70957.0686 | 139789.5742 | 151547.8753 | 1672.6671 | 117071.4068 | 196464.9049 | 565504.8837 | 153467.0685 | 1540048.2852 | 715266.2711 | 89063.6404 | 80314.6344 | 357860.8016 | 127183.1002 | 244833.7994 | 28955.7257 | 378451.4431 | 16479.985
MWH | Service Quantities
MW_Top4 | Energy (GWH) | 30795.683 | 2714.908 | 599.501 | 6172.429 | 11168.683 | 6397.119 | 4914.853 | 16563.37 | 12136.223 | 400.675 | 14656.195 | 18204.57 | 14164.331 | 7328.803 | 76002.176 | 64950.907 | 12933.992 | 9007.172 | 29134.792 | 12288.306 | 16395.122 | 1303.204 | 0 | 802.542 |  |  | 2948.3438
| Peak Demands (MW) | 4362 | 415.75 | 1493.75 | 1171.25 | 1786.75 | 1092.75 | 631.5 | 3009 | 2189.25 | 68.25 | 1469.25 | 2805 | 6343 | 1232.25 | 17141.75 | 9604 | 1854 | 1655.25 | 4564.75 | 1582.25 | 2538 | 193.5 | 3360.5 | 196.5 |  |  | 17141.75
| Pole Miles | 4885.57 | 707.91 | 2894.12 | 2255.09 | 1848.91 | 1321.98 | 1017.9 | 4872.26 | 2536.36 | 89.7 | 2864.92 | 4513.58 | 10943.5 | 2519.87 | 18138.3 | 17618 | 3285.8 | 2325.01 | 7457.04 | 2208 | 3733.93 | 388.56 | 6512.82 | 237.18 |  |  | 68.25
| TRANSMISSION, 2016 | Entergy Arkansas, Inc. | Black Hills Power, Inc. | Central Maine Power Company | Duke Energy Ohio, Inc. | El Paso Electric Company | The Empire District Electric Company | Green Mountain Power Corp | Idaho Power Company | Kansas Gas and Electric Company | Lockhart Power Company | ALLETE, Inc. | New York State Electric & Gas Corporation
Cost per Unit of Service (000's USD)
| Capital Related Costs / MWh | 5.2458 | 5.0503 | 417.6549 | 12.5462 | 2.7021 | 4.6978 | 3.9778 | 5.888 | 8.2494 | 1.1072 | 4.1629 | 4.4515
| Capital Related Costs / MW | 37.0356 | 32.9793 | 167.6214 | 66.1177 | 16.8906 | 27.5013 | 30.9586 | 32.4114 | 45.7312 | 6.4999 | 41.5263 | 28.8906
| Fuel Costs / MWh | 0 | 0 | 0 | 0 | 0 | 0 | 0 | 0 | 0 | 0 | 0 | 0
| Capital Related Costs / Pole Mile | 33.0666 | 19.3685 | 86.5149 | 34.3403 | 16.3227 | 22.7326 | 19.2065 | 20.0165 | 39.4727 | 4.9455 | 21.2964 | 17.9543
| O&M / MWh | 1.0019 | 2.1309 | 76.2811 | 17.4263 | 1.3034 | 2.4365 | 5.925 | 1.4942 | 2.4807 | 1.6628 | 2.3018 | 3.5888
| O&M / MW | 7.0736 | 13.915 | 30.6146 | 91.836 | 8.1475 | 14.2634 | 46.1132 | 8.2252 | 13.7516 | 9.7616 | 22.9613 | 23.2913
| O&M / Pole Mile | 5.2629 | 6.8101 | 13.1677 | 39.7482 | 6.5613 | 9.8251 | 23.8403 | 4.2331 | 9.8914 | 6.1894 | 9.8129 | 12.0622
| Total Costs / MWh | 7.183 | 8.8462 | 549.1775 | 42.5259 | 5.1234 | 8.8825 | 14.4373 | 8.4397 | 12.4872 | 4.1746 | 7.9878 | 10.7921
| Total Costs / MW | 50.7118 | 57.7673 | 220.4067 | 224.1094 | 32.0254 | 51.9997 | 112.3627 | 46.4572 | 69.2236 | 24.5079 | 79.6811 | 70.041
| Total Costs / Pole Mile | 45.2772 | 33.9263 | 113.7591 | 116.3981 | 30.9487 | 42.983 | 69.7093 | 28.6909 | 59.7501 | 18.6473 | 40.8638 | 43.5275
| TRANSMISSION, 2016 | Niagara Mohawk Power Corporation | Northern States Power Company (Wisconsin) | Pacific Gas And Electric Company | PacifiCorp | Public Service Company of New Mexico | Sierra Pacific Power Company d/b/a NV Energy | Southwestern Public Service Company | Avista Corporation | Westar Energy, Inc. | Chugach Electric Association, Inc. | ITC Midwest LLC | UGI Utilities, Inc.
Cost per Unit of Service (000's USD)
| Capital Related Costs / MWh | 21.0375 | 13.9112 | 13.2874 | 8.2628 | 4.906 | 6.5241 | 9.0936 | 4.9662 | 6.5573 | 14.3819 | 0 | 3.8367
| Capital Related Costs / MW | 46.9781 | 82.7367 | 58.913 | 55.8807 | 34.2257 | 35.5011 | 58.0406 | 38.5695 | 42.3594 | 96.8607 | 76.4006 | 15.67
| Capital Related Costs / Pole Mile | 27.2291 | 40.4593 | 55.6762 | 30.4619 | 19.3117 | 25.2744 | 35.529 | 27.6388 | 28.7922 | 48.2359 | 39.4214 | 12.9823
| O&M / MWh | 9.8902 | 4.0201 | 3.7279 | 1.5518 | 1.2462 | 1.3721 | 1.8422 | 2.92 | 4.8932 | 4.2348 | 0 | 10.0128
| O&M / MW | 22.0855 | 23.9095 | 16.5287 | 10.4948 | 8.694 | 7.4665 | 11.7581 | 22.6776 | 31.6094 | 28.5207 | 20.782 | 40.8943
| O&M / Pole Mile | 10.6675 | 9.7434 | 13.0172 | 4.7675 | 4.088 | 4.4297 | 5.998 | 13.5423 | 17.9044 | 11.8359 | 8.9359 | 28.2336
| Total Costs / MWh | 39.9246 | 20.9403 | 20.2632 | 11.0124 | 6.886 | 8.9167 | 12.2829 | 10.3499 | 14.9333 | 22.2189 | 0 | 20.5347
| Total Costs / MW | 89.1542 | 124.5422 | 89.842 | 74.4759 | 48.0386 | 48.5212 | 78.3966 | 80.3812 | 96.4672 | 149.642 | 112.6176 | 83.8676
| Total Costs / Pole Mile | 51.675 | 60.9028 | 84.9059 | 40.5986 | 27.1056 | 34.5438 | 47.9897 | 57.601 | 65.57 | 74.5206 | 58.1087 | 69.483
|  | 0.89283 | 0.58729 | 0.51613 | 0.51938 | 0.96638 | 0.8266 | 0.62039 | 0.61758 | 0.86315 | 0.76087 | 0.51284 | 0.62146 | 0.57961 | 0.48901 | 0.94506 | 0.54512 | 0.56425 | 0.71193 | 0.61214 | 0.7166 | 0.67971 | 0.49799 | 0.51598 | 0.82848
0.24937
|  | 0.13949 | 0.24088 | 0.1389 | 0.40978 | 0.25441 | 0.2743 | 0.4104 | 0.17705 | 0.19866 | 0.3983 | 0.28817 | 0.33254 | 0.24772 | 0.19198 | 0.18398 | 0.14092 | 0.18098 | 0.15388 | 0.14998 | 0.28213 | 0.32767 | 0.19059 | 0.18454 | 0.48761
FOM
AG_FOMa | Total Fixed O&M | 40347.98 | 25301.632 | 173794.496 | 50347.88 | 20343.628 | 22089.276 | 95650.352 | 25408.262 | 127328.176 | 324.393 | 84273 | 47009.644 | 72612.368 | 66585.84 | 296115.2 | 203261.008 | 34984.504 | 14405.876 | 173307.472 | 31089.878 | 130856.392 | 5570.453 | 41309.672 | 7019.774
| A&G attributable to Fixed O&M | 13514.433 | 8878.931 | 29648.036 | 17614.014 | 10839.559 | 10619.129 | 19874.302 | 20543.258 | 35424.632 | 222.6901 | 24013.688 | 12891.589 | 60504.768 | 20327.058 | 185656.176 | 22664.844 | 18954.67 | 7830.692 | 46695.684 | 14664.44 | 42216.016 | 3045.014 | 30055.142 | 2768.5682
| Distance | 4885.57 | 707.91 | 2894.12 | 2255.09 | 1848.91 | 1321.98 | 1017.9 | 4872.26 | 2536.36 | 89.7 | 2864.92 | 4513.58 | 10943.5 | 2519.87 | 18138.3 | 17618 | 3285.8 | 2325.01 | 7457.04 | 2208 | 3733.93 | 388.56 | 6512.82 | 237.18
| $/Distance | 5.2629 | 6.8101 | 13.1677 | 39.7482 | 6.5613 | 9.8251 | 23.8403 | 4.2331 | 9.8914 | 6.1894 | 9.8129 | 12.0622 | 10.6675 | 9.7434 | 13.0172 | 4.7675 | 4.088 | 4.4297 | 5.998 | 13.5423 | 17.9044 | 11.8359 | 8.9359 | 28.2336
| Conductors,Towers, Terminals | [25 empty] | Mean | S.D.
| Fixed O&M for Conductors and Towers w/AG, Other Taxes | 30854.8454 | 5785.1487 | 45730.5743 | 107562.8676 | 14557.49 | 15586.3763 | 29120.4603 | 24749.5561 | 30105.752 | 666.2265 | 33735.8966 | 65332.2296 | 140088.0896 | 29462.4353 | 283331.2387 | 100792.3039 | 16118.6554 | 12358.9419 | 53672.7581 | 35881.5774 | 80224.6119 | 5518.7515 | 69837.7997 | 8035.7294 |  | 51629.5965 | 61083.6628
| Distance | 5862.684 | 849.492 | 3472.944 | 2706.108 | 2218.692 | 1586.376 | 1221.48 | 5846.712 | 3043.632 | 107.64 | 3437.904 | 5416.296 | 13132.2 | 3023.844 | 21765.96 | 21141.6 | 3942.96 | 2790.012 | 8948.448 | 2649.6 | 4480.716 | 466.272 | 7815.384 | 284.616 |  | 5258.8155 | 5817.903
| $/Distance | 5262.9214 | 6810.1274 | 13167.6682 | 39748.1799 | 6561.2938 | 9825.1463 | 23840.3088 | 4233.0726 | 9891.3903 | 6189.3949 | 9812.9257 | 12062.1601 | 10667.5264 | 9743.3714 | 13017.1717 | 4767.487 | 4087.9581 | 4429.7092 | 5997.9963 | 13542.262 | 17904.4179 | 11835.9059 | 8935.9396 | 28233.5827 |  | 11690.3299 | 8458.3413 |  | 280567.9178 | 11690.3299 | 9819.036 | 1239110316.4306 | 126211.572 | 9817.7235
| Conductors and Towers | [25 empty] | Mean | S.D.
| Fixed O&M for Conductors and Towers w/AG, Other Taxes | 26258.4944 | 3880.0165 | 28283.4303 | 73810.8849 | 11638.8262 | 9402.3675 | 20952.3346 | 11716.8701 | 18828.9763 | 466.2664 | 17242.5965 | 38026.3132 | 121682.1406 | 18273.7753 | 218729.501 | 58041.4422 | 6140.8722 | 7446.5713 | 33940.8925 | 28588.0121 | 53800.4724 | 3265.3692 | 36061.0684 | 4731.3206 |  | 35467.0339 | 47687.0029 | Acct920: 851208.8147
| Distance | 5862.684 | 849.492 | 3472.944 | 2706.108 | 2218.692 | 1586.376 | 1221.48 | 5846.712 | 3043.632 | 107.64 | 3437.904 | 5416.296 | 13132.2 | 3023.844 | 21765.96 | 21141.6 | 3942.96 | 2790.012 | 8948.448 | 2649.6 | 4480.716 | 466.272 | 7815.384 | 284.616 |  | 5258.8155 | 5817.903 | Acct920: 126211.572; Acct921: 6.7443
| $/Distance | 4478.9203 | 4567.455 | 8143.935 | 27275.6612 | 5245.8053 | 5926.9477 | 17153.2359 | 2004.0101 | 6186.3511 | 4331.7203 | 5015.4386 | 7020.7229 | 9265.9372 | 6043.2269 | 10049.1548 | 2745.3666 | 1557.427 | 2669.0105 | 3792.9362 | 10789.5577 | 12007.115 | 7003.1424 | 4614.1134 | 16623.523 |  | 7687.9464 | 5850.2067 | 184510.7141 | 184510.7141 | 7687.9464 |  | 851208814.6752 | 126211.572 | 6744.3009
| Terminals | [25 empty] | Mean | S.D.
| Fixed O&M for Terminals w/AG, Other Taxes | 4596.351 | 1905.1322 | 17447.144 | 33751.9827 | 2918.6638 | 6184.0088 | 8168.1258 | 13032.686 | 11276.7758 | 199.9601 | 16493.3001 | 27305.9164 | 18405.949 | 11188.66 | 64601.7376 | 42750.8618 | 9977.7832 | 4912.3706 | 19731.8657 | 7293.5653 | 26424.1396 | 2253.3823 | 33776.7314 | 3304.4088 |  | 16162.5626 | 15482.6211
| Capacity (MW) | 4362 | 415.75 | 1493.75 | 1171.25 | 1786.75 | 1092.75 | 631.5 | 3009 | 2189.25 | 68.25 | 1469.25 | 2805 | 6343 | 1232.25 | 17141.75 | 9604 | 1854 | 1655.25 | 4564.75 | 1582.25 | 2538 | 193.5 | 3360.5 | 196.5 |  | 2948.3438 | 3718.3312 | Acct920: 1721
| $/MW | 1053.7256 | 4582.3986 | 11680.0964 | 28817.061 | 1633.5043 | 5659.125 | 12934.4826 | 4331.235 | 5150.9767 | 2929.8182 | 11225.6594 | 9734.7296 | 2901.7735 | 9079.862 | 3768.6781 | 4451.36 | 5381.7601 | 2967.7515 | 4322.6608 | 4609.6162 | 10411.4025 | 11645.3866 | 10051.1029 | 16816.3296 |  | 7755.854 | 6087.5555 | 5481.9125 | 186140.496 | 7755.854 |  | 387901501.7554 | 70760.25 | 5481.9125
5.4819
|  | CHECK | [24 empty] | 4002.3835 |  | Acct921: 5481.9125
30854.8454
26258.4944
|  | 30854.8454 | 5785.1487 | 45730.5743 | 107562.8676 | 14557.49 | 15586.3763 | 29120.4603 | 24749.5561 | 30105.752 | 666.2265 | 33735.8966 | 65332.2296 | 140088.0896 | 29462.4353 | 283331.2387 | 100792.3039 | 16118.6554 | 12358.9419 | 53672.7581 | 35881.5774 | 80224.6119 | 5518.7515 | 69837.7997 | 8035.7294
|  | 0 | 0 | 0 | 0 | 0 | 0 | 0 | 0 | 0 | 0 | 0 | 0 | 0 | 0 | 0 | 0 | 0 | 0 | 0 | 0 | 0 | 0 | 0 | 0
| Terminal O&M share within Total O&M for Lines, Terminals | 14.9% | 32.93% | 38.15% | 31.38% | 20.05% | 39.68% | 28.05% | 52.66% | 37.46% | 30.01% | 48.89% | 41.8% | 13.14% | 37.98% | 22.8% | 42.41% | 61.9% | 39.75% | 36.76% | 20.33% | 32.94% | 40.83% | 48.36% | 41.12% |  | 35.59%
Scenario
| Share of Lines with Dual Circuits | 20%
Scale Economies
|  | Low | 60%
|  | High | 80%
| Nominal, As Reported in FERC Form 1 | 4885.57 | 707.91 | 2894.12 | 2255.09 | 1848.91 | 1321.98 | 1017.9 | 4872.26 | 2536.36 | 89.7 | 2864.92 | 4513.58 | 10943.5 | 2519.87 | 18138.3 | 17618 | 3285.8 | 2325.01 | 7457.04 | 2208 | 3733.93 | 388.56 | 6512.82 | 237.18 |  | Mean | S.D. | Acct920: Facility Distances
| Line Miles, for Single Circuit Facilities | 3908.456 | 566.328 | 2315.296 | 1804.072 | 1479.128 | 1057.584 | 814.32 | 3897.808 | 2029.088 | 71.76 | 2291.936 | 3610.864 | 8754.8 | 2015.896 | 14510.64 | 14094.4 | 2628.64 | 1860.008 | 5965.632 | 1766.4 | 2987.144 | 310.848 | 5210.256 | 189.744 |  | 3505.877 | 3878.602 | Acct920: Line Miles, for Single Circuit Facilities
| Line Miles for Dual Circuit Faiclities | 1954.228 | 283.164 | 1157.648 | 902.036 | 739.564 | 528.792 | 407.16 | 1948.904 | 1014.544 | 35.88 | 1145.968 | 1805.432 | 4377.4 | 1007.948 | 7255.32 | 7047.2 | 1314.32 | 930.004 | 2982.816 | 883.2 | 1493.572 | 155.424 | 2605.128 | 94.872 |  | 1752.9385 | 1939.301 | Acct920: Line Miles for Dual Circuit Faiclities
| Total Miles | 5862.684 | 849.492 | 3472.944 | 2706.108 | 2218.692 | 1586.376 | 1221.48 | 5846.712 | 3043.632 | 107.64 | 3437.904 | 5416.296 | 13132.2 | 3023.844 | 21765.96 | 21141.6 | 3942.96 | 2790.012 | 8948.448 | 2649.6 | 4480.716 | 466.272 | 7815.384 | 284.616 |  | 5258.8155 | 5817.903 | Acct920: Total Miles
O&M Costs/Mile
| Lines,Terminals O&M/Mile | 5262.9214 | 6810.1274 | 13167.6682 | 39748.1799 | 6561.2938 | 9825.1463 | 23840.3088 | 4233.0726 | 9891.3903 | 6189.3949 | 9812.9257 | 12062.1601 | 10667.5264 | 9743.3714 | 13017.1717 | 4767.487 | 4087.9581 | 4429.7092 | 5997.9963 | 13542.262 | 17904.4179 | 11835.9059 | 8935.9396 | 28233.5827 |  | 11690.3299 | 8458.3413 | Acct920: Lines,Terminals/Mile
| Lines O&M/Mile | 4478.9203 | 4567.455 | 8143.935 | 27275.6612 | 5245.8053 | 5926.9477 | 17153.2359 | 2004.0101 | 6186.3511 | 4331.7203 | 5015.4386 | 7020.7229 | 9265.9372 | 6043.2269 | 10049.1548 | 2745.3666 | 1557.427 | 2669.0105 | 3792.9362 | 10789.5577 | 12007.115 | 7003.1424 | 4614.1134 | 16623.523 |  | 7687.9464 | 5850.2067 | Acct920: Lines/Mile
O&M Costs/MW
| Terminals/MW | 1053.7256 | 4582.3986 | 11680.0964 | 28817.061 | 1633.5043 | 5659.125 | 12934.4826 | 4331.235 | 5150.9767 | 2929.8182 | 11225.6594 | 9734.7296 | 2901.7735 | 9079.862 | 3768.6781 | 4451.36 | 5381.7601 | 2967.7515 | 4322.6608 | 4609.6162 | 10411.4025 | 11645.3866 | 10051.1029 | 16816.3296 |  | 7755.854 | 6087.5555 | Acct920: Terminals/kW
| Single Circuit Line Miles | 3908.456 | 566.328 | 2315.296 | 1804.072 | 1479.128 | 1057.584 | 814.32 | 3897.808 | 2029.088 | 71.76 | 2291.936 | 3610.864 | 8754.8 | 2015.896 | 14510.64 | 14094.4 | 2628.64 | 1860.008 | 5965.632 | 1766.4 | 2987.144 | 310.848 | 5210.256 | 189.744 |  | 3505.877 | 3878.602
| Single Circuit Share of Total Circuits | 0.66667 | 0.66667 | 0.66667 | 0.66667 | 0.66667 | 0.66667 | 0.66667 | 0.66667 | 0.66667 | 0.66667 | 0.66667 | 0.66667 | 0.66667 | 0.66667 | 0.66667 | 0.66667 | 0.66667 | 0.66667 | 0.66667 | 0.66667 | 0.66667 | 0.66667 | 0.66667 | 0.66667
| Single Circuit Share of Lines-Related O&M Costs | 17505.6629 | 2586.6777 | 18855.6202 | 49207.2566 | 7759.2175 | 6268.245 | 13968.2231 | 7811.2468 | 12552.6508 | 310.8442 | 11495.0643 | 25350.8755 | 81121.4271 | 12182.5168 | 145819.6674 | 38694.2948 | 4093.9148 | 4964.3808 | 22627.2616 | 19058.6747 | 35866.9816 | 2176.9128 | 24040.7123 | 3154.2137 |  | 23644.6893 | 31791.3352
| $/Distance | 4478.9203 | 4567.455 | 8143.935 | 27275.6612 | 5245.8053 | 5926.9477 | 17153.2359 | 2004.0101 | 6186.3511 | 4331.7203 | 5015.4386 | 7020.7229 | 9265.9372 | 6043.2269 | 10049.1548 | 2745.3666 | 1557.427 | 2669.0105 | 3792.9362 | 10789.5577 | 12007.115 | 7003.1424 | 4614.1134 | 16623.523 |  | 7687.9464 | 5850.2067

## Transmission 2015
| report_year | respondent_id | respondent_name | ST | function | GP | AD | NP | RA | MS | FS | ADIT | ADITC | CD | FE | FOM | PP | SCLD | OE | LTD | LTDC | STD | PS | CE | I | TO | DPS | ER | DE | Acct920 | Acct921 | Acct922 | Acct923 | Acct924 | Acct925 | Acct926 | Acct927 | Acct928 | Acct929 | Acct930_1 | Acct930_2 | Acct931 | Acct935 | AG_FOM | AG_Cap | AG_Maint | MWH | MW_Peak | MW_Top4 | MW_Avg | Capacity | MV_P | MV_S | MV_T | TRf | TRs | GPallocator | GPallocator2 | FOMallocator | NPallocator | NPallocator2 | GENallocator | GEN2allocator | ADallocator | ADITa | ADITCa | MSa | RAa | AG_FOMa | AG_Capa | DEa | TOa | WC | RateBaseGP | RateBase | Wd | Wps | Wce | CRd | CRps | WACC | ITR | TI | RC | FinancialCosts | respondent_id | report_year | FOM_subtotal | FOM_total
| 2015 | 8 | Entergy Arkansas, Inc. | AR | Transmission | 1667062272 | 458852344 | 1208209920 | 0 | 20019010 | 0 | 0 | 0 | 0 | 0 | 43734904 | 0 | 0 | 0 | 0 | 0 | 0 | 0 | 0 | 0 | 0 | 0 | 0.0914 | 30563046 | 0 | 0 | 0 | 0 | 0 | 0 | 0 | 0 | 0 | 0 | 0 | 0 | 0 | 0 | 0 | 0 | 0 | 32482449 | 4665 | 4393.5 | 3649.9167 | 0 | 0 | 0 | 0 | 0.35 | 0.065 | 0.18441 | 0.18799 | 0.09343 | 0.23828 | 0.2434 | 0 | 0 | 0.11569 | 47491236 | 6843045 | 24251272 | 0 | 15451876 | 6951583 | 3773237 | 9320823 | 6560235.5 | 24220366 | 1208907520 | 0 | 0 | 0 | 0 | 0 | 0.065142 | 0.015879 | 19196384 | 78750952 | 207742800 | 8 | 2015 | 19930436 | 43734904
| 2015 | 12 | Black Hills Power, Inc. | SD | Transmission | 116828496 | 36266779.5 | 80561720 | 0 | 17781 | 0 | 0 | 0 | 0 | 0 | 23463616 | 0 | 0 | 0 | 0 | 0 | 0 | 0 | 0 | 0 | 0 | 0 | 0.0914 | 2490847 | 0 | 0 | 0 | 0 | 0 | 0 | 0 | 0 | 0 | 0 | 0 | 0 | 0 | 0 | 0 | 0 | 0 | 2995723 | 424 | 409.25 | 369.5833 | 0 | 0 | 0 | 0 | 0.35 | 0 | 0.10763 | 0.11301 | 0.46008 | 0.10807 | 0.11305 | 0 | 0 | 0.10667 | 3423952.5 | 0 | 142717.8281 | 0 | 10090307 | 365665.6562 | 350374.8438 | 2857187.75 | 3519542.5 | 3516968.25 | 84316992 | 0 | 0 | 0 | 0 | 0 | 0.082459 | 0.01689 | 1424116.875 | 6952719 | 47994836 | 12 | 2015 | 1723681 | 23463616
| 2015 | 23 | Central Maine Power Company | ME | Transmission | 1832998272 | 235716215.5 | 1597282048 | 0 | 0 | 0 | 0 | 0 | 0 | 0 | 161621216 | 0 | 0 | 0 | 0 | 0 | 0 | 0 | 0 | 0 | 0 | 0 | 0.0914 | 44254893 | 0 | 0 | 0 | 0 | 0 | 0 | 0 | 0 | 0 | 0 | 0 | 0 | 0 | 0 | 0 | 0 | 0 | 600795 | 1531 | 1492.25 | 1403.5833 | 0 | 0 | 0 | 0 | 0.35 | 0.0893 | 0.55919 | 0.59964 | 0.62817 | 0.6186 | 0.64966 | 0 | 0 | 0.33874 | 20181546 | 0 | 0 | 0 | 33971868 | 7803880.5 | 8198587 | 25763328 | 24243182 | 74754488 | 1676098176 | 0 | 0 | 0 | 0 | 0 | 0.075816 | 0.022292 | 37364268 | 127074960 | 446052992 | 23 | 2015 | 14341666 | 161621216
| 2015 | 27 | Duke Energy Ohio, Inc. | OH | Transmission | 697132800 | 237864261.5 | 459268544 | 0 | 13097810 | 0 | 0 | 0 | 0 | 0 | 31976700 | 0 | 0 | 0 | 0 | 0 | 0 | 0 | 0 | 0 | 0 | 0 | 0.0914 | 12501947 | 0 | 0 | 0 | 0 | 0 | 0 | 0 | 0 | 0 | 0 | 0 | 0 | 0 | 0 | 0 | 0 | 0 | 5884045 | 1206 | 1130.25 | 879.8333 | 0 | 0 | 0 | 0 | 0.35 | 0 | 0.22531 | 0.23976 | 0.31395 | 0.21985 | 0.23607 | 0 | 0 | 0.23666 | -2441783 | 283439.8438 | 13345795 | 0 | 20043222 | 5341379 | 5062030 | 74933432 | 4796505 | 33976788 | 513545984 | 0 | 0 | 0 | 0 | 0 | 0.081741 | 0.023503 | 12069744 | 41977832 | 203906288 | 27 | 2015 | 9933090 | 31976700
| 2015 | 49 | El Paso Electric Company | TX | Transmission | 414350816 | 211914572 | 202436240 | 0 | 5348425.5 | 0 | 0 | 0 | 0 | 0 | 19119620 | 0 | 0 | 0 | 0 | 0 | 0 | 0 | 0 | 0 | 0 | 0 | 0.0914 | 7593474 | 0 | 0 | 0 | 0 | 0 | 0 | 0 | 0 | 0 | 0 | 0 | 0 | 0 | 0 | 0 | 0 | 0 | 11523460 | 1792 | 1737.5 | 1358.25 | 0 | 0 | 0 | 0 | 0.35 | 0 | 0.099494 | 0.10398 | 0.11684 | 0.098492 | 0.10453 | 0 | 0 | 0.10047 | 22363680 | 2179370.25 | 5599973 | 0 | 10601743 | 2650395.25 | 718823.875 | 7447004 | 2867943 | 11655552 | 198016656 | 0 | 0 | 0 | 0 | 0 | 0.07597 | 0.01541 | 3051424.75 | 15043233 | 66225716 | 49 | 2015 | 4445678 | 19119620
| 2015 | 51 | The Empire District Electric Company | KS | Transmission | 302289984 | 87402648 | 214887328 | 0 | 2330632 | 0 | 0 | 0 | 0 | 0 | 23667304 | 0 | 0 | 0 | 0 | 0 | 0 | 0 | 0 | 0 | 0 | 0 | 0.0914 | 7062812 | 0 | 0 | 0 | 0 | 0 | 0 | 0 | 0 | 0 | 0 | 0 | 0 | 0 | 0 | 0 | 0 | 0 | 5767514 | 1149 | 1084.75 | 902.75 | 0 | 0 | 0 | 0 | 0.35 | 0.07 | 0.12631 | 0.13074 | 0.26152 | 0.13335 | 0.1365 | 0 | 0 | 0.11182 | 10466524 | 2326524.25 | 2557261.25 | 0 | 10160701 | 931726.8125 | 359825.5625 | 9384442 | 3550095.5 | 4296360 | 212498000 | 0 | 0 | 0 | 0 | 0 | 0.070941 | 0.017896 | 3802817.5 | 15074891 | 70444520 | 51 | 2015 | 4831691 | 23667304
| 2015 | 61 | Green Mountain Power Corp | VT | Transmission | 205924048 | 64026915 | 141897136 | 0 | 76461.5 | 0 | 0 | 0 | 0 | 0 | 98294768 | 0 | 0 | 0 | 0 | 0 | 0 | 0 | 0 | 0 | 0 | 0 | 0.0914 | 3575388 | 0 | 0 | 0 | 0 | 0 | 0 | 0 | 0 | 0 | 0 | 0 | 0 | 0 | 0 | 0 | 0 | 0 | 5029925 | 634 | 627.25 | 587.5 | 0 | 0 | 0 | 0 | 0.35 | 0.085 | 0.13778 | 0.14853 | 0.67158 | 0.15046 | 0.16415 | 0 | 0 | 0.11608 | 13511667 | 486810.1875 | 170851.5938 | 0 | 23857904 | 412362.4062 | 638012.4375 | 22521574 | 14744215 | 11852464 | 154666192 | 0 | 0 | 0 | 0 | 0 | 0.070821 | 0.018088 | 2797604 | 10953655 | 163051264 | 61 | 2015 | 5020655 | 98294768
| 2015 | 70 | Idaho Power Company | ID | Transmission | 1046636288 | 325149097 | 721487168 | 0 | 11201600 | 0 | 0 | 0 | 0 | 0 | 27353256 | 0 | 0 | 0 | 0 | 0 | 0 | 0 | 0 | 0 | 0 | 0 | 0.0914 | 20991260 | 0 | 0 | 0 | 0 | 0 | 0 | 0 | 0 | 0 | 0 | 0 | 0 | 0 | 0 | 0 | 0 | 0 | 16570347 | 3402 | 3114 | 2412.25 | 0 | 0 | 0 | 0 | 0.35 | 0.074 | 0.19717 | 0.21085 | 0.1564 | 0.22041 | 0.23729 | 0 | 0 | 0.15979 | 41045324 | 15657197 | 12635064 | 0 | 20380802 | 2754511.5 | 2201439.25 | 5131081 | 4102988.5 | 50816396 | 732339136 | 0 | 0 | 0 | 0 | 0 | 0.073991 | 0.01915 | 14024335 | 54186228 | 147022912 | 70 | 2015 | 15048359 | 27353256
| 2015 | 80 | Kansas Gas and Electric Company | KS | Transmission | 847916160 | 236567077.5 | 611349056 | 0 | 9847648 | 0 | 0 | 0 | 0 | 0 | 125341488 | 0 | 0 | 0 | 0 | 0 | 0 | 0 | 0 | 0 | 0 | 0 | 0.0914 | 22031920 | 0 | 0 | 0 | 0 | 0 | 0 | 0 | 0 | 0 | 0 | 0 | 0 | 0 | 0 | 0 | 0 | 0 | 12605129 | 2265 | 2160.5 | 1667 | 0 | 0 | 0 | 0 | 0.35 | 0.07 | 0.16695 | 0.17059 | 0.40822 | 0.18734 | 0.18998 | 0 | 0 | 0.13029 | 25653898 | 4815669.5 | 9944778 | 0 | 37487332 | 1984521.25 | 786131.5 | 18592368 | 18801224 | 7177466 | 616803008 | 0 | 0 | 0 | 0 | 0 | 0.082294 | 0.026102 | 16099755 | 50759464 | 273082976 | 80 | 2015 | 4902032 | 125341488
| 2015 | 84 | Lockhart Power Company | SC | Transmission | 4986676 | 3259740.5 | 1726935.5 | 0 | 11872.5 | 0 | 0 | 0 | 0 | 0 | 304159 | 0 | 0 | 0 | 0 | 0 | 0 | 0 | 0 | 0 | 0 | 0 | 0.0914 | 133828 | 0 | 0 | 0 | 0 | 0 | 0 | 0 | 0 | 0 | 0 | 0 | 0 | 0 | 0 | 0 | 0 | 0 | 428721 | 72 | 69.5 | 59.75 | 0 | 0 | 0 | 0 | 0.35 | 0.05 | 0.080805 | 0.086332 | 0.084157 | 0.052972 | 0.055738 | 0 | 0 | 0.11197 | 121945.5312 | 726.9649 | 11872.5 | 0 | 185787.8281 | 52266.0508 | 17075.1641 | 114358.0469 | 45623.8516 | 85260.7266 | 1747020.125 | 0 | 0 | 0 | 0 | 0 | 0.0914 | 0.03496 | 61076.6914 | 159677.6406 | 1028228.4375 | 84 | 2015 | 303899 | 304159
| 2015 | 98 | ALLETE, Inc. | MN | Transmission | 657035264 | 199172062 | 457863200 | 0 | 3617632.5 | 0 | 0 | 0 | 0 | 0 | 73534080 | 0 | 0 | 0 | 0 | 0 | 0 | 0 | 0 | 0 | 0 | 0 | 0.0914 | 16937171 | 0 | 0 | 0 | 0 | 0 | 0 | 0 | 0 | 0 | 0 | 0 | 0 | 0 | 0 | 0 | 0 | 0 | 14709344 | 1631 | 1572.75 | 1430.9167 | 0 | 0 | 0 | 0 | 0.35 | 0.098 | 0.16557 | 0.17368 | 0.41626 | 0.16573 | 0.17143 | 0 | 0 | 0.16521 | 68748984 | 2962531 | 3617632.5 | 0 | 21619958 | 3066692.5 | 1818023.25 | 17983518 | 11030112 | 10092269 | 410891712 | 0 | 0 | 0 | 0 | 0 | 0.06993 | 0.021011 | 8633450 | 28733830 | 172326720 | 98 | 2015 | 10653457 | 73534080
| 2015 | 115 | New York State Electric & Gas Corporation | NY | Transmission | 937311680 | 445361599.5 | 491950080 | 0 | 0 | 0 | 0 | 0 | 0 | 0 | 46525932 | 0 | 0 | 0 | 0 | 0 | 0 | 0 | 0 | 0 | 0 | 0 | 0.0914 | 24221428 | 0 | 0 | 0 | 0 | 0 | 0 | 0 | 0 | 0 | 0 | 0 | 0 | 0 | 0 | 0 | 0 | 0 | 18312153 | 2843 | 2824.75 | 2490.8333 | 0 | 0 | 0 | 0 | 0.35 | 0.065 | 0.26117 | 0.27489 | 0.26478 | 0.28158 | 0.30029 | 0 | 0 | 0.24181 | 9314815 | 3721684.25 | 0 | 0 | 17124672 | 13146977 | 4469544.5 | 36060320 | 6978890 | 32037434 | 517929920 | 0 | 0 | 0 | 0 | 0 | 0.092802 | 0.019978 | 10347195 | 48064788 | 199960864 | 115 | 2015 | 25348250 | 46525932
| 2015 | 117 | Niagara Mohawk Power Corporation | NY | Transmission | 2508584448 | 568360968.5 | 1940223488 | 0 | 4665078 | 0 | 0 | 0 | 0 | 0 | 103642696 | 0 | 0 | 0 | 0 | 0 | 0 | 0 | 0 | 0 | 0 | 0 | 0.0914 | 61396701 | 0 | 0 | 0 | 0 | 0 | 0 | 0 | 0 | 0 | 0 | 0 | 0 | 0 | 0 | 0 | 0 | 0 | 13874985 | 6595 | 6341.25 | 5632.5 | 0 | 0 | 0 | 0 | 0.35 | 0.065 | 0.3021 | 0.31456 | 0.32216 | 0.34019 | 0.34716 | 0 | 0 | 0.21855 | 126292384 | 4737944.5 | 4665078 | 0 | 89418936 | 27671378 | 4000355.5 | 82668128 | 15546404 | 22953676 | 1852358272 | 0 | 0 | 0 | 0 | 0 | 0.073264 | 0.02169 | 40176972 | 135710960 | 544686144 | 117 | 2015 | 51858144 | 103642696
| 2015 | 121 | Northern States Power Company (Wisconsin) | WI | Transmission | 834113728 | 224799079 | 609314624 | 0 | 86463 | 0 | 0 | 0 | 0 | 0 | 46131268 | 0 | 0 | 0 | 0 | 0 | 0 | 0 | 0 | 0 | 0 | 0 | 0.0914 | 21671151 | 0 | 0 | 0 | 0 | 0 | 0 | 0 | 0 | 0 | 0 | 0 | 0 | 0 | 0 | 0 | 0 | 0 | 7165478 | 1323 | 1240.75 | 1092.4167 | 0 | 0 | 0 | 0 | 0.35 | 0.079 | 0.38018 | 0.39651 | 0.49215 | 0.48803 | 0.5109 | 0 | 0 | 0.23777 | 17936108 | 3293694 | 100589.0156 | 0 | 18375076 | 3006574.5 | 3729295.25 | 13814245 | 6919690 | 26973174 | 622078272 | 0 | 0 | 0 | 0 | 0 | 0.071462 | 0.019436 | 12090470 | 44454656 | 163272736 | 121 | 2015 | 7272784 | 46131268
| 2015 | 133 | Pacific Gas And Electric Company | CA | Transmission | 9261243392 | 2555029612.5 | 6706213888 | 0 | 17331520 | 0 | 0 | 0 | 0 | 0 | 286712480 | 0 | 0 | 0 | 0 | 0 | 0 | 0 | 0 | 0 | 0 | 0 | 0.0914 | 234360028 | 0 | 0 | 0 | 0 | 0 | 0 | 0 | 0 | 0 | 0 | 0 | 0 | 0 | 0 | 0 | 0 | 0 | 80365247 | 18631 | 18440.25 | 14830.6667 | 0 | 0 | 0 | 0 | 0.35 | 0.0884 | 0.18878 | 0.19169 | 0.15978 | 0.25121 | 0.2533 | 0 | 0 | 0.11425 | 45714760 | 19573498 | 17331520 | 0 | 149286864 | 5022685 | 61893024 | 79426600 | 43006872 | 52922648 | 6754186752 | 0 | 0 | 0 | 0 | 0 | 0.070942 | 0.018812 | 127062608 | 479157088 | 1422921344 | 133 | 2015 | 128315104 | 286712480
| 2015 | 134 | PacifiCorp | OR | Transmission | 5649313792 | 1467870381 | 4181443328 | 0 | 572188.5 | 0 | 0 | 0 | 0 | 0 | 215664448 | 0 | 0 | 0 | 0 | 0 | 0 | 0 | 0 | 0 | 0 | 0 | 0.0914 | 99238672 | 0 | 0 | 0 | 0 | 0 | 0 | 0 | 0 | 0 | 0 | 0 | 0 | 0 | 0 | 0 | 0 | 0 | 67951221 | 10621 | 9864.5 | 8605.8333 | 0 | 0 | 0 | 0 | 0.35 | 0.076 | 0.22336 | 0.23555 | 0.27054 | 0.24871 | 0.26129 | 0 | 0 | 0.17309 | 99627680 | 5195393.5 | 1274714.25 | 0 | 25229612 | 9463286 | 9578899 | 50131676 | 32349668 | 202381456 | 4312626176 | 0 | 0 | 0 | 0 | 0 | 0.072842 | 0.018903 | 81522632 | 314139552 | 804968768 | 134 | 2015 | 43287032 | 215664448
| 2015 | 147 | Public Service Company of New Mexico | NM | Transmission | 728772544 | 301509361.5 | 427263168 | 0 | 925443.5 | 0 | 0 | 0 | 0 | 0 | 37692212 | 0 | 0 | 0 | 0 | 0 | 0 | 0 | 0 | 0 | 0 | 0 | 0.0914 | 14575510 | 0 | 0 | 0 | 0 | 0 | 0 | 0 | 0 | 0 | 0 | 0 | 0 | 0 | 0 | 0 | 0 | 0 | 12236917 | 1963 | 1881.25 | 1595.75 | 0 | 0 | 0 | 0 | 0.35 | 0.066 | 0.16042 | 0.16523 | 0.15613 | 0.15193 | 0.15565 | 0 | 0 | 0.17422 | 51494168 | 7490070 | 958150.8125 | 0 | 15009031 | 7312390.5 | 1085038.5 | 6262829 | 5653832 | 8508036 | 383398976 | 0 | 0 | 0 | 0 | 0 | 0.07254 | 0.016377 | 6278803 | 27811604 | 116027416 | 147 | 2015 | 6061235 | 37692212
| 2015 | 157 | Sierra Pacific Power Company d/b/a NV Energy | NV | Transmission | 695202944 | 230074952.5 | 465128000 | 0 | 90492.5 | 0 | 0 | 0 | 0 | 0 | 14795113 | 0 | 0 | 0 | 0 | 0 | 0 | 0 | 0 | 0 | 0 | 0 | 0.0914 | 12004474 | 0 | 0 | 0 | 0 | 0 | 0 | 0 | 0 | 0 | 0 | 0 | 0 | 0 | 0 | 0 | 0 | 0 | 9393531 | 1711 | 1635.25 | 1392.3333 | 0 | 0 | 0 | 0 | 0.35 | 0 | 0.21496 | 0.22181 | 0.19225 | 0.23716 | 0.24306 | 0 | 0 | 0.18075 | 21354656 | 1072966.75 | 116520.8906 | 0 | 7664577 | 1669342.5 | 4724318 | 5687825 | 2219267 | 10349062 | 455385216 | 0 | 0 | 0 | 0 | 0 | 0.070596 | 0.015007 | 6833977.5 | 32148168 | 85527792 | 157 | 2015 | 6885599 | 14795113
| 2015 | 166 | Southwestern Public Service Company | NM | Transmission | 2066242944 | 327143908.5 | 1739099008 | 0 | 91659 | 0 | 0 | 0 | 0 | 0 | 145593712 | 0 | 0 | 0 | 0 | 0 | 0 | 0 | 0 | 0 | 0 | 0 | 0.0914 | 46227458 | 0 | 0 | 0 | 0 | 0 | 0 | 0 | 0 | 0 | 0 | 0 | 0 | 0 | 0 | 0 | 0 | 0 | 29232128 | 4694 | 4471.5 | 3980.9167 | 0 | 0 | 0 | 0 | 0.35 | 0.066 | 0.37429 | 0.3976 | 0.50283 | 0.47881 | 0.50701 | 0 | 0 | 0.17325 | 36716072 | 247587.5781 | -17386.2734 | 0 | 42704888 | 9132086 | 5184651 | 28939332 | 21839056 | 95477264 | 1819434368 | 0 | 0 | 0 | 0 | 0 | 0.075295 | 0.019138 | 34819668 | 136994640 | 449596448 | 166 | 2015 | 14261481 | 145593712
| 2015 | 187 | Avista Corporation | WA | Transmission | 621266240 | 197276282 | 423989952 | 0 | 106681 | 0 | 0 | 0 | 0 | 0 | 29542068 | 0 | 0 | 0 | 0 | 0 | 0 | 0 | 0 | 0 | 0 | 0 | 0.0914 | 11040923 | 0 | 0 | 0 | 0 | 0 | 0 | 0 | 0 | 0 | 0 | 0 | 0 | 0 | 0 | 0 | 0 | 0 | 12495969 | 1638 | 1590.5 | 1406.0833 | 0 | 0 | 0 | 0 | 0.35 | 0 | 0.18474 | 0.19316 | 0.24253 | 0.19737 | 0.20523 | 0 | 0 | 0.16239 | 1579903.875 | 2271271.75 | 1662303.75 | 0 | 14520852 | 2338263.5 | 5702417.5 | 23067216 | 4431310 | 16734203 | 442966592 | 0 | 0 | 0 | 0 | 0 | 0.06985 | 0.015722 | 6964199 | 30941248 | 124117184 | 187 | 2015 | 7173706 | 29542068
| 2015 | 191 | Westar Energy, Inc. | KS | Transmission | 1079466496 | 278300040 | 801166464 | 0 | 18052912 | 0 | 0 | 0 | 0 | 0 | 129031104 | 0 | 0 | 0 | 0 | 0 | 0 | 0 | 0 | 0 | 0 | 0 | 0.0914 | 29365620 | 0 | 0 | 0 | 0 | 0 | 0 | 0 | 0 | 0 | 0 | 0 | 0 | 0 | 0 | 0 | 0 | 0 | 16254496 | 2637 | 2462.75 | 1882.75 | 0 | 0 | 0 | 0 | 0.35 | 0.07 | 0.18903 | 0.19585 | 0.48635 | 0.20603 | 0.21166 | 0 | 0 | 0.15274 | 85706624 | 34121580 | 18075654 | 0 | 45177544 | 3170258 | 1438898.25 | 53348408 | 19354666 | 14323978 | 733092544 | 0 | 0 | 0 | 0 | 0 | 0.072335 | 0.021072 | 15447688 | 53028208 | 330007744 | 191 | 2015 | 8427014 | 129031104
| 2015 | 202 | Chugach Electric Association, Inc. | AK | Transmission | 301091776 | 150148441.5 | 150943328 | 0 | 4125413 | 0 | 0 | 0 | 0 | 0 | 6227933 | 0 | 0 | 0 | 0 | 0 | 0 | 0 | 0 | 0 | 0 | 0 | 0.0914 | 6601730 | 0 | 0 | 0 | 0 | 0 | 0 | 0 | 0 | 0 | 0 | 0 | 0 | 0 | 0 | 0 | 0 | 0 | 1656255 | 353 | 312.25 | 218.3333 | 0 | 0 | 0 | 0 | 0.35 | 0.094 | 0.26535 | 0.27981 | 0.1674 | 0.23172 | 0.243 | 0 | 0 | 0.31067 | 0 | 0 | 4322275 | 0 | 3293553 | 856334.0625 | 544801.125 | 127786.7188 | 934189.9375 | 7354864.5 | 163554656 | 0 | 0 | 0 | 0 | 0 | 0.056343 | 0.0098378 | 1609011.5 | 9215086 | 28476236 | 202 | 2015 | 4169046 | 6227933
| 2015 | 316 | ITC Midwest LLC | MI | Transmission | 2226672640 | 337810051 | 1888862592 | 0 | 27083252 | 0 | 0 | 0 | 0 | 0 | 38402256 | 0 | 0 | 0 | 0 | 0 | 0 | 0 | 0 | 0 | 0 | 0 | 0.0914 | 39044070 | 0 | 0 | 0 | 0 | 0 | 0 | 0 | 0 | 0 | 0 | 0 | 0 | 0 | 0 | 0 | 0 | 0 | 0 | 3457 | 3279 | 2850.0833 | 0 | 0 | 0 | 0 | 0.35 | 0.06 | 0.95351 | 1 | 1 | 0.96934 | 1 | 0 | 0 | 0.8737 | 23710772 | 0 | 30202730 | 0 | 31395844 | 3245307 | 3437085 | 11761164 | 5760338.5 | 56406996 | 1957521920 | 0 | 0 | 0 | 0 | 0 | 0.073366 | 0.021238 | 41573664 | 143615968 | 312475360 | 316 | 2015 | 31171588 | 38402256
| 2015 | 428 | UGI Utilities, Inc. | PA | Transmission | 40175820 | 15574961 | 24600860 | 0 | 260807 | 0 | 0 | 0 | 0 | 0 | 6997263 | 0 | 0 | 0 | 0 | 0 | 0 | 0 | 0 | 0 | 0 | 0 | 0.0914 | 710367 | 0 | 0 | 0 | 0 | 0 | 0 | 0 | 0 | 0 | 0 | 0 | 0 | 0 | 0 | 0 | 0 | 0 | 804580 | 211 | 199.25 | 175.5833 | 0 | 0 | 0 | 0 | 0.35 | 0.0999 | 0.2402 | 0.24716 | 0.512 | 0.24436 | 0.24994 | 0 | 0 | 0.23392 | 1828444.75 | 884243 | 225021.75 | 0 | 4199435 | 154859.5 | 162072.75 | 6003482 | 1049589.5 | 463514.5625 | 23626298 | 0 | 0 | 0 | 0 | 0 | 0.07263 | 0.020154 | 476152.875 | 1715970.375 | 20419602 | 428 | 2015 | 1171165 | 6997263
|  |  | 8 | 12 | 23 | 27 | 49 | 51 | 61 | 70 | 80 | 84 | 98 | 115 | 117 | 121 | 133 | 134 | 147 | 157 | 166 | 187 | 191 | 202 | 316 | 428
| respondent_name | #VALUE! | Entergy Arkansas, Inc. | Black Hills Power, Inc. | Central Maine Power Company | Duke Energy Ohio, Inc. | El Paso Electric Company | The Empire District Electric Company | Green Mountain Power Corp | Idaho Power Company | Kansas Gas and Electric Company | Lockhart Power Company | ALLETE, Inc. | New York State Electric & Gas Corporation | Niagara Mohawk Power Corporation | Northern States Power Company (Wisconsin) | Pacific Gas And Electric Company | PacifiCorp | Public Service Company of New Mexico | Sierra Pacific Power Company d/b/a NV Energy | Southwestern Public Service Company | Avista Corporation | Westar Energy, Inc. | Chugach Electric Association, Inc. | ITC Midwest LLC | UGI Utilities, Inc.
Rate Base (000's USD)
| GP | Gross Plant In Service | 1667062.272 | 116828.496 | 1832998.272 | 697132.8 | 414350.816 | 302289.984 | 205924.048 | 1046636.288 | 847916.16 | 4986.676 | 657035.264 | 937311.68 | 2508584.448 | 834113.728 | 9261243.392 | 5649313.792 | 728772.544 | 695202.944 | 2066242.944 | 621266.24 | 1079466.496 | 301091.776 | 2226672.64 | 40175.82
| AD | Accumulated Depreciation | 458852.344 | 36266.7795 | 235716.2155 | 237864.2615 | 211914.572 | 87402.648 | 64026.915 | 325149.097 | 236567.0775 | 3259.7405 | 199172.062 | 445361.5995 | 568360.9685 | 224799.079 | 2555029.6125 | 1467870.381 | 301509.3615 | 230074.9525 | 327143.9085 | 197276.282 | 278300.04 | 150148.4415 | 337810.051 | 15574.961
| NP | Net Plant | 1208209.92 | 80561.72 | 1597282.048 | 459268.544 | 202436.24 | 214887.328 | 141897.136 | 721487.168 | 611349.056 | 1726.9355 | 457863.2 | 491950.08 | 1940223.488 | 609314.624 | 6706213.888 | 4181443.328 | 427263.168 | 465128 | 1739099.008 | 423989.952 | 801166.464 | 150943.328 | 1888862.592 | 24600.86
| RAa | Regulatory Assets | 0 | 0 | 0 | 0 | 0 | 0 | 0 | 0 | 0 | 0 | 0 | 0 | 0 | 0 | 0 | 0 | 0 | 0 | 0 | 0 | 0 | 0 | 0 | 0
| MSa | M&S | 24251.272 | 142.7178 | 0 | 13345.795 | 5599.973 | 2557.2613 | 170.8516 | 12635.064 | 9944.778 | 11.8725 | 3617.6325 | 0 | 4665.078 | 100.589 | 17331.52 | 1274.7142 | 958.1508 | 116.5209 | -17.3863 | 1662.3038 | 18075.654 | 4322.275 | 30202.73 | 225.0217
| ADITa | Accumulated Deferred Income Taxes | -47491.236 | -3423.9525 | -20181.546 | 2441.783 | -22363.68 | -10466.524 | -13511.667 | -41045.324 | -25653.898 | -121.9455 | -68748.984 | -9314.815 | -126292.384 | -17936.108 | -45714.76 | -99627.68 | -51494.168 | -21354.656 | -36716.072 | -1579.9039 | -85706.624 | 0 | -23710.772 | -1828.4448
| ADITCa | Accumulated Deferred Income Tax Credits | -6843.045 | 0 | 0 | -283.4398 | -2179.3702 | -2326.5242 | -486.8102 | -15657.197 | -4815.6695 | -0.72696 | -2962.531 | -3721.6842 | -4737.9445 | -3293.694 | -19573.498 | -5195.3935 | -7490.07 | -1072.9668 | -247.5876 | -2271.2717 | -34121.58 | 0 | 0 | -884.243
| FS | Fuel Stock | 0 | 0 | 0 | 0 | 0 | 0 | 0 | 0 | 0 | 0 | 0 | 0 | 0 | 0 | 0 | 0 | 0 | 0 | 0 | 0 | 0 | 0 | 0 | 0
| WC | Working Capital | 6560.2355 | 3519.5425 | 24243.182 | 4796.505 | 2867.943 | 3550.0955 | 14744.215 | 4102.9885 | 18801.224 | 45.6239 | 11030.112 | 6978.89 | 15546.404 | 6919.69 | 43006.872 | 32349.668 | 5653.832 | 2219.267 | 21839.056 | 4431.31 | 19354.666 | 934.1899 | 5760.3385 | 1049.5895
| RateBaseGP | Rate Base from General Plant | 24220.366 | 3516.9682 | 74754.488 | 33976.788 | 11655.552 | 4296.36 | 11852.464 | 50816.396 | 7177.466 | 85.2607 | 10092.269 | 32037.434 | 22953.676 | 26973.174 | 52922.648 | 202381.456 | 8508.036 | 10349.062 | 95477.264 | 16734.203 | 14323.978 | 7354.8645 | 56406.996 | 463.5146
| RateBase | Total Rate Base | 1208907.52 | 84316.992 | 1676098.176 | 513545.984 | 198016.656 | 212498 | 154666.192 | 732339.136 | 616803.008 | 1747.0201 | 410891.712 | 517929.92 | 1852358.272 | 622078.272 | 6754186.752 | 4312626.176 | 383398.976 | 455385.216 | 1819434.368 | 442966.592 | 733092.544 | 163554.656 | 1957521.92 | 23626.298
| WACC | Cost of Capital | 6.514% | 8.246% | 7.582% | 8.174% | 7.597% | 7.094% | 7.082% | 7.399% | 8.229% | 9.14% | 6.993% | 9.28% | 7.326% | 7.146% | 7.094% | 7.284% | 7.254% | 7.06% | 7.53% | 6.985% | 7.233% | 5.634% | 7.337% | 7.263%
All-In Financial Costs (000's USD)
Return on Capital | RC | Return on Capital | 78750.952 | 6952.719 | 127074.96 | 41977.832 | 15043.233 | 15074.891 | 10953.655 | 54186.228 | 50759.464 | 159.6776 | 28733.83 | 48064.788 | 135710.96 | 44454.656 | 479157.088 | 314139.552 | 27811.604 | 32148.168 | 136994.64 | 30941.248 | 53028.208 | 9215.086 | 143615.968 | 1715.9704
Fixed O&M, Lines, Towers | FOM_subtotal1
Fixed O&M, Lines, Towers, Terminals | FOM_subtotal | Fixed O&M, Lines, Towers, Terminals | 19930.436 | 1723.681 | 14341.666 | 9933.09 | 4445.678 | 4831.691 | 5020.655 | 15048.359 | 4902.032 | 303.899 | 10653.457 | 25348.25 | 51858.144 | 7272.784 | 128315.104 | 43287.032 | 6061.235 | 6885.599 | 14261.481 | 7173.706 | 8427.014 | 4169.046 | 31171.588 | 1171.165
Fixed O&M, Terminals
A&G attributable to Capital | AG_Capa | A&G attributable to Capital | 6951.583 | 365.6657 | 7803.8805 | 5341.379 | 2650.3953 | 931.7268 | 412.3624 | 2754.5115 | 1984.5213 | 52.2661 | 3066.6925 | 13146.977 | 27671.378 | 3006.5745 | 5022.685 | 9463.286 | 7312.3905 | 1669.3425 | 9132.086 | 2338.2635 | 3170.258 | 856.3341 | 3245.307 | 154.8595
A&G attributable to FOM for Lines, Towers |  | A&G attributable to FOM for Lines, Towers, Terminals | 7041.5754 | 741.2528 | 3014.5373 | 6226.1312 | 2465.1084 | 2074.3118 | 1218.6031 | 11212.4723 | 1466.1075 | 185.629 | 3132.2523 | 9329.8608 | 44741.2142 | 2896.9063 | 66811.7393 | 5063.9548 | 2413.5825 | 3567.07 | 4183.113 | 3526.1013 | 2950.5428 | 2204.7402 | 25484.3964 | 702.8793
A&G attributable to FOM for Lines, Towers, Terminals
A&G attributable to FOM for Terminals
Depreciation Expense, Direct | DE | Depreciation Expense, Direct | 30563.046 | 2490.847 | 44254.893 | 12501.947 | 7593.474 | 7062.812 | 3575.388 | 20991.26 | 22031.92 | 133.828 | 16937.171 | 24221.428 | 61396.701 | 21671.151 | 234360.028 | 99238.672 | 14575.51 | 12004.474 | 46227.458 | 11040.923 | 29365.62 | 6601.73 | 39044.07 | 710.367
D. Expense, General Plant and Common Plant | DEa | D. Expense, General Plant and Common Plant | 3773.237 | 350.3748 | 8198.587 | 5062.03 | 718.8239 | 359.8256 | 638.0124 | 2201.4392 | 786.1315 | 17.0752 | 1818.0232 | 4469.5445 | 4000.3555 | 3729.2953 | 61893.024 | 9578.899 | 1085.0385 | 4724.318 | 5184.651 | 5702.4175 | 1438.8982 | 544.8011 | 3437.085 | 162.0728
Depreciation Expense, Total | DE Total | Depreciation Expense, Total | 34336.283 | 2841.2218 | 52453.48 | 17563.977 | 8312.2979 | 7422.6376 | 4213.4004 | 23192.6993 | 22818.0515 | 150.9032 | 18755.1943 | 28690.9725 | 65397.0565 | 25400.4463 | 296253.052 | 108817.571 | 15660.5485 | 16728.792 | 51412.109 | 16743.3405 | 30804.5183 | 7146.5311 | 42481.155 | 872.4398
Income Tax Rate, Per Unit of Capital | ITR | Income Tax Rate, Per Unit of Capital | 1.588% | 1.689% | 2.229% | 2.35% | 1.541% | 1.79% | 1.809% | 1.915% | 2.61% | 3.496% | 2.101% | 1.998% | 2.169% | 1.944% | 1.881% | 1.89% | 1.638% | 1.501% | 1.914% | 1.572% | 2.107% | 0.9838% | 2.124% | 2.015%
Taxes, Income | TI | Taxes, Income | 19196.384 | 1424.1169 | 37364.268 | 12069.744 | 3051.4248 | 3802.8175 | 2797.604 | 14024.335 | 16099.755 | 61.0767 | 8633.45 | 10347.195 | 40176.972 | 12090.47 | 127062.608 | 81522.632 | 6278.803 | 6833.9775 | 34819.668 | 6964.199 | 15447.688 | 1609.0115 | 41573.664 | 476.1529
Taxes, Other (for Lines, Towers)
Taxes, Other (for Lines, Towers, Terminals) | TOa | Taxes, Other | 9320.823 | 2857.1878 | 25763.328 | 74933.432 | 7447.004 | 9384.442 | 22521.574 | 5131.081 | 18592.368 | 114.358 | 17983.518 | 36060.32 | 82668.128 | 13814.245 | 79426.6 | 50131.676 | 6262.829 | 5687.825 | 28939.332 | 23067.216 | 53348.408 | 127.7867 | 11761.164 | 6003.482
Taxes, Other (for Terminals)
Total of Financial Costs, Lines, Towers, Term's | FinancialCosts | Total of Financial Costs, Lines, Towers, Term's | 175528.0364 | 16905.8449 | 267816.1198 | 168045.5852 | 43415.1413 | 43522.5177 | 47137.8539 | 125549.686 | 116622.2993 | 1027.8096 | 90958.3941 | 170988.3633 | 448223.8527 | 108936.082 | 1182048.8763 | 612425.7038 | 71800.9925 | 73520.774 | 279742.429 | 90754.0743 | 167176.6371 | 25328.5356 | 299333.2424 | 11096.9488
Service Quantities
| MWH | Energy (GWH) | 32482.449 | 2995.723 | 600.795 | 5884.045 | 11523.46 | 5767.514 | 5029.925 | 16570.347 | 12605.129 | 428.721 | 14709.344 | 18312.153 | 13874.985 | 7165.478 | 80365.247 | 67951.221 | 12236.917 | 9393.531 | 29232.128 | 12495.969 | 16254.496 | 1656.255 | 0 | 804.58
| MW_Top4 | Peak Demands (MW) | 4393.5 | 409.25 | 1492.25 | 1130.25 | 1737.5 | 1084.75 | 627.25 | 3114 | 2160.5 | 69.5 | 1572.75 | 2824.75 | 6341.25 | 1240.75 | 18440.25 | 9864.5 | 1881.25 | 1635.25 | 4471.5 | 1590.5 | 2462.75 | 312.25 | 3279 | 199.25
|  | Pole Miles | 4858.6 | 626.36 | 2825.04 | 2277.24 | 1842.57 | 1317.84 | 1015.45 | 4780.05 | 2579.11 | 89.7 | 2878.93 | 4508.35 | 10943.5 | 2520.04 | 21216.25 | 17684 | 3199.96 | 2325.01 | 7384.92 | 2210 | 3689.2 | 388.56 | 6569.03 | 237.18
Service Quantities |  | TRANSMISSION, 2015 | Entergy Arkansas, Inc. | Black Hills Power, Inc. | Central Maine Power Company | Duke Energy Ohio, Inc. | El Paso Electric Company | The Empire District Electric Company | Green Mountain Power Corp | Idaho Power Company | Kansas Gas and Electric Company | Lockhart Power Company | ALLETE, Inc. | New York State Electric & Gas Corporation
Energy (GWH) |  | Cost per Unit of Service (000's USD)
Peak Demands (MW) |  | Capital Related Costs / MWh | 4.2865 | 3.8668 | 373.9988 | 13.0782 | 2.5216 | 4.7216 | 3.6535 | 5.6823 | 7.2718 | 0.98881 | 4.0239 | 5.4745
Pole Miles |  | Capital Related Costs / MW | 31.6912 | 28.3048 | 150.5757 | 68.0849 | 16.7237 | 25.1045 | 29.2978 | 30.2369 | 42.4262 | 6.0996 | 37.6342 | 35.4898
|  | Fuel Costs / MWh | 0 | 0 | 0 | 0 | 0 | 0 | 0 | 0 | 0 | 0 | 0 | 0
|  | Capital Related Costs / Pole Mile | 28.6575 | 18.4937 | 79.5375 | 33.7922 | 15.77 | 20.6642 | 18.0974 | 19.6981 | 35.5401 | 4.726 | 20.5594 | 22.2365
|  | O&M / MWh | 1.1173 | 1.7766 | 71.7708 | 15.4813 | 1.246 | 2.8245 | 5.7179 | 1.8945 | 1.9802 | 1.4086 | 2.1598 | 3.8629
|  | O&M / MW | 8.2606 | 13.0046 | 28.8956 | 80.5951 | 8.2635 | 15.0177 | 45.8523 | 10.0809 | 11.5531 | 8.689 | 20.1998 | 25.0424
|  | O&M / Pole Mile | 6.2248 | 7.0808 | 12.7194 | 33.3345 | 6.4936 | 10.3012 | 23.6027 | 5.4727 | 8.065 | 5.6102 | 9.1959 | 13.0754
|  | Total Costs / MWh | 5.4038 | 5.6433 | 445.7696 | 28.5595 | 3.7675 | 7.5461 | 9.3715 | 7.5768 | 9.252 | 2.3974 | 6.1837 | 9.3374
|  | Total Costs / MW | 39.9518 | 41.3093 | 179.4713 | 148.68 | 24.9871 | 40.1222 | 75.15 | 40.3178 | 53.9793 | 14.7886 | 57.834 | 60.5322
|  | Total Costs / Pole Mile | 36.1273 | 26.9906 | 94.8008 | 73.7935 | 23.5623 | 33.0256 | 46.4207 | 26.2653 | 45.218 | 11.4583 | 31.5945 | 37.927
|  | TRANSMISSION, 2015 | Niagara Mohawk Power Corporation | Northern States Power Company (Wisconsin) | Pacific Gas And Electric Company | PacifiCorp | Public Service Company of New Mexico | Sierra Pacific Power Company d/b/a NV Energy | Southwestern Public Service Company | Avista Corporation | Westar Energy, Inc. | Chugach Electric Association, Inc. | ITC Midwest LLC | UGI Utilities, Inc.
Cost per Unit of Service (000's USD)
|  | Capital Related Costs / MWh | 19.3843 | 11.8558 | 11.2921 | 7.5634 | 4.6632 | 6.1085 | 7.9487 | 4.5604 | 6.3029 | 11.3672 | 0 | 4.0014
|  | Capital Related Costs / MW | 42.4138 | 68.4684 | 49.2128 | 52.1003 | 30.3327 | 35.0896 | 51.9643 | 35.8296 | 41.6001 | 60.2945 | 70.4227 | 16.1577
|  | Capital Related Costs / Pole Mile | 24.5768 | 33.7106 | 42.7736 | 29.0626 | 17.8325 | 24.6796 | 31.4639 | 25.786 | 27.7704 | 48.4532 | 35.1522 | 13.5738
|  | O&M / MWh | 12.9202 | 3.3472 | 3.4163 | 1.4493 | 1.2044 | 1.7183 | 1.621 | 2.7022 | 3.982 | 3.9255 | 0 | 9.7909
|  | O&M / MW | 28.2701 | 19.3302 | 14.8888 | 9.9835 | 7.834 | 9.8704 | 10.5969 | 21.2304 | 26.282 | 20.8217 | 20.8652 | 39.5359
|  | O&M / Pole Mile | 13.651 | 7.9311 | 10.7839 | 4.6409 | 3.838 | 5.7851 | 5.3469 | 12.7327 | 14.6206 | 13.9437 | 8.6793 | 27.6777
|  | Total Costs / MWh | 32.3045 | 15.2029 | 14.7085 | 9.0127 | 5.8676 | 7.8267 | 9.5697 | 7.2627 | 10.2849 | 15.2927 | 0 | 13.7922
|  | Total Costs / MW | 70.6838 | 87.7986 | 64.1016 | 62.0838 | 38.1666 | 44.96 | 62.5612 | 57.0601 | 67.8821 | 81.1162 | 91.288 | 55.6936
|  | Total Costs / Pole Mile | 40.958 | 43.2279 | 55.7143 | 34.6316 | 22.4381 | 31.6217 | 37.8802 | 41.0652 | 45.3151 | 65.1856 | 45.5673 | 46.787
| FOM | Total Fixed O&M | 43734.904 | 23463.616 | 161621.216 | 31976.7 | 19119.62 | 23667.304 | 98294.768 | 27353.256 | 125341.488 | 304.159 | 73534.08 | 46525.932 | 103642.696 | 46131.268 | 286712.48 | 215664.448 | 37692.212 | 14795.113 | 145593.712 | 29542.068 | 129031.104 | 6227.933 | 38402.256 | 6997.263
| AG_FOMa | A&G attributable to Fixed O&M | 15451.876 | 10090.307 | 33971.868 | 20043.222 | 10601.743 | 10160.701 | 23857.904 | 20380.802 | 37487.332 | 185.7878 | 21619.958 | 17124.672 | 89418.936 | 18375.076 | 149286.864 | 25229.612 | 15009.031 | 7664.577 | 42704.888 | 14520.852 | 45177.544 | 3293.553 | 31395.844 | 4199.435
|  | $/Distance | 6.2248 | 7.0808 | 12.7194 | 33.3345 | 6.4936 | 10.3012 | 23.6027 | 5.4727 | 8.065 | 5.6102 | 9.1959 | 13.0754 | 13.651 | 7.9311 | 10.7839 | 4.6409 | 3.838 | 5.7851 | 5.3469 | 12.7327 | 14.6206 | 13.9437 | 8.6793 | 27.6777
|  | Distance | 4858.6 | 626.36 | 2825.04 | 2277.24 | 1842.57 | 1317.84 | 1015.45 | 4780.05 | 2579.11 | 89.7 | 2878.93 | 4508.35 | 10943.5 | 2520.04 | 21216.25 | 17684 | 3199.96 | 2325.01 | 7384.92 | 2210 | 3689.2 | 388.56 | 6569.03 | 237.18
Scenario
|  | Share of Lines with Dual Circuits | 20%
Scale Economies
|  |  | Low | 60%
|  |  | High | 80%
|  | Nominal, As Reported in FERC Form 1 | 4858.6 | 626.36 | 2825.04 | 2277.24 | 1842.57 | 1317.84 | 1015.45 | 4780.05 | 2579.11 | 89.7 | 2878.93 | 4508.35 | 10943.5 | 2520.04 | 21216.25 | 17684 | 3199.96 | 2325.01 | 7384.92 | 2210 | 3689.2 | 388.56 | 6569.03 | 237.18 |  | Mean | S.D. | Acct920: Facility Distances
|  | Line Miles, for Single Circuit Facilities | 3886.88 | 501.088 | 2260.032 | 1821.792 | 1474.056 | 1054.272 | 812.36 | 3824.04 | 2063.288 | 71.76 | 2303.144 | 3606.68 | 8754.8 | 2016.032 | 16973 | 14147.2 | 2559.968 | 1860.008 | 5907.936 | 1768 | 2951.36 | 310.848 | 5255.224 | 189.744 |  | 3598.8963 | 4209.3002 | Acct920: Line Miles, for Single Circuit Facilities
|  | Line Miles for Dual Circuit Faiclities | 1943.44 | 250.544 | 1130.016 | 910.896 | 737.028 | 527.136 | 406.18 | 1912.02 | 1031.644 | 35.88 | 1151.572 | 1803.34 | 4377.4 | 1008.016 | 8486.5 | 7073.6 | 1279.984 | 930.004 | 2953.968 | 884 | 1475.68 | 155.424 | 2627.612 | 94.872 |  | 1799.4482 | 2104.6501 | Acct920: Line Miles for Dual Circuit Faiclities
|  | Total Miles | 5830.32 | 751.632 | 3390.048 | 2732.688 | 2211.084 | 1581.408 | 1218.54 | 5736.06 | 3094.932 | 107.64 | 3454.716 | 5410.02 | 13132.2 | 3024.048 | 25459.5 | 21220.8 | 3839.952 | 2790.012 | 8861.904 | 2652 | 4427.04 | 466.272 | 7882.836 | 284.616 |  | 5398.3445 | 6313.9502 | Acct920: Total Miles

## Transmission 2014
report_year | respondent_id | respondent_name | ST | function | GP | AD | NP | RA | MS | FS | ADIT | ADITC | CD | FE | FOM | PP | SCLD | OE | LTD | LTDC | STD | PS | CE | I | TO | DPS |  | ER | DE | Acct920 | Acct921 | Acct922 | Acct923 | Acct924 | Acct925 | Acct926 | Acct927 | Acct928 | Acct929 | Acct930_1 | Acct930_2 | Acct931 | Acct935 | AG_FOM | AG_Cap | AG_Maint | MWH | MW_Peak | MW_Top4 | MW_Avg | Capacity | MV_P | MV_S | MV_T | TRf | TRs | GPallocator | GPallocator2 | FOMallocator | NPallocator | NPallocator2 | GENallocator | GEN2allocator | ADallocator | ADITa | ADITCa | MSa | RAa | AG_FOMa | AG_Capa | DEa | TOa | WC | RateBaseGP | RateBase | Wd | Wps | Wce | CRd | CRps | WACC | ITR | TI | RC | FinancialCosts | respondent_id | report_year | FOM_subtotal | FOM_total
2014 | 8 | Entergy Arkansas, Inc. | AR | Transmission | 1575283328 | 452894225.5 | 1122389120 | 0 | 18468116 | 0 | 0 | 0 | 0 | 0 | 43308956 | 0 | 0 | 0 | 0 | 0 | 0 | 0 | 0 | 0 | 0 | 0 |  | 0.0914 | 29188367 | 0 | 0 | 0 | 0 | 0 | 0 | 0 | 0 | 0 | 0 | 0 | 0 | 0 | 0 | 0 | 0 | 0 | 32653746 | 4333 | 4136.25 | 3595.6667 | 0 | 0 | 0 | 0 | 0.35 | 0.065 | 0.18163 | 0.18552 | 0.10994 | 0.233 | 0.23815 | 0 | 0 | 0.11745 | 70937680 | 6962409.5 | 22992224 | 0 | 16044624 | 7088127 | 3552189.75 | 10034013 | 6496343.5 | 21784110 | 1095761664 | 0 | 0 | 0 | 0 | 0 | 0.06322 | 0.01596 | 17488462 | 69273704 | 195978448 | 8 | 2014 | 19331392 | 43308956
2014 | 12 | Black Hills Power, Inc. | SD | Transmission | 115548808 | 34022856 | 81525952 | 0 | 25144.5 | 0 | 0 | 0 | 0 | 0 | 24294196 | 0 | 0 | 0 | 0 | 0 | 0 | 0 | 0 | 0 | 0 | 0 |  | 0.0914 | 2425651 | 0 | 0 | 0 | 0 | 0 | 0 | 0 | 0 | 0 | 0 | 0 | 0 | 0 | 0 | 0 | 0 | 0 | 3073055 | 411 | 399.6 | 371.6667 | 0 | 0 | 0 | 0 | 0.35 | 0 | 0.11162 | 0.11703 | 0.46651 | 0.27612 | 0.30525 | 0 | 0 | 0.10562 | 2706907.75 | 0 | 341263.625 | 0 | 12174913 | 392883.625 | 374668.9062 | 2840611.5 | 3644129.5 | 8157190 | 90961624 | 0 | 0 | 0 | 0 | 0 | 0.083793 | 0.017246 | 1568699.125 | 7621931 | 51693556 | 12 | 2014 | 1221277 | 24294196
2014 | 23 | Central Maine Power Company | ME | Transmission | 1438663296 | 203458128 | 1235205120 | 0 | 0 | 0 | 0 | 0 | 0 | 0 | 152667376 | 0 | 0 | 0 | 0 | 0 | 0 | 0 | 0 | 0 | 0 | 0 |  | 0.0914 | 38559907 | 0 | 0 | 0 | 0 | 0 | 0 | 0 | 0 | 0 | 0 | 0 | 0 | 0 | 0 | 0 | 0 | 0 | 590070 | 1577 | 1498.75 | 1390.9167 | 0 | 0 | 0 | 0 | 0.35 | 0.0893 | 0.50662 | 0.54811 | 0.61434 | 0.5607 | 0.5937 | 0 | 0 | 0.31954 | 23414418 | 126506.7969 | 0 | 0 | 31113342 | 5535515.5 | 3855470.75 | 20949196 | 22900106 | 66376920 | 1300941312 | 0 | 0 | 0 | 0 | 0 | 0.075515 | 0.02219 | 28868088 | 98239952 | 379788832 | 23 | 2014 | 12638498 | 152667376
2014 | 27 | Duke Energy Ohio, Inc. | OH | Transmission | 668622144 | 234909939.5 | 433712192 | 0 | 9486548 | 0 | 0 | 0 | 0 | 0 | 33312296 | 0 | 0 | 0 | 0 | 0 | 0 | 0 | 0 | 0 | 0 | 0 |  | 0.0914 | 12318073 | 0 | 0 | 0 | 0 | 0 | 0 | 0 | 0 | 0 | 0 | 0 | 0 | 0 | 0 | 0 | 0 | 0 | 7454859 | 1258 | 1197 | 1014.9167 | 0 | 0 | 0 | 0 | 0.35 | 0 | 0.14187 | 0.14725 | 0.21667 | 0.13985 | 0.14635 | 0 | 0 | 0.14683 | 481071.2812 | 224494.9844 | 9479034 | 0 | 14952797 | 1613418.375 | 3090427.5 | 49070476 | 4996844.5 | 20143706 | 467626208 | 0 | 0 | 0 | 0 | 0 | 0.081009 | 0.024109 | 11273913 | 37881764 | 163513168 | 27 | 2014 | 9052461 | 33312296
2014 | 49 | El Paso Electric Company | TX | Transmission | 396685312 | 203078705 | 193606608 | 0 | 5316359 | 0 | 0 | 0 | 0 | 0 | 17855416 | 0 | 0 | 0 | 0 | 0 | 0 | 0 | 0 | 0 | 0 | 0 |  | 0.0914 | 7197854 | 0 | 0 | 0 | 0 | 0 | 0 | 0 | 0 | 0 | 0 | 0 | 0 | 0 | 0 | 0 | 0 | 0 | 11579903 | 1764 | 1680 | 1328.5 | 0 | 0 | 0 | 0 | 0.35 | 0 | 0.1018 | 0.1058 | 0.11441 | 0.1052 | 0.11025 | 0 | 0 | 0.098763 | 19975030 | 2347852.75 | 5570693 | 0 | 10541914 | 3038849.5 | 763018.4375 | 7179515 | 2678312.5 | 8524221 | 188056944 | 0 | 0 | 0 | 0 | 0 | 0.077095 | 0.016097 | 3027074.75 | 14498173 | 64101816 | 49 | 2014 | 3813276 | 17855416
2014 | 51 | The Empire District Electric Company | KS | Transmission | 275970208 | 87013492.5 | 188956720 | 0 | 2459624 | 0 | 0 | 0 | 0 | 0 | 22680984 | 0 | 0 | 0 | 0 | 0 | 0 | 0 | 0 | 0 | 0 | 0 |  | 0.0914 | 6493851 | 0 | 0 | 0 | 0 | 0 | 0 | 0 | 0 | 0 | 0 | 0 | 0 | 0 | 0 | 0 | 0 | 0 | 6137235 | 1162 | 1089.25 | 962.75 | 0 | 0 | 0 | 0 | 0.35 | 0.07 | 0.12174 | 0.12607 | 0.26457 | 0.12611 | 0.129 | 0 | 0 | 0.11323 | 9641980 | 2252642.75 | 2710200.25 | 0 | 9924379 | 985130.6875 | 329749.5312 | 8880317 | 3402147.5 | 3634110.75 | 186808544 | 0 | 0 | 0 | 0 | 0 | 0.071652 | 0.018416 | 3440210.25 | 13385159 | 66119780 | 51 | 2014 | 4980778 | 22680984
2014 | 61 | Green Mountain Power Corp | VT | Transmission | 190662768 | 61396955.5 | 129265816 | 0 | 494236 | 0 | 0 | 0 | 0 | 0 | 92766552 | 0 | 0 | 0 | 0 | 0 | 0 | 0 | 0 | 0 | 0 | 0 |  | 0.0914 | 4231054 | 0 | 0 | 0 | 0 | 0 | 0 | 0 | 0 | 0 | 0 | 0 | 0 | 0 | 0 | 0 | 0 | 0 | 4936562 | 745 | 680.75 | 618.25 | 0 | 0 | 0 | 0 | 0.35 | 0.085 | 0.13463 | 0.14503 | 0.64897 | 0.14635 | 0.15837 | 0 | 0 | 0.1152 | 9522762 | 485841.6562 | 638640.6875 | 0 | 24960812 | 316994.375 | 654200.8125 | 20223712 | 13914983 | 9742853 | 143553680 | 0 | 0 | 0 | 0 | 0 | 0.071683 | 0.018132 | 2602932 | 10290344 | 156046608 | 61 | 2014 | 4879880 | 92766552
2014 | 70 | Idaho Power Company | ID | Transmission | 995452160 | 306401054.5 | 689051136 | 0 | 11079910 | 0 | 0 | 0 | 0 | 0 | 27335660 | 0 | 0 | 0 | 0 | 0 | 0 | 0 | 0 | 0 | 0 | 0 |  | 0.0914 | 20082639 | 0 | 0 | 0 | 0 | 0 | 0 | 0 | 0 | 0 | 0 | 0 | 0 | 0 | 0 | 0 | 0 | 0 | 17457771 | 3184 | 2837.5 | 2334.5833 | 0 | 0 | 0 | 0 | 0.35 | 0.074 | 0.19503 | 0.20832 | 0.16294 | 0.21907 | 0.23522 | 0 | 0 | 0.15643 | 38582352 | 15435094 | 12423666 | 0 | 23949264 | 2558203.75 | 1895289.625 | 5172992.5 | 4100349 | 46445816 | 698003520 | 0 | 0 | 0 | 0 | 0 | 0.073786 | 0.019024 | 13279060 | 51503080 | 145776192 | 70 | 2014 | 15255541 | 27335660
2014 | 80 | Kansas Gas and Electric Company | KS | Transmission | 757617088 | 224674689.5 | 532942400 | 0 | 8855738 | 0 | 0 | 0 | 0 | 0 | 124606136 | 0 | 0 | 0 | 0 | 0 | 0 | 0 | 0 | 0 | 0 | 0 |  | 0.0914 | 20036580 | 0 | 0 | 0 | 0 | 0 | 0 | 0 | 0 | 0 | 0 | 0 | 0 | 0 | 0 | 0 | 0 | 0 | 13028896 | 2341 | 2188.75 | 1768.5 | 0 | 0 | 0 | 0 | 0.35 | 0.07 | 0.16979 | 0.17386 | 0.37984 | 0.19919 | 0.20254 | 0 | 0 | 0.12577 | 22878384 | 5238516 | 8950219 | 0 | 31126002 | 2552027 | 776116.0625 | 16696943 | 18690920 | 7580663 | 540047296 | 0 | 0 | 0 | 0 | 0 | 0.081974 | 0.025617 | 13834599 | 44269784 | 253898192 | 80 | 2014 | 9355502 | 124606136
2014 | 84 | Lockhart Power Company | SC | Transmission | 4799034 | 3156322 | 1642712 | 0 | 12219.5 | 0 | 0 | 0 | 0 | 0 | 471448 | 0 | 0 | 0 | 0 | 0 | 0 | 0 | 0 | 0 | 0 | 0 |  | 0.0914 | 129038 | 0 | 0 | 0 | 0 | 0 | 0 | 0 | 0 | 0 | 0 | 0 | 0 | 0 | 0 | 0 | 0 | 0 | 486290 | 70 | 67.5 | 60.4167 | 0 | 0 | 0 | 0 | 0.35 | 0.05 | 0.080735 | 0.086013 | 0.12907 | 0.051138 | 0.053759 | 0 | 0 | 0.11554 | 60994.6914 | 823.574 | 12219.5 | 0 | 243483.7344 | 44503.2031 | 14382.2031 | 175361.7344 | 70717.2031 | 81995.2031 | 1745825.625 | 0 | 0 | 0 | 0 | 0 | 0.0914 | 0.03496 | 61034.9336 | 159568.4531 | 1298820.25 | 84 | 2014 | 471427 | 471448
2014 | 98 | ALLETE, Inc. | MN | Transmission | 564085888 | 188170616.5 | 375915264 | 0 | 3692203 | 0 | 0 | 0 | 0 | 0 | 64818348 | 0 | 0 | 0 | 0 | 0 | 0 | 0 | 0 | 0 | 0 | 0 |  | 0.0914 | 14096259 | 0 | 0 | 0 | 0 | 0 | 0 | 0 | 0 | 0 | 0 | 0 | 0 | 0 | 0 | 0 | 0 | 0 | 14240224 | 1637 | 1609.75 | 1533.25 | 0 | 0 | 0 | 0 | 0.35 | 0.098 | 0.1609 | 0.16955 | 0.38042 | 0.15891 | 0.16524 | 0 | 0 | 0.16502 | 50575432 | 1676958.75 | 3692203 | 0 | 20710388 | 3792458.25 | 1664529.125 | 14907131 | 9722752 | 10955202 | 348033024 | 0 | 0 | 0 | 0 | 0 | 0.071234 | 0.021006 | 7310853.5 | 24791920 | 152091888 | 98 | 2014 | 12038461 | 64818348
2014 | 115 | New York State Electric & Gas Corporation | NY | Transmission | 908726528 | 429855025 | 478871488 | 0 | 0 | 0 | 0 | 0 | 0 | 0 | 44347292 | 0 | 0 | 0 | 0 | 0 | 0 | 0 | 0 | 0 | 0 | 0 |  | 0.0914 | 21154245 | 0 | 0 | 0 | 0 | 0 | 0 | 0 | 0 | 0 | 0 | 0 | 0 | 0 | 0 | 0 | 0 | 0 | 19017150 | 2826 | 2733.25 | 2461 | 0 | 0 | 0 | 0 | 0.35 | 0.065 | 0.25788 | 0.27362 | 0.23622 | 0.27802 | 0.29805 | 0 | 0 | 0.23862 | 7023976.5 | 3796214.5 | 0 | 0 | 15729931 | 13414523 | 3549154.75 | 30758698 | 6652094 | 33814208 | 508517600 | 0 | 0 | 0 | 0 | 0 | 0.09089 | 0.020174 | 10258902 | 46219356 | 185432096 | 115 | 2014 | 24667560 | 44347292
2014 | 117 | Niagara Mohawk Power Corporation | NY | Transmission | 2322352128 | 568130436 | 1754221696 | 0 | 4281416 | 0 | 0 | 0 | 0 | 0 | 119553256 | 0 | 0 | 0 | 0 | 0 | 0 | 0 | 0 | 0 | 0 | 0 |  | 0.0914 | 45506972 | 0 | 0 | 0 | 0 | 0 | 0 | 0 | 0 | 0 | 0 | 0 | 0 | 0 | 0 | 0 | 0 | 0 | 14156921 | 6392 | 6140.75 | 5570.5833 | 0 | 0 | 0 | 0 | 0.35 | 0.065 | 0.29641 | 0.30886 | 0.3169 | 0.33636 | 0.34388 | 0 | 0 | 0.21687 | 107167128 | 5207941.5 | 4718130 | 0 | 83334160 | 40155364 | 6581883 | 80368472 | 17932988 | 25898144 | 1690395904 | 0 | 0 | 0 | 0 | 0 | 0.070477 | 0.021577 | 36474444 | 119134096 | 531108640 | 117 | 2014 | 57357848 | 119553256
2014 | 121 | Northern States Power Company (Wisconsin) | WI | Transmission | 674324608 | 209643456.5 | 464681152 | 0 | 22694.5 | 0 | 0 | 0 | 0 | 0 | 58765496 | 0 | 0 | 0 | 0 | 0 | 0 | 0 | 0 | 0 | 0 | 0 |  | 0.0914 | 17704882 | 0 | 0 | 0 | 0 | 0 | 0 | 0 | 0 | 0 | 0 | 0 | 0 | 0 | 0 | 0 | 0 | 0 | 7270877 | 1308 | 1192.25 | 1095.8333 | 0 | 0 | 0 | 0 | 0.35 | 0.079 | 0.34346 | 0.35815 | 0.55369 | 0.43371 | 0.4554 | 0 | 0 | 0.23504 | 15022638 | 3165297 | 32123.1406 | 0 | 19348706 | 2439998 | 2923682.75 | 14951408 | 8814824 | 22104530 | 477444704 | 0 | 0 | 0 | 0 | 0 | 0.071207 | 0.019247 | 9189564 | 33997180 | 159320912 | 121 | 2014 | 7504751 | 58765496
2014 | 133 | Pacific Gas And Electric Company | CA | Transmission | 8470609408 | 2399339852.5 | 6071269376 | 0 | 16946952 | 0 | 0 | 0 | 0 | 0 | 243047584 | 0 | 0 | 0 | 0 | 0 | 0 | 0 | 0 | 0 | 0 | 0 |  | 0.0914 | 215728481 | 0 | 0 | 0 | 0 | 0 | 0 | 0 | 0 | 0 | 0 | 0 | 0 | 0 | 0 | 0 | 0 | 0 | 82395430 | 17638 | 17328.5 | 14839.3333 | 0 | 0 | 0 | 0 | 0.35 | 0.0884 | 0.18191 | 0.18449 | 0.16072 | 0.23954 | 0.24083 | 0 | 0 | 0.11307 | 44987956 | 18037818 | 16946952 | 0 | 145625936 | 4164347.25 | 54453008 | 76296336 | 36457136 | 29847418 | 6091495424 | 0 | 0 | 0 | 0 | 0 | 0.071741 | 0.018973 | 115571856 | 437010336 | 1291897856 | 133 | 2014 | 103132840 | 243047584
2014 | 134 | PacifiCorp | OR | Transmission | 5309488640 | 1396844148.5 | 3912644608 | 0 | 584592 | 0 | 0 | 0 | 0 | 0 | 211983808 | 0 | 0 | 0 | 0 | 0 | 0 | 0 | 0 | 0 | 0 | 0 |  | 0.0914 | 92085625 | 0 | 0 | 0 | 0 | 0 | 0 | 0 | 0 | 0 | 0 | 0 | 0 | 0 | 0 | 0 | 0 | 0 | 70041845 | 10314 | 9447.25 | 8536.5833 | 0 | 0 | 0 | 0 | 0.35 | 0.076 | 0.21819 | 0.23183 | 0.25553 | 0.24146 | 0.25518 | 0 | 0 | 0.17182 | 88278120 | 6248760 | 2103325.5 | 0 | 16057277 | 9509254 | 9424759 | 43801828 | 31797572 | 213071440 | 4065090048 | 0 | 0 | 0 | 0 | 0 | 0.073929 | 0.019291 | 78421280 | 300528832 | 761812672 | 134 | 2014 | 38671436 | 211983808
2014 | 147 | Public Service Company of New Mexico | NM | Transmission | 666620608 | 281788549 | 384832064 | 0 | 967784.5 | 0 | 0 | 0 | 0 | 0 | 38627760 | 0 | 0 | 0 | 0 | 0 | 0 | 0 | 0 | 0 | 0 | 0 |  | 0.0914 | 13431937 | 0 | 0 | 0 | 0 | 0 | 0 | 0 | 0 | 0 | 0 | 0 | 0 | 0 | 0 | 0 | 0 | 0 | 12167568 | 1969 | 1875.75 | 1594 | 0 | 0 | 0 | 0 | 0.35 | 0.066 | 0.158 | 0.16279 | 0.15394 | 0.14943 | 0.15315 | 0 | 0 | 0.17144 | 42414708 | 4949103.5 | 990737.75 | 0 | 14126117 | 6433683 | 958379.625 | 5910917.5 | 5794164 | 8020990 | 352274144 | 0 | 0 | 0 | 0 | 0 | 0.074023 | 0.016751 | 5900896.5 | 26076512 | 111466200 | 147 | 2014 | 5582655 | 38627760
2014 | 157 | Sierra Pacific Power Company d/b/a NV Energy | NV | Transmission | 680067328 | 221942583 | 458124736 | 0 | 94298 | 0 | 0 | 0 | 0 | 0 | 11771653 | 0 | 0 | 0 | 0 | 0 | 0 | 0 | 0 | 0 | 0 | 0 |  | 0.0914 | 11764017 | 0 | 0 | 0 | 0 | 0 | 0 | 0 | 0 | 0 | 0 | 0 | 0 | 0 | 0 | 0 | 0 | 0 | 9112020 | 2348 | 2074.25 | 1649 | 0 | 0 | 0 | 0 | 0.35 | 0 | 0.21673 | 0.2233 | 0.18267 | 0.24464 | 0.25055 | 0 | 0 | 0.17542 | 22097332 | 1314155.75 | 138361.7969 | 0 | 7231381 | 2544651.25 | 4609058 | 4760584.5 | 1765748 | 9817703 | 446435072 | 0 | 0 | 0 | 0 | 0 | 0.06993 | 0.014768 | 6592895 | 31219198 | 80493440 | 157 | 2014 | 5287068 | 11771653
2014 | 166 | Southwestern Public Service Company | NM | Transmission | 1657590272 | 302752696.5 | 1354837632 | 0 | 91511 | 0 | 0 | 0 | 0 | 0 | 126490016 | 0 | 0 | 0 | 0 | 0 | 0 | 0 | 0 | 0 | 0 | 0 |  | 0.0914 | 36605322 | 0 | 0 | 0 | 0 | 0 | 0 | 0 | 0 | 0 | 0 | 0 | 0 | 0 | 0 | 0 | 0 | 0 | 29366079 | 4871 | 4802.25 | 4296.8333 | 0 | 0 | 0 | 0 | 0.35 | 0.066 | 0.33494 | 0.35554 | 0.48552 | 0.43276 | 0.45889 | 0 | 0 | 0.16651 | 32056208 | 314239.8125 | -37060.2109 | 0 | 39301928 | 6840943.5 | 3514776.5 | 26162016 | 18973502 | 76496672 | 1417900288 | 0 | 0 | 0 | 0 | 0 | 0.076448 | 0.018769 | 26613206 | 108395624 | 373923840 | 166 | 2014 | 13797546 | 126490016
2014 | 187 | Avista Corporation | WA | Transmission | 585014272 | 191518240 | 393496032 | 0 | 144562.5 | 0 | 0 | 0 | 0 | 0 | 31163932 | 0 | 0 | 0 | 0 | 0 | 0 | 0 | 0 | 0 | 0 | 0 |  | 0.0914 | 10392803 | 0 | 0 | 0 | 0 | 0 | 0 | 0 | 0 | 0 | 0 | 0 | 0 | 0 | 0 | 0 | 0 | 0 | 13374896 | 1715 | 1616.25 | 1413.9167 | 0 | 0 | 0 | 0 | 0.35 | 0 | 0.18343 | 0.19178 | 0.25591 | 0.19352 | 0.20119 | 0 | 0 | 0.16567 | 1165372.25 | 2226171.25 | 1560277.125 | 0 | 13908874 | 2214225.25 | 4486797 | 23819402 | 4674590 | 15475739 | 411815104 | 0 | 0 | 0 | 0 | 0 | 0.069215 | 0.015332 | 6313784.5 | 28503924 | 120803744 | 187 | 2014 | 7613791 | 31163932
2014 | 191 | Westar Energy, Inc. | KS | Transmission | 997280448 | 256840160.5 | 740440256 | 0 | 14608303 | 0 | 0 | 0 | 0 | 0 | 126820512 | 0 | 0 | 0 | 0 | 0 | 0 | 0 | 0 | 0 | 0 | 0 |  | 0.0914 | 27216544 | 0 | 0 | 0 | 0 | 0 | 0 | 0 | 0 | 0 | 0 | 0 | 0 | 0 | 0 | 0 | 0 | 0 | 17407889 | 2665 | 2515 | 2002.5833 | 0 | 0 | 0 | 0 | 0.35 | 0.07 | 0.18253 | 0.18923 | 0.46907 | 0.20263 | 0.20837 | 0 | 0 | 0.14194 | 72623592 | 31015088 | 14543914 | 0 | 39847376 | 3386920.25 | 1349346.375 | 44423816 | 19023076 | 14248633 | 684617216 | 0 | 0 | 0 | 0 | 0 | 0.074087 | 0.020311 | 13905195 | 50721492 | 307671200 | 191 | 2014 | 11751417 | 126820512
2014 | 202 | Chugach Electric Association, Inc. | AK | Transmission | 297812160 | 145592441 | 152219712 | 0 | 3910089.5 | 0 | 0 | 0 | 0 | 0 | 6138658 | 0 | 0 | 0 | 0 | 0 | 0 | 0 | 0 | 0 | 0 | 0 |  | 0.0914 | 7172330 | 0 | 0 | 0 | 0 | 0 | 0 | 0 | 0 | 0 | 0 | 0 | 0 | 0 | 0 | 0 | 0 | 0 | 2470433 | 397 | 359.25 | 300.25 | 0 | 0 | 0 | 0 | 0.35 | 0.094 | 0.26158 | 0.2748 | 0.15262 | 0.23159 | 0.24183 | 0 | 0 | 0.30254 | 0 | 0 | 4092383 | 0 | 3221708.25 | 770299.1875 | 448644.0312 | 119663.3594 | 920798.6875 | 6735890 | 163968784 | 0 | 0 | 0 | 0 | 0 | 0.055383 | 0.0093187 | 1527973.125 | 9081001 | 28480276 | 202 | 2014 | 4037861 | 6138658
2014 | 316 | ITC Midwest LLC | MI | Transmission | 1977553792 | 319313727 | 1658240128 | 0 | 32780316 | 0 | 0 | 0 | 0 | 0 | 37738520 | 0 | 0 | 0 | 0 | 0 | 0 | 0 | 0 | 0 | 0 | 0 |  | 0.0914 | 35332788 | 0 | 0 | 0 | 0 | 0 | 0 | 0 | 0 | 0 | 0 | 0 | 0 | 0 | 0 | 0 | 0 | 0 | 0 | 3310 | 3201.75 | 2922.9167 | 0 | 0 | 0 | 0 | 0.35 | 0.06 | 0.94909 | 1 | 1 | 0.96442 | 1 | 0 | 0 | 0.87674 | 13304557 | 0 | 36006404 | 0 | 31001358 | 3083700 | 3232610 | 10716249 | 5660778 | 59429072 | 1746031744 | 0 | 0 | 0 | 0 | 0 | 0.07275 | 0.021301 | 37191912 | 127023984 | 285321120 | 316 | 2014 | 31580252 | 37738520
2014 | 428 | UGI Utilities, Inc. | PA | Transmission | 38680508 | 15514917 | 23165592 | 0 | 274281 | 0 | 0 | 0 | 0 | 0 | 7219488 | 0 | 0 | 0 | 0 | 0 | 0 | 0 | 0 | 0 | 0 | 0 |  | 0.0914 | 742946 | 0 | 0 | 0 | 0 | 0 | 0 | 0 | 0 | 0 | 0 | 0 | 0 | 0 | 0 | 0 | 0 | 0 | 815508 | 223 | 201 | 173.5833 | 0 | 0 | 0 | 0 | 0.35 | 0.0999 | 0.24053 | 0.24761 | 0.48153 | 0.2427 | 0.24919 | 0 | 0 | 0.23736 | 650345.4375 | 966207.9375 | 422533.0312 | 0 | 3270976.5 | 121555.2031 | 142069.5625 | 5925604.5 | 1082923.25 | 573190.0625 | 23627684 | 0 | 0 | 0 | 0 | 0 | 0.073158 | 0.019982 | 472116.6562 | 1728564.625 | 19623322 | 428 | 2014 | 1720173 | 7219488
|  | 8 | 12 | 23 | 27 | 49 | 51 | 61 | 70 | 80 | 84 | 98 | 115 | 117 | 121 | 133 | 134 | 147 | 157 | 166 | 187 | 191 | 202 | 316 | 428
respondent_name | #VALUE! | Entergy Arkansas, Inc. | Black Hills Power, Inc. | Central Maine Power Company | Duke Energy Ohio, Inc. | El Paso Electric Company | The Empire District Electric Company | Green Mountain Power Corp | Idaho Power Company | Kansas Gas and Electric Company | Lockhart Power Company | ALLETE, Inc. | New York State Electric & Gas Corporation | Niagara Mohawk Power Corporation | Northern States Power Company (Wisconsin) | Pacific Gas And Electric Company | PacifiCorp | Public Service Company of New Mexico | Sierra Pacific Power Company d/b/a NV Energy | Southwestern Public Service Company | Avista Corporation | Westar Energy, Inc. | Chugach Electric Association, Inc. | ITC Midwest LLC | UGI Utilities, Inc.
Rate Base (000's USD)
GP | Gross Plant In Service | 1575283.328 | 115548.808 | 1438663.296 | 668622.144 | 396685.312 | 275970.208 | 190662.768 | 995452.16 | 757617.088 | 4799.034 | 564085.888 | 908726.528 | 2322352.128 | 674324.608 | 8470609.408 | 5309488.64 | 666620.608 | 680067.328 | 1657590.272 | 585014.272 | 997280.448 | 297812.16 | 1977553.792 | 38680.508
AD | Accumulated Depreciation | 452894.2255 | 34022.856 | 203458.128 | 234909.9395 | 203078.705 | 87013.4925 | 61396.9555 | 306401.0545 | 224674.6895 | 3156.322 | 188170.6165 | 429855.025 | 568130.436 | 209643.4565 | 2399339.8525 | 1396844.1485 | 281788.549 | 221942.583 | 302752.6965 | 191518.24 | 256840.1605 | 145592.441 | 319313.727 | 15514.917
NP | Net Plant | 1122389.12 | 81525.952 | 1235205.12 | 433712.192 | 193606.608 | 188956.72 | 129265.816 | 689051.136 | 532942.4 | 1642.712 | 375915.264 | 478871.488 | 1754221.696 | 464681.152 | 6071269.376 | 3912644.608 | 384832.064 | 458124.736 | 1354837.632 | 393496.032 | 740440.256 | 152219.712 | 1658240.128 | 23165.592
RAa | Regulatory Assets | 0 | 0 | 0 | 0 | 0 | 0 | 0 | 0 | 0 | 0 | 0 | 0 | 0 | 0 | 0 | 0 | 0 | 0 | 0 | 0 | 0 | 0 | 0 | 0
MSa | M&S | 22992.224 | 341.2636 | 0 | 9479.034 | 5570.693 | 2710.2002 | 638.6407 | 12423.666 | 8950.219 | 12.2195 | 3692.203 | 0 | 4718.13 | 32.1231 | 16946.952 | 2103.3255 | 990.7378 | 138.3618 | -37.0602 | 1560.2771 | 14543.914 | 4092.383 | 36006.404 | 422.533
ADITa | Accumulated Deferred Income Taxes | -70937.68 | -2706.9077 | -23414.418 | -481.0713 | -19975.03 | -9641.98 | -9522.762 | -38582.352 | -22878.384 | -60.9947 | -50575.432 | -7023.9765 | -107167.128 | -15022.638 | -44987.956 | -88278.12 | -42414.708 | -22097.332 | -32056.208 | -1165.3722 | -72623.592 | 0 | -13304.557 | -650.3454
ADITCa | Accumulated Deferred Income Tax Credits | -6962.4095 | 0 | -126.5068 | -224.495 | -2347.8528 | -2252.6427 | -485.8417 | -15435.094 | -5238.516 | -0.82357 | -1676.9588 | -3796.2145 | -5207.9415 | -3165.297 | -18037.818 | -6248.76 | -4949.1035 | -1314.1557 | -314.2398 | -2226.1712 | -31015.088 | 0 | 0 | -966.2079
FS | Fuel Stock | 0 | 0 | 0 | 0 | 0 | 0 | 0 | 0 | 0 | 0 | 0 | 0 | 0 | 0 | 0 | 0 | 0 | 0 | 0 | 0 | 0 | 0 | 0 | 0
WC | Working Capital | 6496.3435 | 3644.1295 | 22900.106 | 4996.8445 | 2678.3125 | 3402.1475 | 13914.983 | 4100.349 | 18690.92 | 70.7172 | 9722.752 | 6652.094 | 17932.988 | 8814.824 | 36457.136 | 31797.572 | 5794.164 | 1765.748 | 18973.502 | 4674.59 | 19023.076 | 920.7987 | 5660.778 | 1082.9233
RateBaseGP | Rate Base from General Plant | 21784.11 | 8157.19 | 66376.92 | 20143.706 | 8524.221 | 3634.1107 | 9742.853 | 46445.816 | 7580.663 | 81.9952 | 10955.202 | 33814.208 | 25898.144 | 22104.53 | 29847.418 | 213071.44 | 8020.99 | 9817.703 | 76496.672 | 15475.739 | 14248.633 | 6735.89 | 59429.072 | 573.1901
RateBase | Total Rate Base | 1095761.664 | 90961.624 | 1300941.312 | 467626.208 | 188056.944 | 186808.544 | 143553.68 | 698003.52 | 540047.296 | 1745.8256 | 348033.024 | 508517.6 | 1690395.904 | 477444.704 | 6091495.424 | 4065090.048 | 352274.144 | 446435.072 | 1417900.288 | 411815.104 | 684617.216 | 163968.784 | 1746031.744 | 23627.684
WACC | Cost of Capital | 6.322% | 8.379% | 7.551% | 8.101% | 7.709% | 7.165% | 7.168% | 7.379% | 8.197% | 9.14% | 7.123% | 9.089% | 7.048% | 7.121% | 7.174% | 7.393% | 7.402% | 6.993% | 7.645% | 6.922% | 7.409% | 5.538% | 7.275% | 7.316%
All-In Financial Costs (000's USD)
RC | Return on Capital | 69273.704 | 7621.931 | 98239.952 | 37881.764 | 14498.173 | 13385.159 | 10290.344 | 51503.08 | 44269.784 | 159.5685 | 24791.92 | 46219.356 | 119134.096 | 33997.18 | 437010.336 | 300528.832 | 26076.512 | 31219.198 | 108395.624 | 28503.924 | 50721.492 | 9081.001 | 127023.984 | 1728.5646
FOM_subtotal | Fixed O&M, Lines, Towers, Terminals | 19331.392 | 1221.277 | 12638.498 | 9052.461 | 3813.276 | 4980.778 | 4879.88 | 15255.541 | 9355.502 | 471.427 | 12038.461 | 24667.56 | 57357.848 | 7504.751 | 103132.84 | 38671.436 | 5582.655 | 5287.068 | 13797.546 | 7613.791 | 11751.417 | 4037.861 | 31580.252 | 1720.173
AG_Capa | A&G attributable to Capital | 7088.127 | 392.8836 | 5535.5155 | 1613.4184 | 3038.8495 | 985.1307 | 316.9944 | 2558.2038 | 2552.027 | 44.5032 | 3792.4583 | 13414.523 | 40155.364 | 2439.998 | 4164.3472 | 9509.254 | 6433.683 | 2544.6512 | 6840.9435 | 2214.2252 | 3386.9203 | 770.2992 | 3083.7 | 121.5552
| A&G attributable to FOM for Lines, Towers, Terminals | 7161.6807 | 612.0368 | 2575.7036 | 4063.3528 | 2251.3745 | 2179.4085 | 1313.0354 | 13365.6542 | 2336.9585 | 243.4729 | 3846.4602 | 8749.5538 | 39981.0782 | 2470.9605 | 61793.7282 | 2929.2707 | 2041.569 | 3247.8704 | 4287.059 | 3398.1354 | 3692.3296 | 2119.1619 | 25942.4773 | 779.369
DE | Depreciation Expense, Direct | 29188.367 | 2425.651 | 38559.907 | 12318.073 | 7197.854 | 6493.851 | 4231.054 | 20082.639 | 20036.58 | 129.038 | 14096.259 | 21154.245 | 45506.972 | 17704.882 | 215728.481 | 92085.625 | 13431.937 | 11764.017 | 36605.322 | 10392.803 | 27216.544 | 7172.33 | 35332.788 | 742.946
DEa | D. Expense, General Plant and Common Plant | 3552.1898 | 374.6689 | 3855.4707 | 3090.4275 | 763.0184 | 329.7495 | 654.2008 | 1895.2896 | 776.1161 | 14.3822 | 1664.5291 | 3549.1548 | 6581.883 | 2923.6827 | 54453.008 | 9424.759 | 958.3796 | 4609.058 | 3514.7765 | 4486.797 | 1349.3464 | 448.644 | 3232.61 | 142.0696
DE Total | Depreciation Expense, Total | 32740.5567 | 2800.3199 | 42415.3777 | 15408.5005 | 7960.8724 | 6823.6005 | 4885.2548 | 21977.9286 | 20812.6961 | 143.4202 | 15760.7881 | 24703.3998 | 52088.855 | 20628.5648 | 270181.489 | 101510.384 | 14390.3166 | 16373.075 | 40120.0985 | 14879.6 | 28565.8904 | 7620.974 | 38565.398 | 885.0156
ITR | Income Tax Rate, Per Unit of Capital | 1.596% | 1.725% | 2.219% | 2.411% | 1.61% | 1.842% | 1.813% | 1.902% | 2.562% | 3.496% | 2.101% | 2.017% | 2.158% | 1.925% | 1.897% | 1.929% | 1.675% | 1.477% | 1.877% | 1.533% | 2.031% | 0.9319% | 2.13% | 1.998%
TI | Taxes, Income | 17488.462 | 1568.6991 | 28868.088 | 11273.913 | 3027.0748 | 3440.2103 | 2602.932 | 13279.06 | 13834.599 | 61.0349 | 7310.8535 | 10258.902 | 36474.444 | 9189.564 | 115571.856 | 78421.28 | 5900.8965 | 6592.895 | 26613.206 | 6313.7845 | 13905.195 | 1527.9731 | 37191.912 | 472.1167
TOa | Taxes, Other | 10034.013 | 2840.6115 | 20949.196 | 49070.476 | 7179.515 | 8880.317 | 20223.712 | 5172.9925 | 16696.943 | 175.3617 | 14907.131 | 30758.698 | 80368.472 | 14951.408 | 76296.336 | 43801.828 | 5910.9175 | 4760.5845 | 26162.016 | 23819.402 | 44423.816 | 119.6634 | 10716.249 | 5925.6045
FinancialCosts | Total of Financial Costs, Lines, Towers, Term's | 163117.9355 | 17057.7589 | 211222.3309 | 128363.8857 | 41769.1352 | 40674.6039 | 44512.1526 | 123112.4601 | 109858.5096 | 1298.7884 | 82448.0721 | 158771.9925 | 425560.1572 | 91182.4263 | 1068150.9325 | 575372.2847 | 66336.5496 | 70025.3421 | 226216.493 | 86742.8621 | 156447.0602 | 25276.9336 | 274103.9723 | 11632.3986
Service Quantities
MWH | Energy (GWH) | 32653.746 | 3073.055 | 590.07 | 7454.859 | 11579.903 | 6137.235 | 4936.562 | 17457.771 | 13028.896 | 486.29 | 14240.224 | 19017.15 | 14156.921 | 7270.877 | 82395.43 | 70041.845 | 12167.568 | 9112.02 | 29366.079 | 13374.896 | 17407.889 | 2470.433 | 0 | 815.508
MW_Top4 | Peak Demands (MW) | 4136.25 | 399.6 | 1498.75 | 1197 | 1680 | 1089.25 | 680.75 | 2837.5 | 2188.75 | 67.5 | 1609.75 | 2733.25 | 6140.75 | 1192.25 | 17328.5 | 9447.25 | 1875.75 | 2074.25 | 4802.25 | 1616.25 | 2515 | 359.25 | 3201.75 | 201
| Pole Miles | 4859.35 | 626.36 | 2888.3 | 2238.4 | 1788.84 | 1353.91 | 1010.6 | 4793.13 | 2544.91 | 89.7 | 2747.81 | 4893.77 | 10943.5 | 2410.39 | 18122.13 | 16905 | 3197.46 | 2151.03 | 7224.04 | 2201 | 3690.02 | 561.81 | 6623.32 | 237.18
| TRANSMISSION, 2014 | Entergy Arkansas, Inc. | Black Hills Power, Inc. | Central Maine Power Company | Duke Energy Ohio, Inc. | El Paso Electric Company | The Empire District Electric Company | Green Mountain Power Corp | Idaho Power Company | Kansas Gas and Electric Company | Lockhart Power Company | ALLETE, Inc. | New York State Electric & Gas Corporation
Cost per Unit of Service (000's USD)
| Capital Related Costs / MWh | 3.8768 | 4.0298 | 296.6749 | 8.8771 | 2.4633 | 4.0139 | 3.6656 | 5.1162 | 6.253 | 0.84009 | 3.6275 | 4.9743
| Capital Related Costs / MW | 30.6052 | 30.9906 | 116.8033 | 55.2862 | 16.9791 | 22.6157 | 26.5817 | 31.4778 | 37.2218 | 6.0522 | 32.0895 | 34.6094
| Fuel Costs / MWh | 0 | 0 | 0 | 0 | 0 | 0 | 0 | 0 | 0 | 0 | 0 | 0
| Capital Related Costs / Pole Mile | 26.051 | 19.7711 | 60.6097 | 29.5647 | 15.9461 | 18.1948 | 17.9057 | 18.6346 | 32.0126 | 4.5544 | 18.799 | 19.3299
| O&M / MWh | 1.1186 | 1.5209 | 61.2866 | 8.3417 | 1.1437 | 2.6136 | 5.3512 | 1.9358 | 2.179 | 1.8307 | 2.1623 | 3.3746
| O&M / MW | 8.831 | 11.6965 | 24.129 | 51.9518 | 7.8834 | 14.7262 | 38.8052 | 11.9098 | 12.9706 | 13.1891 | 19.1285 | 23.4797
| O&M / Pole Mile | 6.2641 | 6.2184 | 10.4339 | 23.1513 | 6.1698 | 9.873 | 21.783 | 5.8755 | 9.2961 | 8.2707 | 9.3384 | 10.9281
| Total Costs / MWh | 4.9954 | 5.5507 | 357.9615 | 17.2188 | 3.607 | 6.6275 | 9.0168 | 7.052 | 8.4319 | 2.6708 | 5.7898 | 8.3489
| Total Costs / MW | 39.4362 | 42.6871 | 140.9323 | 107.238 | 24.8626 | 37.3418 | 65.3869 | 43.3877 | 50.1924 | 19.2413 | 51.2179 | 58.0891
| Total Costs / Pole Mile | 33.5679 | 27.2332 | 73.1303 | 57.3463 | 23.3498 | 30.0423 | 44.0453 | 25.6852 | 43.1679 | 14.4792 | 30.005 | 32.4437
| TRANSMISSION, 2014 | Niagara Mohawk Power Corporation | Northern States Power Company (Wisconsin) | Pacific Gas And Electric Company | PacifiCorp | Public Service Company of New Mexico | Sierra Pacific Power Company d/b/a NV Energy | Southwestern Public Service Company | Avista Corporation | Westar Energy, Inc. | Chugach Electric Association, Inc. | ITC Midwest LLC | UGI Utilities, Inc.
Cost per Unit of Service (000's USD)
| Capital Related Costs / MWh | 17.5075 | 9.1124 | 10.0361 | 6.9954 | 4.3395 | 6.2258 | 6.1966 | 3.8813 | 5.548 | 7.6911 | 0 | 3.9328
| Capital Related Costs / MW | 40.362 | 55.5717 | 47.7207 | 51.8637 | 28.1495 | 27.3496 | 37.8926 | 32.1185 | 38.4014 | 52.8886 | 64.2976 | 15.9565
| Capital Related Costs / Pole Mile | 22.6484 | 27.4874 | 45.6308 | 28.9837 | 16.5135 | 26.3733 | 25.1895 | 23.5854 | 26.1732 | 33.8197 | 31.0818 | 13.5224
| O&M / MWh | 12.5527 | 3.4284 | 2.9276 | 1.2193 | 1.1124 | 1.4591 | 1.5067 | 2.6042 | 3.4391 | 2.5407 | 0 | 10.3312
| O&M / MW | 28.939 | 20.9076 | 13.9206 | 9.0399 | 7.2159 | 6.4098 | 9.2137 | 21.5507 | 23.8042 | 17.4716 | 21.313 | 41.9162
| O&M / Pole Mile | 13.5322 | 8.6179 | 11.0925 | 4.2099 | 3.5276 | 5.1508 | 5.1041 | 13.1877 | 13.5202 | 9.3102 | 8.5857 | 29.6018
| Total Costs / MWh | 30.0602 | 12.5408 | 12.9637 | 8.2147 | 5.4519 | 7.6849 | 7.7033 | 6.4855 | 8.9871 | 10.2318 | 0 | 14.264
| Total Costs / MW | 69.301 | 76.4793 | 61.6413 | 60.9037 | 35.3653 | 33.7594 | 47.1064 | 53.6692 | 62.2056 | 70.3603 | 85.6107 | 57.8726
| Total Costs / Pole Mile | 38.887 | 37.8289 | 58.9418 | 34.0356 | 20.7466 | 32.5543 | 31.3144 | 39.4107 | 42.3973 | 44.992 | 41.3847 | 49.0446
FOM | Total Fixed O&M | 43308.956 | 24294.196 | 152667.376 | 33312.296 | 17855.416 | 22680.984 | 92766.552 | 27335.66 | 124606.136 | 471.448 | 64818.348 | 44347.292 | 119553.256 | 58765.496 | 243047.584 | 211983.808 | 38627.76 | 11771.653 | 126490.016 | 31163.932 | 126820.512 | 6138.658 | 37738.52 | 7219.488
AG_FOMa | A&G attributable to Fixed O&M | 16044.624 | 12174.913 | 31113.342 | 14952.797 | 10541.914 | 9924.379 | 24960.812 | 23949.264 | 31126.002 | 243.4837 | 20710.388 | 15729.931 | 83334.16 | 19348.706 | 145625.936 | 16057.277 | 14126.117 | 7231.381 | 39301.928 | 13908.874 | 39847.376 | 3221.7083 | 31001.358 | 3270.9765
| $/Distance | 6.2641 | 6.2184 | 10.4339 | 23.1513 | 6.1698 | 9.873 | 21.783 | 5.8755 | 9.2961 | 8.2707 | 9.3384 | 10.9281 | 13.5322 | 8.6179 | 11.0925 | 4.2099 | 3.5276 | 5.1508 | 5.1041 | 13.1877 | 13.5202 | 9.3102 | 8.5857 | 29.6018
| Distance | 4859.35 | 626.36 | 2888.3 | 2238.4 | 1788.84 | 1353.91 | 1010.6 | 4793.13 | 2544.91 | 89.7 | 2747.81 | 4893.77 | 10943.5 | 2410.39 | 18122.13 | 16905 | 3197.46 | 2151.03 | 7224.04 | 2201 | 3690.02 | 561.81 | 6623.32 | 237.18
Scenario
| Share of Lines with Dual Circuits | 20%
Scale Economies
|  | Low | 60%
|  | High | 80%
| Nominal, As Reported in FERC Form 1 | 4859.35 | 626.36 | 2888.3 | 2238.4 | 1788.84 | 1353.91 | 1010.6 | 4793.13 | 2544.91 | 89.7 | 2747.81 | 4893.77 | 10943.5 | 2410.39 | 18122.13 | 16905 | 3197.46 | 2151.03 | 7224.04 | 2201 | 3690.02 | 561.81 | 6623.32 | 237.18 |  | Mean | S.D. | Facility Distances
| Line Miles, for Single Circuit Facilities | 3887.48 | 501.088 | 2310.64 | 1790.72 | 1431.072 | 1083.128 | 808.48 | 3834.504 | 2035.928 | 71.76 | 2198.248 | 3915.016 | 8754.8 | 1928.312 | 14497.704 | 13524 | 2557.968 | 1720.824 | 5779.232 | 1760.8 | 2952.016 | 449.448 | 5298.656 | 189.744 |  | 3470.0653 | 3812.3613 | Line Miles, for Single Circuit Facilities
| Line Miles for Dual Circuit Faiclities | 1943.74 | 250.544 | 1155.32 | 895.36 | 715.536 | 541.564 | 404.24 | 1917.252 | 1017.964 | 35.88 | 1099.124 | 1957.508 | 4377.4 | 964.156 | 7248.852 | 6762 | 1278.984 | 860.412 | 2889.616 | 880.4 | 1476.008 | 224.724 | 2649.328 | 94.872 |  | 1735.0327 | 1906.1807 | Line Miles for Dual Circuit Faiclities
| Total Miles | 5831.22 | 751.632 | 3465.96 | 2686.08 | 2146.608 | 1624.692 | 1212.72 | 5751.756 | 3053.892 | 107.64 | 3297.372 | 5872.524 | 13132.2 | 2892.468 | 21746.556 | 20286 | 3836.952 | 2581.236 | 8668.848 | 2641.2 | 4428.024 | 674.172 | 7947.984 | 284.616 |  | 5205.098 | 5718.542 | Total Miles

## CA Trans
ATCO Electric Transmission
|  | Alta Link, Alberta |  |  |  | ENMAX | EPCOR | SASKPWR* | BC Hydro* | HQ
| FOM | 47.1 |  |  | 27.6 | 23.1 | 14.7 | 40.7 | 222.3 | 456.625
22.5
| A&G | 20.1 |  |  | 13.3077 | 8.1 | 6.5 |  |  | 31.9
| Total | 152.7
RR |  | 847.8 |  |  | 695 | 76.2 | 97.5 | 153.2 | 345.6 | 3112
| Lines | 12952 |  |  | 11000 | 299 | 200 | 13964 | 18000 | 34020
|  | 546 | 542
|  | 6229 | 5868
|  | 5418 | 3538
|  | 759 | 729
[12 empty] | ATLK | ATCO | ENMAX | EPCOR | SASKPWR | BC Hydro | HQ
|  |  |  | 560 | 3.7 | 31.2 | 6.9 |  | Factor |  |  | 8047.9972 | 6835.081 |  |  | 8676.8246 | 11184.678 | 21139.0414
|  |  |  | 562 | 11.3 |  | 6.2 |  | 0.65 | 0.65 |  | 89700 | 40907.7491 | 31200 | 21200 | 40700 | 222300 | 488525
|  |  |  | 563 | 3.5 |  | 0.7 |  |  |  |  | 847800 | 695000 | 76200 | 97500 | 153200 | 345600 | 3112000
|  |  |  | 564 |  |  | 0.9 |  |  |  |  | 11145.6301 | 5984.9692 |  |  | 4690.656 | 19875.4045 | 23110.0829
|  |  |  | 568 | [6 empty] | (check) | 11145.6301 | 5984.9692 |  |  | 4690.656 | 19875.4045 | 23110.0829
|  |  |  | 569 | [7 empty] | 0.1058 | 0.05886 | 0.40945 | 0.21744 | 0.26567 | 0.64323 | 0.15698 | 0.26535
|  |  |  | 570 | [5 empty] | Factor for km to Miles |  | ] |  |  |  | 104347.8261 |  | 106000
|  |  |  | 571 | 9.1 |  |  |  |  | 0.62137
572
|  |  |  | A&G | 39.2 |  | 6.5 | * FOM expenditures include Administrative overheads, as allocated
|  |  |  | Total | 81.3
[5 empty] | http://www.atcoelectric.com/About-Us/ | https://www.enmax.com/generation-wires/transmission-and-distribution/our-system/transmission-and-distribution-lines
https://callmepower.ca/en/ab/utilities/epcor#numbers

## NLH Tr O&M Actual, 2014
Bus Unit | Bus Unit Desc | Resp | Department | JDE Sys | Sys | JDE Fun | Function Desc | LT | Year | Annual Amount |  | SUMMARY
1183 | Risk & Insurance Hydro | Warren, Auburn | Finance NL Hydro | ASG | OTH | 800 | A&G Expense Related GTDC | AA | 14 | 2671428.26 |  |  | 2015
1186 | Communiations NL Hydro | Fisher, Deanne | Communications NL Hydro | ASG | OTH | 800 | A&G Expense Related GTDC | AA | 14 | 636020.29 |  | 1 | Transmssion |  | INT | Transmission Demand |  | LIN
1209 | Customer Communication & Supp | Lye, Anthony | Customer Service | ASC | OTH | 500 | Customer-Related | AA | 14 | 5003201.21 |  | 2 | 13462601 | 22.5% | 590340.1658
1210 | Rates & Regulation | Russell, Carla | Regulatory Affairs | ASG | OTH | 800 | A&G Expense Related GTDC | AA | 14 | 5008885.02 |  | 3 | 1349 | 100% | 2390175.51
1225 | Apprenticeship Program | Janes, Elaina | Human Resources Hydro | AD3 | OTH | 903 | Direct & A&G Human Resources | AA | 14 | -161375.19 |  | 4 | 1428 | 100% | 496963.98
1230 | Energy Conservation | Browne, Simone | Energy Efficiency |  | OTH |  | . | AA | 14 | 433022.6 |  | 5 | 1385 |  |  |  |  | 100% | 8049.03
1234 | Human Resources Other | Roberts, Michael J. | Human Resources Hydro | AD3 | OTH | 903 | Direct & A&G Human Resources | AA | 14 | 2596302.71 |  | 6 | 1388 |  |  |  |  | 100% | 0
1236 | System Operations | Butler, Robert C. | NL System Operator | INT | INT | 900 | Direct Allocation Sys Ops | AA | 14 | 2764716.51 |  | 7 | 138801 |  |  |  |  | 100% | 0
1242 | Network Services Hydro | Lacour, Shane B. | Info & Operations Tech Hydro | ASG | OTH | 800 | A&G Expense Related GTDC | AA | 14 | 3826499.83 |  | 8 | Apprentice |  | 318161.0194 | [6 empty] | Directs | A&G, Other | Total
124201 | Network Services OP Hydro | Lacour, Shane B. | Info & Operations Tech Hydro | ASG | OTH | 800 | A&G Expense Related GTDC | AA | 14 | 1619.08 |  | 9 |  |  | 3795640.6752 | 70.47% | 2674747.9452 | 0.94333 | 8049.03 | 7592.9257 | Lines | 2682340.8709 | 3495204.1941 | 6177545.065
1247 | Network Services - MFalls | Lacour, Shane B. | Info & Operations Tech Hydro | ASG | OTH | 800 | A&G Expense Related GTDC | AA | 14 | 23981.56 |  | 10 | [8 empty] | Terminals | 5656816.994 | 7371073.042 | 13027890.0361
124701 | Network Services Mfalls OP | Lacour, Shane B. | Info & Operations Tech Hydro | ASG | OTH | 800 | A&G Expense Related GTDC | AA | 14 | 259.92 |  | 11 | Terminals |  | INT | Transmission Demand |  |  |  |  | Other | 1572045.2016
1268 | HRD Maint Tools & Equipment | Rice, Wayne P. | Thermal Production | INT | INT | 120 | Thermal Generation | AA | 14 | 140420.81 |  | 12 | 1307 | 20% | 98157.716 | [5 empty] | A&G | 9294232.0346
1273 | Holyrood Gas Turbine | Rice, Wayne P. | Thermal Production | INT | INT | 130 | Gas Tubine Generation | AA | 14 | 67189.82 |  | 13 | 1325 | 100% | 7700868.23 | [7 empty] | Total | 19205435.1011
1279 | Hydraulic F&T Execution | Inkpen, Karl L. | Hydro Production | INT | INT | 110 | Hydraulic Generation | AA | 14 | 490750.32 |  | 14 | 13462601 | 15% | 393560.1105
1281 | Hinds Lake | Inkpen, Karl L. | Hydro Production | INT | INT | 110 | Hydraulic Generation | AA | 14 | 369368.75 |  | 15 | 1402 |  |  |  |  | 100% | 142698.87
128101 | Hinds Lake OP | Inkpen, Karl L. | Hydro Production | INT | INT | 110 | Hydraulic Generation | AA | 14 | 36696.85 |  | 16 | 1430 | 100% | 632260.61
1284 | Upper Salmon | Inkpen, Karl L. | Hydro Production | INT | INT | 110 | Hydraulic Generation | AA | 14 | 538699.13 |  | 17 | Apprentice |  | 121127.2917
128401 | Upper Salmon OP | Inkpen, Karl L. | Hydro Production | INT | INT | 110 | Hydraulic Generation | AA | 14 | 3057.32 |  | 18 |  |  | 8945973.9582 | 62.35% | 5578197.7698 | 0.55094 | 142698.87 | 78619.2242
1285 | Paradise River | Inkpen, Karl L. | Hydro Production | INT | INT | 110 | Hydraulic Generation | AA | 14 | 252158.45 |  | 19
128501 | Paradise River OP | Inkpen, Karl L. | Hydro Production | INT | INT | 110 | Hydraulic Generation | AA | 14 | 3175.56 |  | 20 | Other |  | INT | Transmission Demand
1287 | Snooks Arm/Venams Bight | Inkpen, Karl L. | Hydro Production | INT | INT | 110 | Hydraulic Generation | AA | 14 | 95114.87 |  | 21 | 1236 | 48% | 1327063.9248 |  |  | 1% | 27647.1651
128701 | Snooks Arm/Venams Bight OP | Inkpen, Karl L. | Hydro Production | INT | INT | 110 | Hydraulic Generation | AA | 14 | 56348.88 |  | 22 | 1303 | 4% | 35141.3624
1290 | Cat Arm | Inkpen, Karl L. | Hydro Production | INT | INT | 110 | Hydraulic Generation | AA | 14 | 629094.46 |  | 23 | 1819 | 25% | 46930.3
129001 | Cat Arm OP | Inkpen, Karl L. | Hydro Production | INT | INT | 110 | Hydraulic Generation | AA | 14 | 95660.34 |  | 24 | 2084 | 13% | 46497.581 |  |  | 3% | 10730.211
1291 | Fleet & Tools - Operations | Crant, Alvin W. | Hydro Production | INT | INT | 110 | Hydraulic Generation | AA | 14 | 130311.64 |  | 25 | 2085 | 17% | 78340.7022 |  |  | 6.33% | 29170.3909
1293 | Bay D'Espoir PH # 1 | Inkpen, Karl L. | Hydro Production | INT | INT | 110 | Hydraulic Generation | AA | 14 | 3873887.15 |  | 26 | 2086 | 1.5% | 3807.954
129301 | BDE Powerhouse #1 OP | Inkpen, Karl L. | Hydro Production | INT | INT | 110 | Hydraulic Generation | AA | 14 | 317765.98 |  | 27 | 2087 | 30.5% | 0
1294 | Bay D'Espoir PH # 2 | Inkpen, Karl L. | Hydro Production | INT | INT | 110 | Hydraulic Generation | AA | 14 | 366476.22 |  | 28 | 2088 | 25% | 0 |  |  | 1% | 0
1295 | Granite Canal | Inkpen, Karl L. | Hydro Production | INT | INT | 110 | Hydraulic Generation | AA | 14 | 463675.65 |  | 29 |  |  | 1537781.8244 | 67.58% | 1522598 | 0.73203 | 67547.767 | 49447.2016
129501 | Granite Canal | Inkpen, Karl L. | Hydro Production | INT | INT |  | . | AA | 14 | 81328.6 |  | 30 |  |  |  |  | 9775543.715 |  |  | 135659.3514
1296 | Assets Generation - HRD | Rice, Wayne P. | Thermal Production | INT | INT | 120 | Thermal Generation | AA | 14 | 8333160.42 |  | 31 |  |  | A&G | 0.94209 | 9209480.5601 |  | 0.62474 | 84751.4745
129601 | Assets Generation - HRD OP | Rice, Wayne P. | Thermal Production | INT | INT | 120 | Thermal Generation | AA | 14 | 45 |  | 32 |  |  |  |  | 18985024.2751 |  |  | 220410.826
1297 | Assets Common - HRD | Rice, Wayne P. | Thermal Production | INT | INT | 120 | Thermal Generation | AA | 14 | 4968325.8
1298 | Services Admin - HRD | Connolly, Steve E. | Thermal Production | INT | INT | 812 | A&G Thermal | AA | 14 | 1271775.49 | [9 empty] | 19205435.1011
1303 | Environmental Services Hydro | Organ, Marion E. | Environmental Services Hydro | AD1 | OTH | 901 | Direct & A&G Environment | AA | 14 | 878534.06
1307 | Meter Shop | Brophy, Barry R. | Customer Service | ASW | OTH | 360 | Meters | AA | 14 | 490788.58 | [9 empty] | 13.62%
1308 | Drafting Hydro | Gardiner, Terence J. | Eng Support Services Hydro | PL1 | OTH | 850 | A&G All Plant | AA | 14 | 184181.82
1310 | Meter Testing Services | Lye, Anthony | Customer Service | ALL | ALL | NRA | Non-Regulated Activities | AA | 14 | 2743.29
1325 | Central Isl Inter Terminals | Champion, Rodney | TRO Western & Eastern | INT | INT | 220 | Terminal Stations | AA | 14 | 7700868.23
132501 | Central Terminal Stations OP | Champion, Rodney | TRO Western & Eastern | INT | INT | 220 | Terminal Stations | AA | 14 | 780533.86
132502 | Cen Isl Inter Term OP Removal | Champion, Rodney | TRO Western & Eastern | INT | INT | 220 | Terminal Stations | AA | 14 | 1257.58
1332 | Central Isl Inter Generation | Champion, Rodney | TRO Western & Eastern | INT | INT | 130 | Gas Tubine Generation | AA | 14 | 2332314.61
133201 | Central Generation Intercon OP | Champion, Rodney | TRO Western & Eastern | INT | INT | 130 | Gas Tubine Generation | AA | 14 | 59849.06
1333 | Central Isl Isolated Gen | Churchill, Michael J. | TRO Western & Eastern | ISO | ISO | 125 | Diesel Generation | AA | 14 | 2030370.69
1340 | Gas Turbines | Marche, Alberta M. | Gas Turbines | INT | INT | 130 | Gas Tubine Generation | AA | 14 | 193004.01
1346 | Transportation & Regional Serv | O'Neill, Terry | TRO Northern & Labrador | ASG | OTH | 860 | A&G Allocation-Transportation | AA | 14 | 6756866.9
134601 | Transportation OP | O'Neill, Terry | TRO Northern & Labrador | ASG | OTH | 860 | A&G Allocation-Transportation | AA | 14 | 115034.65
13462601 | Transportation & Regional Serv | O'Neill, Terry | TRO Northern & Labrador | ASG | OTH | 860 | A&G Allocation-Transportation | AA | 14 | 2623734.07
1349 | Central Isl Int Transmission | Hicks, David | TRO Western & Eastern | INT | INT | 200 | Transmission Lines | AA | 14 | 2390175.51
134901 | Central Transmission OP | Hicks, David | TRO Western & Eastern | INT | INT | 200 | Transmission Lines | AA | 14 | 126417.08
134902 | Central Trans OP - Removal | Hicks, David | TRO Western & Eastern | INT | INT | 200 | Transmission Lines | AA | 14 | 11500
1350 | Central Isl Int Distribution | Hicks, David | TRO Western & Eastern | INT | INT | 300 | Distribution | AA | 14 | 3174162.67
135001 | Central Distribution Int. OP | Hicks, David | TRO Western & Eastern | INT | INT | 300 | Distribution | AA | 14 | -62894.62
135002 | Central Dist Int OP - Removal | Hicks, David | TRO Western & Eastern | INT | INT | 300 | Distribution | AA | 14 | 363.22
1351 | Central Isl Isol Distribution | Hicks, David | TRO Western & Eastern | ISO | ISO | 300 | Distribution | AA | 14 | 89574.59
1385 | Labrador Transmission | O'Brien, Anthony L. | TRO Northern & Labrador | LIN | LIN | 200 | Transmission Lines | AA | 14 | 8049.03
1396 | Lab Interconnect Distribution | O'Brien, Anthony L. | TRO Northern & Labrador | LIN | LIN | 300 | Distribution | AA | 14 | 1755596.51
139601 | Lab Interconnect Distribution | O'Brien, Anthony L. | TRO Northern & Labrador | LIN | LIN |  | . | AA | 14 | 31636.36
139602 | Lab Inter Dist OP - Removals | O'Brien, Anthony L. | TRO Northern & Labrador | LIN | LIN | 300 | Distribution | AA | 14 | 31616.02
1397 | Lab Isolated Distribution | O'Brien, Anthony L. | TRO Northern & Labrador | LSO | LSO | 300 | Distribution | AA | 14 | 192853.03
139702 | Lab Iso Dist OP - Removals | O'Brien, Anthony L. | TRO Northern & Labrador | LSO | LSO | 300 | Distribution | AA | 14 | 3551.59
1401 | Labrador Isolated Generation | Kean, Harold L. | TRO Northern & Labrador | LSO | LSO | 125 | Diesel Generation | AA | 14 | 4482195.59
140101 | Lab Generation Isolated OP | Kean, Harold L. | TRO Northern & Labrador | LSO | LSO | 125 | Diesel Generation | AA | 14 | 101330.54
140102 | Lab Iso Gen OP - Removals | Kean, Harold L. | TRO Northern & Labrador | LSO | LSO | 125 | Diesel Generation | AA | 14 | 41788.52
1402 | Labrador Terminals Inter | Kean, Harold L. | TRO Northern & Labrador | LIN | LIN | 220 | Terminal Stations | AA | 14 | 142698.87
1403 | Lab Interconnect Generation | Kean, Harold L. | TRO Northern & Labrador | LIN | LIN | 130 | Gas Tubine Generation | AA | 14 | 556808.47
140301 | Lab East Interconnected Gen OP | Kean, Harold L. | TRO Northern & Labrador | LIN | LIN | 130 | Gas Tubine Generation | AA | 14 | 111943.61
1405 | Natuashish | Kennedy, Richard | Natuashish | NR | NR | NRA | Non-Regulated Activities | AA | 14 | 1465403.23
140501 | Natuashish Operating Projects | Kennedy, Richard | Natuashish | NR | NR | NRA | Non-Regulated Activities | AA | 14 | -42519.69
1406 | Ramea Wind Hydrogen Operating | Hart, Nancy A. | Ramea Wind Generation | NR | NR | NRA | Non-Regulated Activities | AA | 14 | -21.08
1410 | North Generation Interconnectd | Hillier, Wade | TRO Northern & Labrador | INT | INT | 125 | Diesel Generation | AA | 14 | 519954.24
141001 | North Generation Intercon OP | Hillier, Wade | TRO Northern & Labrador | INT | INT | 125 | Diesel Generation | AA | 14 | 27152.84
1411 | North Generation Isolated | Hillier, Wade | TRO Northern & Labrador | LSO | LSO | 125 | Diesel Generation | AA | 14 | 2656307.73
141101 | North Generation Isolated OP | Hillier, Wade | TRO Northern & Labrador | LSO | LSO | 125 | Diesel Generation | AA | 14 | 15458.55
1425 | North Dist Labrador Isolated | Spence, Kirby N. | TRO Northern & Labrador | LSO | LSO | 300 | Distribution | AA | 14 | 443155.02
142502 | North Dist Lab Iso OP - Rem | Spence, Kirby N. | TRO Northern & Labrador | LSO | LSO | 300 | Distribution | AA | 14 | 4111.32
1426 | North Dist Lanse Au Loup | Spence, Kirby N. | TRO Northern & Labrador | LAL | LAL | 300 | Distribution | AA | 14 | 295401.01
142602 | North Dist LAL OP - Removals | Spence, Kirby N. | TRO Northern & Labrador | LAL | LAL | 300 | Distribution | AA | 14 | 4036.9
1427 | North Dist Isl Interconn | Spence, Kirby N. | TRO Northern & Labrador | INT | INT | 300 | Distribution | AA | 14 | 2344243.28
142702 | North Dist Isl Inter OP - Rem | Spence, Kirby N. | TRO Northern & Labrador | INT | INT | 300 | Distribution | AA | 14 | 37205.18
1428 | Northern Transmission | Spence, Kirby N. | TRO Northern & Labrador | INT | INT | 200 | Transmission Lines | AA | 14 | 496963.98
1430 | Northern Terminals | Hillier, Wade | TRO Northern & Labrador | INT | INT | 220 | Terminal Stations | AA | 14 | 632260.61
1436 | North Gen Lanse au loup | Hillier, Wade | TRO Northern & Labrador | LAL | LAL | 125 | Diesel Generation | AA | 14 | 449340.5
1819 | Properties Hydro | Gardiner, Terence J. | Eng Support Services Hydro | AD2 | OTH | 864 | A&G Allocation-Properties | AA | 14 | 187721.2
1949 | Energy Conservation Labrador | Brophy, Barry R. | Energy Conservation Labrador | NR | NR | NRA | Non-Regulated Activities | AA | 14 | 29.96
194901 | Energy Conservation Labrador | Browne, Simone | Energy Conservation Labrador | NR | NR | NRA | Non-Regulated Activities | AA | 14 | 74425.28
1950 | Export Sales Operations | Jones, Gregory L. | Energy Marketing - Hydro | NR | NR | NRA | Non-Regulated Activities | AA | 14 | 2932088.06
1955 | Non-Regulated Costs | Russell, Carla | Non-Regulated Business Units | NR | NR | NRA | Non-Regulated Activities | AA | 14 | 742912.8
2000 | Hydro Management | Martin, Edmund J. | Executive Leadership Hydro | ASG | OTH | 800 | A&G Expense Related GTDC | AA | 14 | 4195407.95
2001 | Internal Audit Hydro | Borden, Jackie | Internal Audit Hydro | ASG | OTH | 800 | A&G Expense Related GTDC | AA | 14 | 118117.87
2003 | Corporate Controller Hydro | Hull, Robert L. | Finance NL Hydro | ASG | OTH | 800 | A&G Expense Related GTDC | AA | 14 | 844916.48
2004 | Corporate Treasurer Hydro | Pelley, Scott | Treasury Hydro | ASG | OTH | 800 | A&G Expense Related GTDC | AA | 14 | 295418.44
2007 | Safety & Health | Hollohan, John M. | Safety & Health Hydro | ASG | OTH | 800 | A&G Expense Related GTDC | AA | 14 | 756800.19
2008 | Hydro Place Operations | Whelan, Michael P. | Supply Chain | ASG | OTH | 800 | A&G Expense Related GTDC | AA | 14 | 2073641.77
200801 | Hydro Place Operations OP | Whelan, Michael P. | Supply Chain | ASG | OTH | 800 | A&G Expense Related GTDC | AA | 14 | 192209.14
2012 | Operations Thermal | Cabot, Evan A. | Thermal Production | INT | INT | 120 | Thermal Generation | AA | 14 | 5152584.82
2013 | Maintenance Thermal | Rice, Wayne P. | Thermal Production | INT | INT | 120 | Thermal Generation | AA | 14 | 2032669.5
2016 | BDE Work Execution | Inkpen, Karl L. | Hydro Production | INT | INT | 110 | Hydraulic Generation | AA | 14 | 1637112.26
2017 | Hydraulic LT Asset Planning | Woodman, Robert G. | Hydro Production | INT | INT | 110 | Hydraulic Generation | AA | 14 | 488378.44
2018 | Hydraulic Administration | Maye, Derrick | Hydro Production | INT | INT | 811 | A&G Hydraulic | AA | 14 | 1035399.51
2021 | Rural Planning | Humphries, Paul W. | Generation & Rural Planning | ASG | OTH | 800 | A&G Expense Related GTDC | AA | 14 | 1034247.95
2022 | Human Resources Hydro | Roberts, Michael J. | Human Resources Hydro | AD3 | OTH | 903 | Direct & A&G Human Resources | AA | 14 | 3090657.57
2029 | Central Mgmt & Admin | Churchill, Michael J. | TRO Western & Eastern | AD4 | OTH | 861 | A&G Allocation-TRO Central | AA | 14 | 1710646.98
202901 | Central Mgmt & Admin - OP | Churchill, Michael J. | TRO Western & Eastern | AD4 | OTH | 861 | A&G Allocation-TRO Central | AA | 14 | -18.9
2043 | Labrador Mgmt & Admin | Pike, April | TRO Northern & Labrador | AD5 | OTH | 863 | A&G Allocation-TRO Labrador | AA | 14 | 1183545.93
2050 | Northern Administration | Pike, April | TRO Northern & Labrador | AD6 | OTH | 862 | A&G Allocation-TRO Northern | AA | 14 | 636019.71
2051 | Northern Manager | Pike, April | TRO Northern & Labrador | AD6 | OTH | 862 | A&G Allocation-TRO Northern | AA | 14 | 500155.82
2064 | Hydraulic Operations | Crant, Alvin W. | Hydro Production |  | OTH |  | . | AA | 14 | 929790.8
2065 | Hydro Gen. Counsel/Corp Sect | Chamberlain, Wayne D. | Gen Counsel/Corp Sect Hydro | ASG | OTH | 800 | A&G Expense Related GTDC | AA | 14 | 313031.01
2066 | Hydro Retiree Costs | Janes, Elaina | Human Resources Hydro | ASG | OTH | 800 | A&G Expense Related GTDC | AA | 14 | 58095.49
2068 | IS Hydro | Sinclair, Helen L. | Info & Operations Tech Hydro | ASG | OTH | 800 | A&G Expense Related GTDC | AA | 14 | 3278690.18
2069 | Safety, Health & Environment | Manuel, Michael E. | Thermal Production | INT | INT | 120 | Thermal Generation | AA | 14 | 2672522.36
2072 | TRO Safety, Health & Environ | Smith, Paul W. | TRO Northern & Labrador | AD4 | OTH | 861 | A&G Allocation-TRO Central | AA | 14 | 364278.27
2073 | LT Asset Planning T & D | Zaichkowsky, Michael A. | TRO Western & Eastern | AD4 | OTH | 861 | A&G Allocation-TRO Central | AA | 14 | 510095.01
2074 | LT Asset Planning G & T | Ireland, Hughie | TRO Western & Eastern | AD4 | OTH | 861 | A&G Allocation-TRO Central | AA | 14 | 428957.61
2077 | Central Planners | Churchill, Michael J. | TRO Western & Eastern | AD4 | OTH | 861 | A&G Allocation-TRO Central | AA | 14 | 676155.96
2079 | TRO Management | Moore, Darren J. | TRO Western & Eastern | AD4 | OTH | 861 | A&G Allocation-TRO Central | AA | 14 | 1670835.18
2081 | Northern Planners | Smith, Dean H. | TRO Northern & Labrador | AD6 | OTH | 862 | A&G Allocation-TRO Northern | AA | 14 | 390189.66
2084 | Civil Engr Hydro | Gardiner, Terence J. | Civil & Lines Engr Hydro |  | OTH |  | . | AA | 14 | 357673.7
2085 | Electrical Engr Hydro | Hicks, David W. | Electrical Engr Hydro |  | OTH |  | . | AA | 14 | 460827.66
2086 | Mechanical Engr Hydro | Seymour, Robert N. | Mechanical Engr Hydro |  | OTH |  | . | AA | 14 | 253863.6
2087 | T & D Engr Hydro | Gardiner, Terence J. | Civil & Lines Engr Hydro |  | OTH |  | . | AA | 14 | 170282.37
208701 | T & D Engr OP Hydro | Gardiner, Terence J. | Civil & Lines Engr Hydro |  | OTH |  | . | AA | 14 | 1536.46
2088 | PCC Engr Hydro | Leggo, Estate of Richard W. | PCC Engr Hydro |  | OTH |  | . | AA | 14 | 944950.6
2090 | Project Execution Hydro | Read, Gregory A. | Project Execution Hydro |  | OTH |  | . | AA | 14 | 608315.2
2091 | LT Asset Planning - Thermal | Adams, John | Thermal Production | INT | INT | 120 | Thermal Generation | AA | 14 | 979018.15
2093 | Finance NL Hydro | Russell, Carla | Finance NL Hydro | ASG | OTH | 800 | A&G Expense Related GTDC | AA | 14 | 1169478.01
2094 | Trans. Plan & Integration Supp | Humphries, Paul W. | NL System Operator | ASG | OTH | 800 | A&G Expense Related GTDC | AA | 14 | 63093.36
2095 | Asset Mgmt & Reliability Hydro | Price, Brock | Asset Mgmt & Reliability Hydro |  | OTH |  | . | AA | 14 | 94956.33
2125 | Exploits Generation | Maye, Derrick | Exploits Generation |  | OTH |  | . | AA | 14 | 221.16
2127 | Exploits Work Execution | Maye, Derrick | Exploits Generation |  | OTH |  | . | AA | 14 | 123.96
2129 | Exploits Long Term Asset Plan | Maye, Derrick | Exploits Generation |  | OTH |  | . | AA | 14 | 35.29
810 | Prior Year Adjustments - Hydro | Newfoundland & Labrador Hydro | . |  | OTH |  | . | AA | 14 | -4494400
9012 | Hydro IFRS Adjustments | Russell, Carla | Financial Reporting Adjustment | ALL | ALL | NOM | Non-Operating & Maintenance | AA | 14 | 6110816.68
9014 | IFRS Adjustments | Russell, Carla | Financial Reporting Adjustment | ALL | ALL | NOM | Non-Operating & Maintenance | AA | 14 | -1010100
9110 | Hydro CGAAP Adjustments | NULL | Financial Reporting Adjustment |  | OTH |  | . | AA | 14 | 1010100
141005473.72
BU's not included in query
[9 empty] | 9000 | -1926191.03 |  |  | 5172318.56
[9 empty] | 1952 | 1931711.07 |  |  | 135833155.16
[9 empty] | revised | 141010993.76
[10 empty] | 141010993.76 | PER JDE SS PULL
[10 empty] | 0 | CHECK

## NLH Tr O&M Actual, 2015
Bus Unit | Bus Unit Desc | Resp | Department | JDE Sys | Sys | JDE Fun | Function Desc | LT | Year | Annual Amount | SUMMARY | [12 empty] | NLH HYDRO, FIXED O&M, REAL TERMS
1183 | Risk & Insurance Hydro | Warren, Auburn | Finance NL Hydro | ASG | OTH | 800 | A&G Expense Related GTDC | AA | 15 | 2591257 |  | 2015
1186 | Communiations NL Hydro | Fisher, Deanne | Communications NL Hydro | ASG | OTH | 800 | A&G Expense Related GTDC | AA | 15 | 840584 | 1 | Transmssion |  | INT | Transmission Demand |  | LIN | [7 empty] | 1999 | 2000 | 2001 | 2002 | 2003 | 2004 | 2005 | 2006 | 2007 | 2008 | 2009 | 2010 | 2011 | 2012 | 2013 | 2014
1209 | Customer Communication & Supp | Lye, Anthony | Customer Service | ASC | OTH | 500 | Customer-Related | AA | 15 | 5527646 | 2 | 13462601 | 22.5% | 722826.9 | [9 empty] | FOM, Generation | 47484.3407 | 49215.7848 | 46456.7642 | 43347.2731 | 43661.5331 | 40736.2966 | 45275.8591 | 44031.9946 | 50147.1592 | 47069.1313 | 48413.2364 | 46218.4974 | 46278.5717 | 43902.0523 | 46375.3729 | 51608.77
120901 | Cust Comm - OP Proj | Brophy, Barry R. | Customer Service | ASC | OTH | 500 | Customer-Related | AA | 15 | 17100 | 3 | 1349 | 100% | 2412692 | [9 empty] | FOM, Transmission | 13406.8411 | 13615.8257 | 9917.5538 | 11403.6585 | 9989.5555 | 8422.6157 | 8572.8288 | 8663.1987 | 9059.0621 | 9677.009 | 9512.723 | 9627.9531 | 9899.7744 | 9890.137 | 11883.5692 | 15573.1685
1210 | Rates & Regulation | Russell, Carla | Regulatory Affairs | ASG | OTH | 800 | A&G Expense Related GTDC | AA | 15 | 8181901 | 4 | 1428 | 100% | 335193 | [9 empty] | A&G | 42362.3259 | 44437.3211 | 45008.5256 | 44886.7205 | 41926.4009 | 40448.481 | 38491.7394 | 34531.3255 | 35075.2599 | 32506.7733 | 35962.162 | 33450.0827 | 36254.0999 | 39007.8134 | 37459.8912 | 45901.6394
1225 | Apprenticeship Program | Janes, Elaina | Human Resources Hydro | AD3 | OTH | 903 | Direct & A&G Human Resources | AA | 15 | -22312 | 5 | 1385 |  |  |  |  | 100% | 238017 | [5 empty] | TOTAL O&M | 103253.5077 | 107268.9316 | 101382.8435 | 99637.6521 | 95577.4895 | 89607.3933 | 92340.4273 | 87226.5188 | 94281.4812 | 89252.9136 | 93888.1214 | 89296.5331 | 92432.4459 | 92800.0027 | 95718.8333 | 113083.578
1230 | Energy Conservation | Browne, Simone | Energy Efficiency |  | OTH |  | . | AA | 15 | 664161 | 6 | 1388 |  |  |  |  | 100% | 2593200
1234 | Human Resources Other | Roberts, Michael J. | Human Resources Hydro | AD3 | OTH | 903 | Direct & A&G Human Resources | AA | 15 | 3107239 | 7 | 138801 |  |  |  |  | 100% | 0 | [6 empty] | 1999: #VALUE! |  |  |  |  | 15573.1685
1236 | System Operations | Butler, Robert C. | NL System Operator | INT | INT | 900 | Direct Allocation Sys Ops | AA | 15 | 3310420 | 8 | Apprentice |  | 318161.0194 | [6 empty] | Directs | A&G, Other | Total
1242 | Network Services Hydro | Lacour, Shane B. | Info & Operations Tech Hydro | ASG | OTH | 800 | A&G Expense Related GTDC | AA | 15 | 3875480 | 9 |  |  | 3788872.9194 | 70.47% | 2669978.7791 | 0.94333 | 2831217 | 2670783.9652 | Lines | 5340762.7443 | 6147236.0697 | 11487998.814 |  | 1999: 10640.4245
1247 | Network Services - MFalls | Lacour, Shane B. | Info & Operations Tech Hydro | ASG | OTH | 800 | A&G Expense Related GTDC | AA | 15 | 17445 | 10 | [8 empty] | Terminals | 4794823.317 | 5518857.9335 | 10313681.2505
1268 | HRD Maint Tools & Equipment | Rice, Wayne P. | Thermal Production | INT | INT | 120 | Thermal Generation | AA | 15 | 145498 | 11 | Terminals |  | INT | Transmission Demand |  |  |  |  | Other | 1546831.3703
1273 | Holyrood Gas Turbine | Rice, Wayne P. | Thermal Production | INT | INT | 130 | Gas Tubine Generation | AA | 15 | 1441248 | 12 | 1307 | 20% | 103692.6 | [5 empty] | A&G | 10119262.6329
1279 | Hydraulic F&T Execution | Inkpen, Karl L. | Hydro Production | INT | INT | 110 | Hydraulic Generation | AA | 15 | 476638 | 13 | 1325 | 100% | 6148868 | [7 empty] | Total | 21801680.0646
1281 | Hinds Lake | Inkpen, Karl L. | Hydro Production | INT | INT | 110 | Hydraulic Generation | AA | 15 | 515278 | 14 | 13462601 | 15% | 481884.6
128101 | Hinds Lake OP | Inkpen, Karl L. | Hydro Production | INT | INT | 110 | Hydraulic Generation | AA | 15 | 6353 | 15 | 1402 |  |  |  |  | 100% | 179534
1284 | Upper Salmon | Inkpen, Karl L. | Hydro Production | INT | INT | 110 | Hydraulic Generation | AA | 15 | 550497 | 16 | 1430 | 100% | 675442
128401 | Upper Salmon OP | Inkpen, Karl L. | Hydro Production | INT | INT | 110 | Hydraulic Generation | AA | 15 | 59334 | 17 | Apprentice |  | 121127.2917
1285 | Paradise River | Inkpen, Karl L. | Hydro Production | INT | INT | 110 | Hydraulic Generation | AA | 15 | 209274 | 18 |  |  | 7531014.4917 | 62.35% | 4695909.9634 | 0.55094 | 179534 | 98913.3537
128501 | Paradise River OP | Inkpen, Karl L. | Hydro Production | INT | INT | 110 | Hydraulic Generation | AA | 15 | 47276 | 19
1287 | Snooks Arm/Venams Bight | Inkpen, Karl L. | Hydro Production | INT | INT | 110 | Hydraulic Generation | AA | 15 | 104114 | 20 | Other |  | INT | Transmission Demand
128701 | Snooks Arm/Venams Bight OP | Inkpen, Karl L. | Hydro Production | INT | INT | 110 | Hydraulic Generation | AA | 15 | 32093 | 21 | 1236 | 48% | 1589001.6 |  |  | 1% | 33104.2
1290 | Cat Arm | Inkpen, Karl L. | Hydro Production | INT | INT | 110 | Hydraulic Generation | AA | 15 | 503055 | 22 | 1303 | 4% | 52502.8
129001 | Cat Arm OP | Inkpen, Karl L. | Hydro Production | INT | INT | 110 | Hydraulic Generation | AA | 15 | 27304 | 23 | 1819 | 25% | 77183.25
129002 | Cat Arm OP Removals | Inkpen, Karl L. | Hydro Production | INT | INT | 110 | Hydraulic Generation | AA | 15 | -195 | 24 | 2084 | 13% | 0 |  |  | 3% | 0
1291 | Fleet & Tools - Operations | Crant, Alvin W. | Hydro Production | INT | INT | 110 | Hydraulic Generation | AA | 15 | 141144 | 25 | 2085 | 17% | 0 |  |  | 6.33% | 0
1293 | Bay D'Espoir PH # 1 | Inkpen, Karl L. | Hydro Production | INT | INT | 110 | Hydraulic Generation | AA | 15 | 4308838 | 26 | 2086 | 1.5% | 0
129301 | BDE Powerhouse #1 OP | Inkpen, Karl L. | Hydro Production | INT | INT | 110 | Hydraulic Generation | AA | 15 | 349738 | 27 | 2087 | 30.5% | 0
129302 | BDE Powerhouse #1 OP | Inkpen, Karl L. | Hydro Production | INT | INT | 110 | Hydraulic Generation | AA | 15 | 331 | 28 | 2088 | 25% | 0 |  |  | 1% | 0
1294 | Bay D'Espoir PH # 2 | Inkpen, Karl L. | Hydro Production | INT | INT | 110 | Hydraulic Generation | AA | 15 | 163801 | 29 |  |  | 1718687.65 | 67.58% | 1522598 | 0.73203 | 33104.2 | 24233.3703
1295 | Granite Canal | Inkpen, Karl L. | Hydro Production | INT | INT | 110 | Hydraulic Generation | AA | 15 | 561003 | 30 |  |  |  |  | 8888486.7425 |  |  | 2793930.6892
129501 | Granite Canal | Inkpen, Karl L. | Hydro Production | INT | INT |  | . | AA | 15 | 38144 | 31 |  |  | A&G | 0.94209 | 8373789.5558 |  | 0.62474 | 1745473.0771
1296 | Assets Generation - HRD | Rice, Wayne P. | Thermal Production | INT | INT | 120 | Thermal Generation | AA | 15 | 9661046 | 32 |  |  |  |  | 17262276.2983 |  |  | 4539403.7663
1297 | Assets Common - HRD | Rice, Wayne P. | Thermal Production | INT | INT | 120 | Thermal Generation | AA | 15 | 5782709
1298 | Services Admin - HRD | Connolly, Steve E. | Thermal Production | INT | INT | 812 | A&G Thermal | AA | 15 | 1335410 | [8 empty] | 21801680.0646
1303 | Environmental Services Hydro | Organ, Marion E. | Environmental Services Hydro | AD1 | OTH | 901 | Direct & A&G Environment | AA | 15 | 1312570
1307 | Meter Shop | Brophy, Barry R. | Customer Service | ASW | OTH | 360 | Meters | AA | 15 | 518463 | [8 empty] | 14.13%
1308 | Drafting Hydro | Gardiner, Terence J. | Eng Support Services Hydro | PL1 | OTH | 850 | A&G All Plant | AA | 15 | 254370
1310 | Meter Testing Services | Lye, Anthony | Customer Service | ALL | ALL | NRA | Non-Regulated Activities | AA | 15 | 2586
1325 | Central Isl Inter Terminals | Champion, Rodney | TRO Western & Eastern | INT | INT | 220 | Terminal Stations | AA | 15 | 6148868
132501 | Central Terminal Stations OP | Champion, Rodney | TRO Western & Eastern | INT | INT | 220 | Terminal Stations | AA | 15 | 218825
132502 | Cen Isl Inter Term OP Removal | Champion, Rodney | TRO Western & Eastern | INT | INT | 220 | Terminal Stations | AA | 15 | 277782
1332 | Central Isl Inter Generation | Champion, Rodney | TRO Western & Eastern | INT | INT | 130 | Gas Tubine Generation | AA | 15 | 1449460
133201 | Central Generation Intercon OP | Champion, Rodney | TRO Western & Eastern | INT | INT | 130 | Gas Tubine Generation | AA | 15 | 100885
1333 | Central Isl Isolated Gen | Churchill, Michael J. | TRO Western & Eastern | ISO | ISO | 125 | Diesel Generation | AA | 15 | 2188860
1340 | Gas Turbines | Marche, Alberta M. | Gas Turbines | INT | INT | 130 | Gas Tubine Generation | AA | 15 | 2906601
1346 | Transportation & Regional Serv | O'Neill, Terry | TRO Northern & Labrador | ASG | OTH | 860 | A&G Allocation-Transportation | AA | 15 | 6592787
134601 | Transportation OP | O'Neill, Terry | TRO Northern & Labrador | ASG | OTH | 860 | A&G Allocation-Transportation | AA | 15 | 111162
13462601 | Transportation & Regional Serv | O'Neill, Terry | TRO Northern & Labrador | ASG | OTH | 860 | A&G Allocation-Transportation | AA | 15 | 3212564
1349 | Central Isl Int Transmission | Hicks, David | TRO Western & Eastern | INT | INT | 200 | Transmission Lines | AA | 15 | 2412692
134901 | Central Transmission OP | Hicks, David | TRO Western & Eastern | INT | INT | 200 | Transmission Lines | AA | 15 | 11267
134902 | Central Trans OP - Removal | Hicks, David | TRO Western & Eastern | INT | INT | 200 | Transmission Lines | AA | 15 | 78552
1350 | Central Isl Int Distribution | Hicks, David | TRO Western & Eastern | INT | INT | 300 | Distribution | AA | 15 | 3084725
135001 | Central Distribution Int. OP | Hicks, David | TRO Western & Eastern | INT | INT | 300 | Distribution | AA | 15 | 342801
135002 | Central Dist Int OP - Removal | Hicks, David | TRO Western & Eastern | INT | INT | 300 | Distribution | AA | 15 | 360
1351 | Central Isl Isol Distribution | Hicks, David | TRO Western & Eastern | ISO | ISO | 300 | Distribution | AA | 15 | 84368
1385 | Labrador Transmission | O'Brien, Anthony L. | TRO Northern & Labrador | LIN | LIN | 200 | Transmission Lines | AA | 15 | 238017
1388 | Twin Assets | O'Brien, Anthony L. | TRO Northern & Labrador | LIN | LIN | 200 | Transmission Lines | AA | 15 | 2593200
1396 | Lab Interconnect Distribution | O'Brien, Anthony L. | TRO Northern & Labrador | LIN | LIN | 300 | Distribution | AA | 15 | 1625443
139601 | Lab Interconnect Distribution | O'Brien, Anthony L. | TRO Northern & Labrador | LIN | LIN |  | . | AA | 15 | -208
139602 | Lab Inter Dist OP - Removals | O'Brien, Anthony L. | TRO Northern & Labrador | LIN | LIN | 300 | Distribution | AA | 15 | 9990
1397 | Lab Isolated Distribution | O'Brien, Anthony L. | TRO Northern & Labrador | LSO | LSO | 300 | Distribution | AA | 15 | 203193
139702 | Lab Iso Dist OP - Removals | O'Brien, Anthony L. | TRO Northern & Labrador | LSO | LSO | 300 | Distribution | AA | 15 | -763
1401 | Labrador Isolated Generation | Kean, Harold L. | TRO Northern & Labrador | LSO | LSO | 125 | Diesel Generation | AA | 15 | 4815487
140101 | Lab Generation Isolated OP | Kean, Harold L. | TRO Northern & Labrador | LSO | LSO | 125 | Diesel Generation | AA | 15 | 2584
140102 | Lab Iso Gen OP - Removals | Kean, Harold L. | TRO Northern & Labrador | LSO | LSO | 125 | Diesel Generation | AA | 15 | 36696
1402 | Labrador Terminals Inter | Kean, Harold L. | TRO Northern & Labrador | LIN | LIN | 220 | Terminal Stations | AA | 15 | 179534
1403 | Lab Interconnect Generation | Kean, Harold L. | TRO Northern & Labrador | LIN | LIN | 130 | Gas Tubine Generation | AA | 15 | 495447
140301 | Lab East Interconnected Gen OP | Kean, Harold L. | TRO Northern & Labrador | LIN | LIN | 130 | Gas Tubine Generation | AA | 15 | 24717
1405 | Natuashish | Kennedy, Richard | Natuashish | NR | NR | NRA | Non-Regulated Activities | AA | 15 | 845609
1410 | North Generation Interconnectd | Hillier, Wade | TRO Northern & Labrador | INT | INT | 125 | Diesel Generation | AA | 15 | 484512
141002 | North Gen Inter OP - Removals | Hillier, Wade | TRO Northern & Labrador | INT | INT | 125 | Diesel Generation | AA | 15 | 36038
1411 | North Generation Isolated | Hillier, Wade | TRO Northern & Labrador | LSO | LSO | 125 | Diesel Generation | AA | 15 | 3034814
141101 | North Generation Isolated OP | Hillier, Wade | TRO Northern & Labrador | LSO | LSO | 125 | Diesel Generation | AA | 15 | 143848
1425 | North Dist Labrador Isolated | Spence, Kirby N. | TRO Northern & Labrador | LSO | LSO | 300 | Distribution | AA | 15 | 404729
142502 | North Dist Lab Iso OP - Rem | Spence, Kirby N. | TRO Northern & Labrador | LSO | LSO | 300 | Distribution | AA | 15 | 6728
1426 | North Dist Lanse Au Loup | Spence, Kirby N. | TRO Northern & Labrador | LAL | LAL | 300 | Distribution | AA | 15 | 285468
142602 | North Dist LAL OP - Removals | Spence, Kirby N. | TRO Northern & Labrador | LAL | LAL | 300 | Distribution | AA | 15 | 6106
1427 | North Dist Isl Interconn | Spence, Kirby N. | TRO Northern & Labrador | INT | INT | 300 | Distribution | AA | 15 | 2398145
142701 | North Dist Interconn OP | Spence, Kirby N. | TRO Northern & Labrador | INT | INT | 300 | Distribution | AA | 15 | 48
142702 | North Dist Isl Inter OP - Rem | Spence, Kirby N. | TRO Northern & Labrador | INT | INT | 300 | Distribution | AA | 15 | 31139
1428 | Northern Transmission | Spence, Kirby N. | TRO Northern & Labrador | INT | INT | 200 | Transmission Lines | AA | 15 | 335193
142801 | Northern Transmission OP | Spence, Kirby N. | TRO Northern & Labrador | INT | INT |  | . | AA | 15 | 33543
1430 | Northern Terminals | Hillier, Wade | TRO Northern & Labrador | INT | INT | 220 | Terminal Stations | AA | 15 | 675442
1436 | North Gen Lanse au loup | Hillier, Wade | TRO Northern & Labrador | LAL | LAL | 125 | Diesel Generation | AA | 15 | 589718
1819 | Properties Hydro | Gardiner, Terence J. | Eng Support Services Hydro | AD2 | OTH | 864 | A&G Allocation-Properties | AA | 15 | 308733
194901 | Energy Conservation Labrador | Browne, Simone | Energy Conservation Labrador | NR | NR | NRA | Non-Regulated Activities | AA | 15 | 101877
1950 | Export Sales Operations | Jones, Gregory L. | Energy Marketing - Hydro | NR | NR | NRA | Non-Regulated Activities | AA | 15 | 2131482
1955 | Non-Regulated Costs | Russell, Carla | Non-Regulated Business Units | NR | NR | NRA | Non-Regulated Activities | AA | 15 | 1010663
1980 | Transition to Operations | Henderson, Robert J. | Transition to Operations | NR | NR | NRA | Non-Regulated Activities | AA | 15 | 91909
1981 | BPTO Team (NR) | LeDrew, Terry P R | BTPO Team (NR) | NR | NR | NRA | Non-Regulated Activities | AA | 15 | 54529
1982 | Ready for Integration (NR) | Thomas, Peter W. | Ready for Integration (NR) | NR | NR | NRA | Non-Regulated Activities | AA | 15 | 31499
2000 | Hydro Management | Martin, Edmund J. | Executive Leadership Hydro | ASG | OTH | 800 | A&G Expense Related GTDC | AA | 15 | 2050702
2001 | Internal Audit Hydro | Borden, Jackie | Internal Audit Hydro | ASG | OTH | 800 | A&G Expense Related GTDC | AA | 15 | 75571
2003 | Corporate Controller Hydro | Hull, Robert L. | Finance NL Hydro | ASG | OTH | 800 | A&G Expense Related GTDC | AA | 15 | 218987
2004 | Corporate Treasurer Hydro | Pelley, Scott | Treasury Hydro | ASG | OTH | 800 | A&G Expense Related GTDC | AA | 15 | 286921
2007 | Safety & Health | Hollohan, John M. | Safety & Health Hydro | ASG | OTH | 800 | A&G Expense Related GTDC | AA | 15 | 763651
2008 | Hydro Place Operations | Whelan, Michael P. | Supply Chain | ASG | OTH | 800 | A&G Expense Related GTDC | AA | 15 | 2626179
200801 | Hydro Place Operations OP | Whelan, Michael P. | Supply Chain | ASG | OTH | 800 | A&G Expense Related GTDC | AA | 15 | 101679
2012 | Operations Thermal | Cabot, Evan A. | Thermal Production | INT | INT | 120 | Thermal Generation | AA | 15 | 5919329
2013 | Maintenance Thermal | Rice, Wayne P. | Thermal Production | INT | INT | 120 | Thermal Generation | AA | 15 | 2272088
2016 | BDE Work Execution | Inkpen, Karl L. | Hydro Production | INT | INT | 110 | Hydraulic Generation | AA | 15 | 1918838
2017 | Hydraulic LT Asset Planning | Woodman, Robert G. | Hydro Production | INT | INT | 110 | Hydraulic Generation | AA | 15 | 548039
2018 | Hydraulic Administration | Maye, Derrick | Hydro Production | INT | INT | 811 | A&G Hydraulic | AA | 15 | 1080705
2021 | Rural Planning | Humphries, Paul W. | Generation & Rural Planning | ASG | OTH | 800 | A&G Expense Related GTDC | AA | 15 | 1098650
2022 | Human Resources Hydro | Roberts, Michael J. | Human Resources Hydro | AD3 | OTH | 903 | Direct & A&G Human Resources | AA | 15 | 3361681
2029 | Central Mgmt & Admin | Churchill, Michael J. | TRO Western & Eastern | AD4 | OTH | 861 | A&G Allocation-TRO Central | AA | 15 | 1804714
202901 | Central Mgmt & Admin - OP | Churchill, Michael J. | TRO Western & Eastern | AD4 | OTH | 861 | A&G Allocation-TRO Central | AA | 15 | 34165
2043 | Labrador Mgmt & Admin | Pike, April | TRO Northern & Labrador | AD5 | OTH | 863 | A&G Allocation-TRO Labrador | AA | 15 | 1291403
2050 | Northern Administration | Pike, April | TRO Northern & Labrador | AD6 | OTH | 862 | A&G Allocation-TRO Northern | AA | 15 | 624109
205001 | Northern Admin Projects | Smith, Roger C. | TRO Northern & Labrador | AD6 | OTH | 862 | A&G Allocation-TRO Northern | AA | 15 | 10187
2051 | Northern Manager | Pike, April | TRO Northern & Labrador | AD6 | OTH | 862 | A&G Allocation-TRO Northern | AA | 15 | 358425
2064 | Hydraulic Operations | Crant, Alvin W. | Hydro Production |  | OTH |  | . | AA | 15 | 1242416
2065 | Hydro Gen. Counsel/Corp Sect | Chamberlain, Wayne D. | Gen Counsel/Corp Sect Hydro | ASG | OTH | 800 | A&G Expense Related GTDC | AA | 15 | 486417
2066 | Hydro Retiree Costs | Janes, Elaina | Human Resources Hydro | ASG | OTH | 800 | A&G Expense Related GTDC | AA | 15 | 6602
2068 | IS Hydro | Sinclair, Helen L. | Info & Operations Tech Hydro | ASG | OTH | 800 | A&G Expense Related GTDC | AA | 15 | 3269873
2069 | Safety, Health & Environment | Manuel, Michael E. | Thermal Production | INT | INT | 120 | Thermal Generation | AA | 15 | 2778887
2072 | TRO Safety, Health & Environ | Smith, Paul W. | TRO Northern & Labrador | AD4 | OTH | 861 | A&G Allocation-TRO Central | AA | 15 | 522702
2073 | LT Asset Planning T & D | Zaichkowsky, Michael A. | TRO Western & Eastern | AD4 | OTH | 861 | A&G Allocation-TRO Central | AA | 15 | 572332
2074 | LT Asset Planning G & T | Ireland, Hughie | TRO Western & Eastern | AD4 | OTH | 861 | A&G Allocation-TRO Central | AA | 15 | 546294
2077 | Central Planners | Churchill, Michael J. | TRO Western & Eastern | AD4 | OTH | 861 | A&G Allocation-TRO Central | AA | 15 | 772082
2079 | TRO Management | Moore, Darren J. | TRO Western & Eastern | AD4 | OTH | 861 | A&G Allocation-TRO Central | AA | 15 | 1874946
2081 | Northern Planners | Smith, Dean H. | TRO Northern & Labrador | AD6 | OTH | 862 | A&G Allocation-TRO Northern | AA | 15 | 366982
2084 | Civil Engr Hydro | Gardiner, Terence J. | Civil & Lines Engr Hydro |  | OTH |  | . | AA | 15 | 311709
2085 | Electrical Engr Hydro | Hicks, David W. | Electrical Engr Hydro |  | OTH |  | . | AA | 15 | 314600
2086 | Mechanical Engr Hydro | Seymour, Robert N. | Mechanical Engr Hydro |  | OTH |  | . | AA | 15 | 518567
2087 | T & D Engr Hydro | Gardiner, Terence J. | Civil & Lines Engr Hydro |  | OTH |  | . | AA | 15 | 191930
208701 | T & D Engr OP Hydro | Gardiner, Terence J. | Civil & Lines Engr Hydro |  | OTH |  | . | AA | 15 | -11035
2088 | PCC Engr Hydro | Leggo, Estate of Richard W. | PCC Engr Hydro |  | OTH |  | . | AA | 15 | 1216059
2090 | Project Execution Hydro | Read, Gregory A. | Project Execution Hydro |  | OTH |  | . | AA | 15 | 666409
2091 | LT Asset Planning - Thermal | Adams, John | Thermal Production | INT | INT | 120 | Thermal Generation | AA | 15 | 1206369
2093 | Finance NL Hydro | Russell, Carla | Finance NL Hydro | ASG | OTH | 800 | A&G Expense Related GTDC | AA | 15 | 2115228
2094 | Trans. Plan & Integration Supp | Humphries, Paul W. | NL System Operator | ASG | OTH | 800 | A&G Expense Related GTDC | AA | 15 | 468883
2095 | Asset Mgmt & Reliability Hydro | Price, Brock | Asset Mgmt & Reliability Hydro |  | OTH |  | . | AA | 15 | 365
2096 | Ready for Integration Team | Thomas, Peter W. | NL System Operator |  | OTH |  | . | AA | 15 | 824591
2097 | BTPO Team | LeDrew, Terry P R | NL System Operator |  | OTH |  | . | AA | 15 | 228275
2098 | Supply Chain - Procurement | Whelan, Michael P. | Supply Chain | ASG | OTH | 800 | A&G Expense Related GTDC | AA | 15 | 36069
2166 | Isl Iso Fuel & Pwr Pur | Stratton, C Paul | NL System Operator | ISO | ISO | NOM | Non-Operating & Maintenance | AA | 15 | 3926
2180 | GT & Diesel Generation Mgmt | Marche, Alberta M. | Gas Turbines | INT | INT | 130 | Gas Tubine Generation | AA | 15 | 33011
2184 | Happy Valley GT | Marche, Alberta M. | Gas Turbines | INT | INT | 130 | Gas Tubine Generation | AA | 15 | 1601
2188 | Hardwoods & Stephenville GT | Marche, Alberta M. | Gas Turbines | INT | INT | 130 | Gas Tubine Generation | AA | 15 | 4643
8810 | Prior Year Adj - Hydro | Russell, Carla | Financial Reporting Adjustment | ALL | ALL | NOM | Non-Operating & Maintenance | AA | 15 | -2779500
8811 | Prior Year Adj - Hydro | Russell, Carla | Financial Reporting Adjustment |  | OTH |  | . | AA | 15 | -51900
8814 | Prior Year Adj - Hydro | Russell, Carla | Financial Reporting Adjustment | ALL | ALL | NOM | Non-Operating & Maintenance | AA | 15 | 1285500
9014 | IFRS Adjustments | Russell, Carla | Financial Reporting Adjustment | ALL | ALL | NOM | Non-Operating & Maintenance | AA | 15 | -295300
154322065
BU's not included in query
[9 empty] | 9000 | 1767167.7
[9 empty] | 1952 | 70028.23
[9 empty] | revised | 156159260.93
[10 empty] | 156159255.61 | PER JDE SS PULL
[10 empty] | 5.32 | CHECK

## NLH Tr O&M Actual, 2016
Bus Unit | Bus Unit Desc | Resp | Department | JDE Sys | Sys | JDE Fun | Function Desc | LT | Year | Annual Amount | SUMMARY
1183 | Risk & Insurance Hydro | Warren, Auburn | Finance NL Hydro | ASG | OTH | 800 | A&G Expense Related GTDC | AA | 16 | 2622703 |  | 2015
1186 | Communiations NL Hydro | Fisher, Deanne | Communications NL Hydro | ASG | OTH | 800 | A&G Expense Related GTDC | AA | 16 | 582736 | 1 | Transmssion |  | INT | Transmission Demand |  | LIN
1209 | Customer Communication & Supp | Lye, Anthony | Customer Service | ASC | OTH | 500 | Customer-Related | AA | 16 | 5499653 | 2 | 13462601 | 22.5% | 605634.75
1210 | Rates & Regulation | Russell, Carla | Regulatory Affairs | ASG | OTH | 800 | A&G Expense Related GTDC | AA | 16 | 3662918 | 3 | 1349 | 100% | 1666905
1230 | Energy Conservation | Browne, Simone | Energy Efficiency |  | OTH |  | . | AA | 16 | 429259 | 4 | 1428 | 100% | 246774
123001 | Energy Conservation OP | Browne, Simone | Energy Efficiency |  | OTH |  | . | AA | 16 | 0 | 5 | 1385 |  |  |  |  | 100% | 87854
1234 | Human Resources Other | Roberts, Michael J. | Human Resources Hydro | AD3 | OTH | 903 | Direct & A&G Human Resources | AA | 16 | 2383944 | 6 | 1388 |  |  |  |  | 100% | 1668893
1236 | System Operations | Butler, Robert C. | NL System Operator | INT | INT | 900 | Direct Allocation Sys Ops | AA | 16 | 2994718 | 7 | 138801 |  |  |  |  | 100% | 768426
1242 | Network Services Hydro | Lacour, Shane B. | Info & Operations Tech Hydro | ASG | OTH | 800 | A&G Expense Related GTDC | AA | 16 | 3252459 | 8 | Apprentice |  | 318161.0194 | [6 empty] | Directs | A&G, Other | Total
1247 | Network Services - MFalls | Lacour, Shane B. | Info & Operations Tech Hydro | ASG | OTH | 800 | A&G Expense Related GTDC | AA | 16 | -24905 | 9 |  |  | 2837474.7694 | 70.47% | 1999538.5387 | 0.94333 | 2525173 | 2382082.178 | Lines | 4381620.7167 | 5370672.3974 | 9752293.1141
1254 | EMS Hydro | Hemeon, Brian C. | Info & Operations Tech Hydro | ASG | OTH | 800 | A&G Expense Related GTDC | AA | 16 | 19889 | 10 | [8 empty] | Terminals | 3377932.024 | 4140423.705 | 7518355.729
1268 | HRD Maint Tools & Equipment | Rice, Wayne P. | Thermal Production | INT | INT | 120 | Thermal Generation | AA | 16 | 106543 | 11 | Terminals |  | INT | Transmission Demand |  |  |  |  | Other | 1548351.8397
1273 | Holyrood Gas Turbine | Rice, Wayne P. | Thermal Production | INT | INT | 130 | Gas Tubine Generation | AA | 16 | 1790630 | 12 | 1307 | 20% | 73177.8 | [5 empty] | A&G | 7962744.2628
1279 | Hydraulic F&T Execution | Inkpen, Karl L. | Hydro Production | INT | INT | 110 | Hydraulic Generation | AA | 16 | 399234 | 13 | 1325 | 100% | 4102367 | [7 empty] | Total | 17270648.8431
1281 | Hinds Lake | Inkpen, Karl L. | Hydro Production | INT | INT | 110 | Hydraulic Generation | AA | 16 | 443477 | 14 | 13462601 | 15% | 403756.5
128101 | Hinds Lake OP | Inkpen, Karl L. | Hydro Production | INT | INT | 110 | Hydraulic Generation | AA | 16 | 116619 | 15 | 1402 |  |  |  |  | 100% | 240405
1284 | Upper Salmon | Inkpen, Karl L. | Hydro Production | INT | INT | 110 | Hydraulic Generation | AA | 16 | 485467 | 16 | 1430 | 100% | 504478
128401 | Upper Salmon OP | Inkpen, Karl L. | Hydro Production | INT | INT | 110 | Hydraulic Generation | AA | 16 | 140530 | 17 | Apprentice |  | 121127.2917
1285 | Paradise River | Inkpen, Karl L. | Hydro Production | INT | INT | 110 | Hydraulic Generation | AA | 16 | 406414 | 18 |  |  | 5204906.5917 | 62.35% | 3245482.0993 | 0.55094 | 240405 | 132449.9248
128501 | Paradise River OP | Inkpen, Karl L. | Hydro Production | INT | INT | 110 | Hydraulic Generation | AA | 16 | 15508 | 19
1287 | Snooks Arm/Venams Bight | Inkpen, Karl L. | Hydro Production | INT | INT | 110 | Hydraulic Generation | AA | 16 | 75363 | 20 | Other |  | INT | Transmission Demand
1290 | Cat Arm | Inkpen, Karl L. | Hydro Production | INT | INT | 110 | Hydraulic Generation | AA | 16 | 567202 | 21 | 1236 | 48% | 1437464.64 |  |  | 1% | 29947.18
1291 | Fleet & Tools - Operations | Crant, Alvin W. | Hydro Production | INT | INT | 110 | Hydraulic Generation | AA | 16 | 129646 | 22 | 1303 | 4% | 47143.76
1293 | Bay D'Espoir PH # 1 | Inkpen, Karl L. | Hydro Production | INT | INT | 110 | Hydraulic Generation | AA | 16 | 4292885 | 23 | 1819 | 25% | 59360.5
129301 | BDE Powerhouse #1 OP | Inkpen, Karl L. | Hydro Production | INT | INT | 110 | Hydraulic Generation | AA | 16 | 641141 | 24 | 2084 | 13% | 22680.97 |  |  | 3% | 5234.07
1294 | Bay D'Espoir PH # 2 | Inkpen, Karl L. | Hydro Production | INT | INT | 110 | Hydraulic Generation | AA | 16 | 92867 | 25 | 2085 | 17% | 0 |  |  | 6.33% | 0
1295 | Granite Canal | Inkpen, Karl L. | Hydro Production | INT | INT | 110 | Hydraulic Generation | AA | 16 | 584663 | 26 | 2086 | 1.5% | 0
129501 | Granite Canal | Inkpen, Karl L. | Hydro Production | INT | INT |  | . | AA | 16 | 851 | 27 | 2087 | 30.5% | 0
1296 | Assets Generation - HRD | Rice, Wayne P. | Thermal Production | INT | INT | 120 | Thermal Generation | AA | 16 | 5801879 | 28 | 2088 | 25% | 0 |  |  | 1% | 0
1297 | Assets Common - HRD | Rice, Wayne P. | Thermal Production | INT | INT | 120 | Thermal Generation | AA | 16 | 4218997 | 29 |  |  | 1566649.87 | 67.58% | 1522598 | 0.73203 | 35181.25 | 25753.8397
1298 | Services Admin - HRD | Connolly, Steve E. | Thermal Production | INT | INT | 812 | A&G Thermal | AA | 16 | 1151901 | 30 |  |  |  |  | 6767618.638 |  |  | 2540285.9424
1303 | Environmental Services Hydro | Organ, Marion E. | Environmental Services Hydro | AD1 | OTH | 901 | Direct & A&G Environment | AA | 16 | 1178594 | 31 |  |  | A&G | 0.94209 | 6375732.5527 |  | 0.62474 | 1587011.71
1307 | Meter Shop | Brophy, Barry R. | Customer Service | ASW | OTH | 360 | Meters | AA | 16 | 365889 | 32 |  |  |  |  | 13143351.1907 |  |  | 4127297.6524
1308 | Drafting Hydro | Gardiner, Terence J. | Eng Support Services Hydro | PL1 | OTH | 850 | A&G All Plant | AA | 16 | 241227
1310 | Meter Testing Services | Lye, Anthony | Customer Service | ALL | ALL | NRA | Non-Regulated Activities | AA | 16 | 7714 | [8 empty] | 17270648.8431
1325 | Central Isl Inter Terminals | Champion, Rodney | TRO Western & Eastern | INT | INT | 220 | Terminal Stations | AA | 16 | 4102367
132501 | Central Terminal Stations OP | Champion, Rodney | TRO Western & Eastern | INT | INT | 220 | Terminal Stations | AA | 16 | 392496 | [8 empty] | 13.72%
1332 | Central Isl Inter Generation | Champion, Rodney | TRO Western & Eastern | INT | INT | 130 | Gas Tubine Generation | AA | 16 | 69382
133202 | Central Gen Inter OP -Removal | Champion, Rodney | TRO Western & Eastern | INT | INT | 130 | Gas Tubine Generation | AA | 16 | -1
1333 | Central Isl Isolated Gen | Churchill, Michael J. | TRO Western & Eastern | ISO | ISO | 125 | Diesel Generation | AA | 16 | 2138377
133301 | Central Generation Isolated OP | Churchill, Michael J. | TRO Western & Eastern | ISO | ISO | 125 | Diesel Generation | AA | 16 | 22490
1340 | Gas Turbines | Marche, Alberta M. | Gas Turbines | INT | INT | 130 | Gas Tubine Generation | AA | 16 | 3408291
134001 | Gas Turbines - OP | Marche, Alberta M. | Gas Turbines | INT | INT | 130 | Gas Tubine Generation | AA | 16 | 30517
1346 | Transportation & Regional Serv | O'Neill, Terry | TRO Northern & Labrador | ASG | OTH | 860 | A&G Allocation-Transportation | AA | 16 | 5193354
134601 | Transportation OP | O'Neill, Terry | TRO Northern & Labrador | ASG | OTH | 860 | A&G Allocation-Transportation | AA | 16 | 65261
13462601 | Transportation & Regional Serv | O'Neill, Terry | TRO Northern & Labrador | ASG | OTH | 860 | A&G Allocation-Transportation | AA | 16 | 2691710
1349 | Central Isl Int Transmission | Hicks, David | TRO Western & Eastern | INT | INT | 200 | Transmission Lines | AA | 16 | 1666905
134901 | Central Transmission OP | Hicks, David | TRO Western & Eastern | INT | INT | 200 | Transmission Lines | AA | 16 | 55355
1350 | Central Isl Int Distribution | Hicks, David | TRO Western & Eastern | INT | INT | 300 | Distribution | AA | 16 | 2740563
135001 | Central Distribution Int. OP | Hicks, David | TRO Western & Eastern | INT | INT | 300 | Distribution | AA | 16 | 178179
135002 | Central Dist Int OP - Removal | Hicks, David | TRO Western & Eastern | INT | INT | 300 | Distribution | AA | 16 | 0
1351 | Central Isl Isol Distribution | Hicks, David | TRO Western & Eastern | ISO | ISO | 300 | Distribution | AA | 16 | 116682
1385 | Labrador Transmission | O'Brien, Anthony L. | TRO Northern & Labrador | LIN | LIN | 200 | Transmission Lines | AA | 16 | 87854
138502 | Labrador Trans OP - Removals | Lyall, Kenneth | TRO Northern & Labrador | LIN | LIN | 200 | Transmission Lines | AA | 16 | 9531
1388 | Twin Assets | O'Brien, Anthony L. | TRO Northern & Labrador | LIN | LIN | 200 | Transmission Lines | AA | 16 | 1668893
138801 | TWIN ASSETS OP | O'Brien, Anthony L. | TRO Northern & Labrador | LSO | LSO | 300 | Distribution | AA | 16 | 768426
1396 | Lab Interconnect Distribution | O'Brien, Anthony L. | TRO Northern & Labrador | LIN | LIN | 300 | Distribution | AA | 16 | 1417587
139601 | Lab Interconnect Distribution | O'Brien, Anthony L. | TRO Northern & Labrador | LIN | LIN |  | . | AA | 16 | 236069
139602 | Lab Inter Dist OP - Removals | O'Brien, Anthony L. | TRO Northern & Labrador | LIN | LIN | 300 | Distribution | AA | 16 | 20500
1397 | Lab Isolated Distribution | O'Brien, Anthony L. | TRO Northern & Labrador | LSO | LSO | 300 | Distribution | AA | 16 | 183914
139702 | Lab Iso Dist OP - Removals | O'Brien, Anthony L. | TRO Northern & Labrador | LSO | LSO | 300 | Distribution | AA | 16 | 900
1401 | Labrador Isolated Generation | Kean, Harold L. | TRO Northern & Labrador | LSO | LSO | 125 | Diesel Generation | AA | 16 | 3836334
140101 | Lab Generation Isolated OP | Kean, Harold L. | TRO Northern & Labrador | LSO | LSO | 125 | Diesel Generation | AA | 16 | 25765
140102 | Lab Iso Gen OP - Removals | Kean, Harold L. | TRO Northern & Labrador | LSO | LSO | 125 | Diesel Generation | AA | 16 | 16755
1402 | Labrador Terminals Inter | Kean, Harold L. | TRO Northern & Labrador | LIN | LIN | 220 | Terminal Stations | AA | 16 | 240405
140201 | Lab Terminals Inter - OP | Sheppard, Alexander T. | TRO Northern & Labrador | LIN | LIN | 220 | Terminal Stations | AA | 16 | 1326
1403 | Lab Interconnect Generation | Kean, Harold L. | TRO Northern & Labrador | LIN | LIN | 130 | Gas Tubine Generation | AA | 16 | 227658
1405 | Natuashish | Kennedy, Richard | Natuashish | NR | NR | NRA | Non-Regulated Activities | AA | 16 | 397387
1410 | North Generation Interconnectd | Hillier, Wade | TRO Northern & Labrador | INT | INT | 125 | Diesel Generation | AA | 16 | 363332
141001 | North Generation Intercon OP | Hillier, Wade | TRO Northern & Labrador | INT | INT | 125 | Diesel Generation | AA | 16 | 84292
141002 | North Gen Inter OP - Removals | Hillier, Wade | TRO Northern & Labrador | INT | INT | 125 | Diesel Generation | AA | 16 | 6168
1411 | North Generation Isolated | Hillier, Wade | TRO Northern & Labrador | LSO | LSO | 125 | Diesel Generation | AA | 16 | 2648891
1415 | TRO Northern & Labrador | Hillier, Wade | TRO Northern & Labrador | AD6 | OTH | 862 | A&G Allocation-TRO Northern | AA | 16 | 687329
1425 | North Dist Labrador Isolated | Spence, Kirby N. | TRO Northern & Labrador | LSO | LSO | 300 | Distribution | AA | 16 | 307933
142502 | North Dist Lab Iso OP - Rem | Spence, Kirby N. | TRO Northern & Labrador | LSO | LSO | 300 | Distribution | AA | 16 | 4775
1426 | North Dist Lanse Au Loup | Spence, Kirby N. | TRO Northern & Labrador | LAL | LAL | 300 | Distribution | AA | 16 | 254076
142602 | North Dist LAL OP - Removals | Spence, Kirby N. | TRO Northern & Labrador | LAL | LAL | 300 | Distribution | AA | 16 | 2744
1427 | North Dist Isl Interconn | Spence, Kirby N. | TRO Northern & Labrador | INT | INT | 300 | Distribution | AA | 16 | 1899119
142702 | North Dist Isl Inter OP - Rem | Spence, Kirby N. | TRO Northern & Labrador | INT | INT | 300 | Distribution | AA | 16 | 4092
1428 | Northern Transmission | Spence, Kirby N. | TRO Northern & Labrador | INT | INT | 200 | Transmission Lines | AA | 16 | 246774
142801 | Northern Transmission OP | Spence, Kirby N. | TRO Northern & Labrador | INT | INT |  | . | AA | 16 | 25788
1430 | Northern Terminals | Hillier, Wade | TRO Northern & Labrador | INT | INT | 220 | Terminal Stations | AA | 16 | 504478
1436 | North Gen Lanse au loup | Hillier, Wade | TRO Northern & Labrador | LAL | LAL | 125 | Diesel Generation | AA | 16 | 350025
143601 | North Gen Lanse au loup OP | Hillier, Wade | TRO Northern & Labrador | LAL | LAL |  | . | AA | 16 | 31358
1819 | Properties Hydro | Gardiner, Terence J. | Eng Support Services Hydro | AD2 | OTH | 864 | A&G Allocation-Properties | AA | 16 | 237442
194901 | Energy Conservation Labrador | Browne, Simone | Energy Conservation Labrador | NR | NR | NRA | Non-Regulated Activities | AA | 16 | 108204
1955 | Non-Regulated Costs | Russell, Carla | Non-Regulated Business Units | NR | NR | NRA | Non-Regulated Activities | AA | 16 | 841214
1980 | Transition to Operations | Henderson, Robert J. | Transition to Operations | NR | NR | NRA | Non-Regulated Activities | AA | 16 | -7883
1981 | BPTO Team (NR) | LeDrew, Terry P R | BTPO Team (NR) | NR | NR | NRA | Non-Regulated Activities | AA | 16 | -748
1982 | Ready for Integration (NR) | Thomas, Peter W. | Ready for Integration (NR) | NR | NR | NRA | Non-Regulated Activities | AA | 16 | -778
1983 | Human Resources Other (NR) | Henderson, Robert J. | HR Other (NR) | NR | NR | NRA | Non-Regulated Activities | AA | 16 | -1
2000 | Hydro Management | Martin, Edmund J. | Executive Leadership Hydro | ASG | OTH | 800 | A&G Expense Related GTDC | AA | 16 | 1503283
2001 | Internal Audit Hydro | Borden, Jackie | Internal Audit Hydro | ASG | OTH | 800 | A&G Expense Related GTDC | AA | 16 | 118092
2003 | Corporate Controller Hydro | Hull, Robert L. | Finance NL Hydro | ASG | OTH | 800 | A&G Expense Related GTDC | AA | 16 | -158943
2004 | Corporate Treasurer Hydro | Pelley, Scott | Treasury Hydro | ASG | OTH | 800 | A&G Expense Related GTDC | AA | 16 | 232116
2007 | Safety & Health | Hollohan, John M. | Safety & Health Hydro | ASG | OTH | 800 | A&G Expense Related GTDC | AA | 16 | 576198
2008 | Hydro Place Operations | Whelan, Michael P. | Supply Chain | ASG | OTH | 800 | A&G Expense Related GTDC | AA | 16 | 456662
200801 | Hydro Place Operations OP | Whelan, Michael P. | Supply Chain | ASG | OTH | 800 | A&G Expense Related GTDC | AA | 16 | 60861
2012 | Operations Thermal | Cabot, Evan A. | Thermal Production | INT | INT | 120 | Thermal Generation | AA | 16 | 5347975
2013 | Maintenance Thermal | Rice, Wayne P. | Thermal Production | INT | INT | 120 | Thermal Generation | AA | 16 | 1848660
2016 | BDE Work Execution | Inkpen, Karl L. | Hydro Production | INT | INT | 110 | Hydraulic Generation | AA | 16 | 1306096
2017 | Hydraulic LT Asset Planning | Woodman, Robert G. | Hydro Production | INT | INT | 110 | Hydraulic Generation | AA | 16 | 452001
2018 | Hydraulic Administration | Maye, Derrick | Hydro Production | INT | INT | 811 | A&G Hydraulic | AA | 16 | 1155962
2021 | Rural Planning | Humphries, Paul W. | Generation & Rural Planning | ASG | OTH | 800 | A&G Expense Related GTDC | AA | 16 | 899118
2022 | Human Resources Hydro | Roberts, Michael J. | Human Resources Hydro | AD3 | OTH | 903 | Direct & A&G Human Resources | AA | 16 | 3113304
2029 | Central Mgmt & Admin | Churchill, Michael J. | TRO Western & Eastern | AD4 | OTH | 861 | A&G Allocation-TRO Central | AA | 16 | 1626642
2043 | Labrador Mgmt & Admin | Pike, April | TRO Northern & Labrador | AD5 | OTH | 863 | A&G Allocation-TRO Labrador | AA | 16 | 1280713
2050 | Northern Administration | Pike, April | TRO Northern & Labrador | AD6 | OTH | 862 | A&G Allocation-TRO Northern | AA | 16 | 553172
205001 | Northern Admin Projects | Smith, Roger C. | TRO Northern & Labrador | AD6 | OTH | 862 | A&G Allocation-TRO Northern | AA | 16 | 35
2051 | Northern Manager | Pike, April | TRO Northern & Labrador | AD6 | OTH | 862 | A&G Allocation-TRO Northern | AA | 16 | 340637
2064 | Hydraulic Operations | Crant, Alvin W. | Hydro Production |  | OTH |  | . | AA | 16 | 714476
2065 | Hydro Gen. Counsel/Corp Sect | Chamberlain, Wayne D. | Gen Counsel/Corp Sect Hydro | ASG | OTH | 800 | A&G Expense Related GTDC | AA | 16 | 405602
2066 | Hydro Retiree Costs | Janes, Elaina | Human Resources Hydro | ASG | OTH | 800 | A&G Expense Related GTDC | AA | 16 | 22031
2068 | IS Hydro | Sinclair, Helen L. | Info & Operations Tech Hydro | ASG | OTH | 800 | A&G Expense Related GTDC | AA | 16 | 3151660
2069 | Safety, Health & Environment | Manuel, Michael E. | Thermal Production | INT | INT | 120 | Thermal Generation | AA | 16 | 2539014
2072 | TRO Safety, Health & Environ | Smith, Paul W. | TRO Northern & Labrador | AD4 | OTH | 861 | A&G Allocation-TRO Central | AA | 16 | 602852
2073 | LT Asset Planning T & D | Zaichkowsky, Michael A. | TRO Western & Eastern | AD4 | OTH | 861 | A&G Allocation-TRO Central | AA | 16 | 497168
2074 | LT Asset Planning G & T | Ireland, Hughie | TRO Western & Eastern | AD4 | OTH | 861 | A&G Allocation-TRO Central | AA | 16 | 515146
2077 | Central Planners | Churchill, Michael J. | TRO Western & Eastern | AD4 | OTH | 861 | A&G Allocation-TRO Central | AA | 16 | 494240
2079 | TRO Management | Moore, Darren J. | TRO Western & Eastern | AD4 | OTH | 861 | A&G Allocation-TRO Central | AA | 16 | 1318471
2081 | Northern Planners | Smith, Dean H. | TRO Northern & Labrador | AD6 | OTH | 862 | A&G Allocation-TRO Northern | AA | 16 | 336371
2084 | Civil Engr Hydro | Gardiner, Terence J. | Civil & Lines Engr Hydro |  | OTH |  | . | AA | 16 | 174469
2085 | Electrical Engr Hydro | Hicks, David W. | Electrical Engr Hydro |  | OTH |  | . | AA | 16 | 2047
2086 | Mechanical Engr Hydro | Seymour, Robert N. | Mechanical Engr Hydro |  | OTH |  | . | AA | 16 | 230306
2087 | T & D Engr Hydro | Gardiner, Terence J. | Civil & Lines Engr Hydro |  | OTH |  | . | AA | 16 | 288155
2088 | PCC Engr Hydro | Leggo, Estate of Richard W. | PCC Engr Hydro |  | OTH |  | . | AA | 16 | 792834
2090 | Project Execution Hydro | Read, Gregory A. | Project Execution Hydro |  | OTH |  | . | AA | 16 | 354079
2091 | LT Asset Planning - Thermal | Adams, John | Thermal Production | INT | INT | 120 | Thermal Generation | AA | 16 | 778433
2092 | Energy Marketing Finance | Lutz, Carol Anne | Finance NL Hydro | ASG | OTH | 800 | A&G Expense Related GTDC | AA | 16 | -953
2093 | Finance NL Hydro | Russell, Carla | Finance NL Hydro | ASG | OTH | 800 | A&G Expense Related GTDC | AA | 16 | 1775057
2094 | Trans. Plan & Integration Supp | Humphries, Paul W. | NL System Operator | ASG | OTH | 800 | A&G Expense Related GTDC | AA | 16 | 429485
2095 | Asset Mgmt & Reliability Hydro | Price, Brock | Asset Mgmt & Reliability Hydro |  | OTH |  | . | AA | 16 | 103451
2096 | Ready for Integration Team | Thomas, Peter W. | NL System Operator |  | OTH |  | . | AA | 16 | -17794
2097 | BTPO Team | LeDrew, Terry P R | NL System Operator |  | OTH |  | . | AA | 16 | 25403
2098 | Supply Chain - Procurement | Whelan, Michael P. | Supply Chain | ASG | OTH | 800 | A&G Expense Related GTDC | AA | 16 | 1196075
2099 | Thermal Production | Cabot, Evan A. | Thermal Production | INT | INT | 120 | Thermal Generation | AA | 16 | 215230
2100 | Finance CF (Charge Out) | Russell, Carla | Finance Non-Reg | ASG | OTH | 800 | A&G Expense Related GTDC | AA | 16 | 7813
2101 | Finance Nalcor (Charge Out) | Russell, Carla | Finance Non-Reg | ASG | OTH | 800 | A&G Expense Related GTDC | AA | 16 | 16358
2125 | Exploits Generation | Maye, Derrick | Exploits Generation |  | OTH |  | . | AA | 16 | -12768
2127 | Exploits Work Execution | Maye, Derrick | Exploits Generation |  | OTH |  | . | AA | 16 | -10488
2129 | Exploits Long Term Asset Plan | Maye, Derrick | Exploits Generation |  | OTH |  | . | AA | 16 | -1844
2136 | Business Systems - Hydro | Warren, Jennifer | Business Systems - Hydro |  | OTH |  | . | AA | 16 | -73018
2166 | Isl Iso Fuel & Pwr Pur | Stratton, C Paul | NL System Operator | ISO | ISO | NOM | Non-Operating & Maintenance | AA | 16 | 2123
2180 | GT & Diesel Generation Mgmt | Marche, Alberta M. | Gas Turbines | INT | INT | 130 | Gas Tubine Generation | AA | 16 | 647844
2184 | Happy Valley GT | Marche, Alberta M. | Gas Turbines | INT | INT | 130 | Gas Tubine Generation | AA | 16 | 147626
2188 | Hardwoods & Stephenville GT | Marche, Alberta M. | Gas Turbines | INT | INT | 130 | Gas Tubine Generation | AA | 16 | 1434993
218801 | Hardwoods & S'ville GT OP | Marche, Alberta M. | Gas Turbines | INT | INT | 130 | Gas Tubine Generation | AA | 16 | 37254
2198 | Supply Chain-Material Control | Whelan, Michael P. | Supply Chain | ASG | OTH | 800 | A&G Expense Related GTDC | AA | 16 | 50660
9014 | IFRS Adjustments | Russell, Carla | Financial Reporting Adjustment | ALL | ALL | NOM | Non-Operating & Maintenance | AA | 16 | 657683
125848599
BU's not included in query
-15925.78
3034990.77
128867663.99
[10 empty] | 128867665.62 | PER JDE SS PULL
[10 empty] | 1.63 | CHECK

## NLH Tr O&M Actual 2017
Bus Unit | Bus Unit Desc | Resp | Department | JDE Sys | Sys | JDE Fun | Function Desc | LT | Year | Annual Amount | SUMMARY
1183 | Risk & Insurance Hydro | Warren, Auburn | Finance NL Hydro | ASG | OTH | 800 | A&G Expense Related GTDC | AA | 17 | 3286359.78 |  | 2015
1186 | Communiations NL Hydro | Fisher, Deanne | Communications NL Hydro | ASG | OTH | 800 | A&G Expense Related GTDC | AA | 17 | 769380.22 | 1 | Transmssion |  | INT | Transmission Demand |  | LIN
1209 | Customer Communication & Supp | Lye, Anthony | Customer Service | ASC | OTH | 500 | Customer-Related | AA | 17 | 5245610.46 | 2 | 13462601 | 22.5% | 736511.3392
120901 | Cust Comm - OP Proj | Brophy, Barry R. | Customer Service | ASC | OTH | 500 | Customer-Related | AA | 17 | -235.13 | 3 | 1349 | 100% | 1645696.74
1210 | Rates & Regulation | Russell, Carla | Regulatory Affairs | ASG | OTH | 800 | A&G Expense Related GTDC | AA | 17 | 2367381.64 | 4 | 1428 | 100% | 195231.81
121001 | Rates & Regulation OP | Russell, Carla | Regulatory Affairs | ASG | OTH | 800 | A&G Expense Related GTDC | AA | 17 | 0.59 | 5 | 1385 |  |  |  |  | 100% | 93161.82
1225 | Apprenticeship Program | Janes, Elaina | Human Resources Hydro | AD3 | OTH | 903 | Direct & A&G Human Resources | AA | 17 | 31.28 | 6 | 1388 |  |  |  |  | 100% | 1823110.88
1226 | Admin & Office Services | Roberts, Michael J. | Supply Chain | AD3 | OTH | 903 | Direct & A&G Human Resources | AA | 17 | 263056.39 | 7 | 138801 |  |  |  |  | 100% | 373600.2
1230 | Energy Conservation | Browne, Simone | Energy Efficiency |  | OTH |  | . | AA | 17 | 401267.64 | 8 | Apprentice |  | 318161.0194
1234 | Human Resources Other | Roberts, Michael J. | Human Resources Hydro | AD3 | OTH | 903 | Direct & A&G Human Resources | AA | 17 | 2880534.41 | 9 |  |  | 2895600.9087 | 70.47% | 2040499.4159 | 0.94333 | 2289872.9 | 2160115.5346
1236 | System Operations | Butler, Robert C. | NL System Operator | INT | INT | 900 | Direct Allocation Sys Ops | AA | 17 | 2732977.7 | 10
1242 | Network Services Hydro | Lacour, Shane B. | Info & Operations Tech Hydro | ASG | OTH | 800 | A&G Expense Related GTDC | AA | 17 | 3365563.9 | 11 | Terminals |  | INT | Transmission Demand
1247 | Network Services - MFalls | Lacour, Shane B. | Info & Operations Tech Hydro | ASG | OTH | 800 | A&G Expense Related GTDC | AA | 17 | -47971.03 | 12 | 1307 | 20% | 89971.638
1254 | EMS Hydro | Hemeon, Brian C. | Info & Operations Tech Hydro | ASG | OTH | 800 | A&G Expense Related GTDC | AA | 17 | 1199117.45 | 13 | 1325 | 100% | 4140075.38
1268 | HRD Maint Tools & Equipment | Rice, Wayne P. | Thermal Production | INT | INT | 120 | Thermal Generation | AA | 17 | 142133.44 | 14 | 13462601 | 15% | 491007.5595
1273 | Holyrood Gas Turbine | Rice, Wayne P. | Thermal Production | INT | INT | 130 | Gas Tubine Generation | AA | 17 | 1340799.84 | 15 | 1402 |  |  |  |  | 100% | 333133.03
1279 | Hydraulic F&T Execution | Inkpen, Karl L. | Hydro Production | INT | INT | 110 | Hydraulic Generation | AA | 17 | 479749.34 | 16 | 1430 | 100% | 495998.99
1281 | Hinds Lake | Inkpen, Karl L. | Hydro Production | INT | INT | 110 | Hydraulic Generation | AA | 17 | 666882.71 | 17 | Apprentice |  | 121127.2917
128101 | Hinds Lake OP | Inkpen, Karl L. | Hydro Production | INT | INT | 110 | Hydraulic Generation | AA | 17 | -12900.67 | 18 |  |  | 5338180.8592 | 62.35% | 3328584.311 | 0.55094 | 333133.03 | 183537.9662
1284 | Upper Salmon | Inkpen, Karl L. | Hydro Production | INT | INT | 110 | Hydraulic Generation | AA | 17 | 762876.12 | 19
128401 | Upper Salmon OP | Inkpen, Karl L. | Hydro Production | INT | INT | 110 | Hydraulic Generation | AA | 17 | 3223.67 | 20 | Other |  | INT | Transmission Demand
1285 | Paradise River | Inkpen, Karl L. | Hydro Production | INT | INT | 110 | Hydraulic Generation | AA | 17 | 315589.28 | 21 | 1236 | 48% | 1311829.296 |  |  | 1% | 27329.777
1287 | Snooks Arm/Venams Bight | Inkpen, Karl L. | Hydro Production | INT | INT | 110 | Hydraulic Generation | AA | 17 | 75190.94 | 22 | 1303 | 4% | 45280.5968
1290 | Cat Arm | Inkpen, Karl L. | Hydro Production | INT | INT | 110 | Hydraulic Generation | AA | 17 | 502016.97 | 23 | 1819 | 25% | 75602.4075
129001 | Cat Arm OP | Inkpen, Karl L. | Hydro Production | INT | INT | 110 | Hydraulic Generation | AA | 17 | 86723.13 | 24 | 2084 | 13% | 0 |  |  | 3% | 0
1291 | Fleet & Tools - Operations | Crant, Alvin W. | Hydro Production | INT | INT | 110 | Hydraulic Generation | AA | 17 | 162012.35 | 25 | 2085 | 17% | 0 |  |  | 6.33% | 0
1293 | Bay D'Espoir PH # 1 | Inkpen, Karl L. | Hydro Production | INT | INT | 110 | Hydraulic Generation | AA | 17 | 4542923.38 | 26 | 2086 | 1.5% | 0
129301 | BDE Powerhouse #1 OP | Inkpen, Karl L. | Hydro Production | INT | INT | 110 | Hydraulic Generation | AA | 17 | 324537.3 | 27 | 2087 | 30.5% | 0
1294 | Bay D'Espoir PH # 2 | Inkpen, Karl L. | Hydro Production | INT | INT | 110 | Hydraulic Generation | AA | 17 | 401826.64 | 28 | 2088 | 25% | 0 |  |  | 1% | 0
1295 | Granite Canal | Inkpen, Karl L. | Hydro Production | INT | INT | 110 | Hydraulic Generation | AA | 17 | 423167.76 | 29 |  |  | 1432712.3003 | 67.58% | 1522598 | 0.73203 | 27329.777 | 20006.3015
1296 | Assets Generation - HRD | Rice, Wayne P. | Thermal Production | INT | INT | 120 | Thermal Generation | AA | 17 | 6340388.22 | 30 |  |  |  |  | 6891681.7269 |  |  | 2363659.8023
1297 | Assets Common - HRD | Rice, Wayne P. | Thermal Production | INT | INT | 120 | Thermal Generation | AA | 17 | 4664691.03 | 31 |  |  | A&G | 0.94209 | 6492611.6378 |  | 0.62474 | 1476666.7493
1298 | Services Admin - HRD | Connolly, Steve E. | Thermal Production | INT | INT | 812 | A&G Thermal | AA | 17 | 979351.81 | 32 |  |  |  |  | 13384293.3647 |  |  | 3840326.5516
1303 | Environmental Services Hydro | Organ, Marion E. | Environmental Services Hydro | AD1 | OTH | 901 | Direct & A&G Environment | AA | 17 | 1132014.92
1307 | Meter Shop | Brophy, Barry R. | Customer Service | ASW | OTH | 360 | Meters | AA | 17 | 449858.19 | [8 empty] | 17224619.9162
1308 | Drafting Hydro | Gardiner, Terence J. | Engineering Services Hydro | PL1 | OTH | 850 | A&G All Plant | AA | 17 | 304677.53
1309 | Eng Support Services Hydro | Poole, Annette M. | Engineering Services Hydro |  | OTH |  | . | AA | 17 | 170699.51 | [8 empty] | 13.08%
1310 | Meter Testing Services | Lye, Anthony | Customer Service | ALL | ALL | NRA | Non-Regulated Activities | AA | 17 | 10407.26
1325 | Central Isl Inter Terminals | Champion, Rodney | TRO Western & Eastern | INT | INT | 220 | Terminal Stations | AA | 17 | 4140075.38
132501 | Central Terminal Stations OP | Champion, Rodney | TRO Western & Eastern | INT | INT | 220 | Terminal Stations | AA | 17 | 122875.1
1332 | Central Isl Inter Generation | Champion, Rodney | TRO Western & Eastern | INT | INT | 130 | Gas Tubine Generation | AA | 17 | 98240.65
1333 | Central Isl Isolated Gen | Churchill, Michael J. | TRO Western & Eastern | ISO | ISO | 125 | Diesel Generation | AA | 17 | 2231137.81
133301 | Central Generation Isolated OP | Churchill, Michael J. | TRO Western & Eastern | ISO | ISO | 125 | Diesel Generation | AA | 17 | 61861.66
1340 | Gas Turbines | Marche, Alberta M. | Gas Turbines | INT | INT | 130 | Gas Tubine Generation | AA | 17 | 2957732.31
134001 | Gas Turbines - OP | Marche, Alberta M. | Gas Turbines | INT | INT | 130 | Gas Tubine Generation | AA | 17 | 50617
1346 | Transportation & Regional Serv | O'Neill, Terry | TRO Northern & Labrador | ASG | OTH | 860 | A&G Allocation-Transportation | AA | 17 | 4542378.78
134601 | Transportation OP | O'Neill, Terry | TRO Northern & Labrador | ASG | OTH | 860 | A&G Allocation-Transportation | AA | 17 | 22984.74
13462601 | Transportation & Regional Serv | O'Neill, Terry | TRO Northern & Labrador | ASG | OTH | 860 | A&G Allocation-Transportation | AA | 17 | 3273383.73
1349 | Central Isl Int Transmission | Hicks, David | TRO Western & Eastern | INT | INT | 200 | Transmission Lines | AA | 17 | 1645696.74
134901 | Central Transmission OP | Hicks, David | TRO Western & Eastern | INT | INT | 200 | Transmission Lines | AA | 17 | 65445.21
1350 | Central Isl Int Distribution | Hicks, David | TRO Western & Eastern | INT | INT | 300 | Distribution | AA | 17 | 2816581.56
135001 | Central Distribution Int. OP | Hicks, David | TRO Western & Eastern | INT | INT | 300 | Distribution | AA | 17 | 28791.34
135002 | Central Dist Int OP - Removal | Hicks, David | TRO Western & Eastern | INT | INT | 300 | Distribution | AA | 17 | 346.26
1351 | Central Isl Isol Distribution | Hicks, David | TRO Western & Eastern | ISO | ISO | 300 | Distribution | AA | 17 | 87219.81
1385 | Labrador Transmission | O'Brien, Anthony L. | TRO Northern & Labrador | LIN | LIN | 200 | Transmission Lines | AA | 17 | 93161.82
138501 | Lab Transmission | Lyall, Kenneth | TRO Northern & Labrador | LIN | LIN | 200 | Transmission Lines | AA | 17 | 1875
138502 | Labrador Trans OP - Removals | Lyall, Kenneth | TRO Northern & Labrador | LIN | LIN | 200 | Transmission Lines | AA | 17 | 31852.97
1388 | Twin Assets | O'Brien, Anthony L. | TRO Northern & Labrador | LIN | LIN | 200 | Transmission Lines | AA | 17 | 1823110.88
138801 | TWIN ASSETS OP | O'Brien, Anthony L. | TRO Northern & Labrador | LSO | LSO | 300 | Distribution | AA | 17 | 373600.2
1396 | Lab Interconnect Distribution | O'Brien, Anthony L. | TRO Northern & Labrador | LIN | LIN | 300 | Distribution | AA | 17 | 1519444.03
139601 | Lab Interconnect Distribution | O'Brien, Anthony L. | TRO Northern & Labrador | LIN | LIN |  | . | AA | 17 | 599922.51
139602 | Lab Inter Dist OP - Removals | O'Brien, Anthony L. | TRO Northern & Labrador | LIN | LIN | 300 | Distribution | AA | 17 | 39234.2
1397 | Lab Isolated Distribution | O'Brien, Anthony L. | TRO Northern & Labrador | LSO | LSO | 300 | Distribution | AA | 17 | 140656.29
139702 | Lab Iso Dist OP - Removals | O'Brien, Anthony L. | TRO Northern & Labrador | LSO | LSO | 300 | Distribution | AA | 17 | 6601.72
1401 | Labrador Isolated Generation | Kean, Harold L. | TRO Northern & Labrador | LSO | LSO | 125 | Diesel Generation | AA | 17 | 4490862.49
140101 | Lab Generation Isolated OP | Kean, Harold L. | TRO Northern & Labrador | LSO | LSO | 125 | Diesel Generation | AA | 17 | 51355.51
1402 | Labrador Terminals Inter | Kean, Harold L. | TRO Northern & Labrador | LIN | LIN | 220 | Terminal Stations | AA | 17 | 333133.03
140201 | Lab Terminals Inter - OP | Sheppard, Alexander T. | TRO Northern & Labrador | LIN | LIN | 220 | Terminal Stations | AA | 17 | 1215.39
1403 | Lab Interconnect Generation | Kean, Harold L. | TRO Northern & Labrador | LIN | LIN | 130 | Gas Tubine Generation | AA | 17 | 183190.31
1405 | Natuashish | Kennedy, Richard | Natuashish | NR | NR | NRA | Non-Regulated Activities | AA | 17 | -1077967.75
1410 | North Generation Interconnectd | Hillier, Wade | TRO Northern & Labrador | INT | INT | 125 | Diesel Generation | AA | 17 | 292838.39
141001 | North Generation Intercon OP | Hillier, Wade | TRO Northern & Labrador | INT | INT | 125 | Diesel Generation | AA | 17 | 53125.5
1411 | North Generation Isolated | Hillier, Wade | TRO Northern & Labrador | LSO | LSO | 125 | Diesel Generation | AA | 17 | 2563225.88
141101 | North Generation Isolated OP | Hillier, Wade | TRO Northern & Labrador | LSO | LSO | 125 | Diesel Generation | AA | 17 | 13386.4
1415 | TRO Northern & Labrador | Hillier, Wade | TRO Northern & Labrador | AD6 | OTH | 862 | A&G Allocation-TRO Northern | AA | 17 | 1141354.29
1425 | North Dist Labrador Isolated | Spence, Kirby N. | TRO Northern & Labrador | LSO | LSO | 300 | Distribution | AA | 17 | 322550.04
142502 | North Dist Lab Iso OP - Rem | Spence, Kirby N. | TRO Northern & Labrador | LSO | LSO | 300 | Distribution | AA | 17 | 1985.91
1426 | North Dist Lanse Au Loup | Spence, Kirby N. | TRO Northern & Labrador | LAL | LAL | 300 | Distribution | AA | 17 | 237451.02
142602 | North Dist LAL OP - Removals | Spence, Kirby N. | TRO Northern & Labrador | LAL | LAL | 300 | Distribution | AA | 17 | 9246.44
1427 | North Dist Isl Interconn | Spence, Kirby N. | TRO Northern & Labrador | INT | INT | 300 | Distribution | AA | 17 | 1849265.37
142702 | North Dist Isl Inter OP - Rem | Spence, Kirby N. | TRO Northern & Labrador | INT | INT | 300 | Distribution | AA | 17 | 3304.25
1428 | Northern Transmission | Spence, Kirby N. | TRO Northern & Labrador | INT | INT | 200 | Transmission Lines | AA | 17 | 195231.81
142801 | Northern Transmission OP | Spence, Kirby N. | TRO Northern & Labrador | INT | INT |  | . | AA | 17 | 54211.19
1430 | Northern Terminals | Hillier, Wade | TRO Northern & Labrador | INT | INT | 220 | Terminal Stations | AA | 17 | 495998.99
1436 | North Gen Lanse au loup | Hillier, Wade | TRO Northern & Labrador | LAL | LAL | 125 | Diesel Generation | AA | 17 | 317742.07
1819 | Properties Hydro | Gardiner, Terence J. | Engineering Services Hydro | AD2 | OTH | 864 | A&G Allocation-Properties | AA | 17 | 302409.63
1836 | Granite Canal Warehouse | Pelley, Madonna | Supply Chain |  | OTH |  | . | AA | 17 | 221.24
194901 | Energy Conservation Labrador | Browne, Simone | Energy Conservation Labrador | NR | NR | NRA | Non-Regulated Activities | AA | 17 | 85007.38
1950 | Export Sales Operations | Jones, Gregory L. | Energy Marketing - Hydro | NR | NR | NRA | Non-Regulated Activities | AA | 17 | -15200
1952 | IOC Sales Operations | Finlay, Carmel Ann | IOCC Sales | NR | NR | NRA | Non-Regulated Activities | AA | 17 | 1641974.32
1955 | Non-Regulated Costs | Russell, Carla | Non-Regulated Business Units | NR | NR | NRA | Non-Regulated Activities | AA | 17 | 977419.05
1980 | Transition to Operations | Henderson, Robert J. | Transition to Operations | NR | NR | NRA | Non-Regulated Activities | AA | 17 | -35129.97
1981 | BPTO Team (NR) | LeDrew, Terry P R | BTPO Team (NR) | NR | NR | NRA | Non-Regulated Activities | AA | 17 | -136.31
2000 | Hydro Management | Martin, Edmund J. | Executive Leadership Hydro | ASG | OTH | 800 | A&G Expense Related GTDC | AA | 17 | 2707676.85
2001 | Internal Audit Hydro | Borden, Jackie | Internal Audit Hydro | ASG | OTH | 800 | A&G Expense Related GTDC | AA | 17 | 245271.59
2003 | Corporate Controller Hydro | Hull, Robert L. | Finance NL Hydro | ASG | OTH | 800 | A&G Expense Related GTDC | AA | 17 | -328564.33
2004 | Corporate Treasurer Hydro | Pelley, Scott | Treasury Hydro | ASG | OTH | 800 | A&G Expense Related GTDC | AA | 17 | 270397.05
2007 | Safety & Health | Hollohan, John M. | Safety & Health Hydro | ASG | OTH | 800 | A&G Expense Related GTDC | AA | 17 | 797507.11
2008 | Hydro Place Operations | Whelan, Michael P. | Supply Chain | ASG | OTH | 800 | A&G Expense Related GTDC | AA | 17 | 178600.53
200801 | Hydro Place Operations OP | Whelan, Michael P. | Supply Chain | ASG | OTH | 800 | A&G Expense Related GTDC | AA | 17 | 112924.45
2012 | Operations Thermal | Cabot, Evan A. | Thermal Production | INT | INT | 120 | Thermal Generation | AA | 17 | 5669631.29
2013 | Maintenance Thermal | Rice, Wayne P. | Thermal Production | INT | INT | 120 | Thermal Generation | AA | 17 | 1641307.11
2016 | BDE Work Execution | Inkpen, Karl L. | Hydro Production | INT | INT | 110 | Hydraulic Generation | AA | 17 | 1185096.75
2017 | Hydraulic LT Asset Planning | Woodman, Robert G. | Hydro Production | INT | INT | 110 | Hydraulic Generation | AA | 17 | 485173.83
2018 | Hydraulic Administration | Maye, Derrick | Hydro Production | INT | INT | 811 | A&G Hydraulic | AA | 17 | 1176048.37
2021 | Rural Planning | Humphries, Paul W. | Generation & Rural Planning | ASG | OTH | 800 | A&G Expense Related GTDC | AA | 17 | 810145.9
2022 | Human Resources Hydro | Roberts, Michael J. | Human Resources Hydro | AD3 | OTH | 903 | Direct & A&G Human Resources | AA | 17 | 3478509.16
2029 | Central Mgmt & Admin | Churchill, Michael J. | TRO Western & Eastern | AD4 | OTH | 861 | A&G Allocation-TRO Central | AA | 17 | 1220260.61
2043 | Labrador Mgmt & Admin | Pike, April | TRO Northern & Labrador | AD5 | OTH | 863 | A&G Allocation-TRO Labrador | AA | 17 | 1164254.25
2050 | Northern Administration | Pike, April | TRO Northern & Labrador | AD6 | OTH | 862 | A&G Allocation-TRO Northern | AA | 17 | 550840.96
2051 | Northern Manager | Pike, April | TRO Northern & Labrador | AD6 | OTH | 862 | A&G Allocation-TRO Northern | AA | 17 | 235408.53
2064 | Hydraulic Operations | Crant, Alvin W. | Hydro Production |  | OTH |  | . | AA | 17 | 492123.8
2065 | Hydro Gen. Counsel/Corp Sect | Chamberlain, Wayne D. | Gen Counsel/Corp Sect Hydro | ASG | OTH | 800 | A&G Expense Related GTDC | AA | 17 | 723565.21
2066 | Hydro Retiree Costs | Janes, Elaina | Human Resources Hydro | ASG | OTH | 800 | A&G Expense Related GTDC | AA | 17 | -15531.45
2068 | IS Hydro | Sinclair, Helen L. | Info & Operations Tech Hydro | ASG | OTH | 800 | A&G Expense Related GTDC | AA | 17 | 2597083.82
2069 | Safety, Health & Environment | Manuel, Michael E. | Thermal Production | INT | INT | 120 | Thermal Generation | AA | 17 | 2943677.13
2072 | TRO Safety, Health & Environ | Smith, Paul W. | TRO Northern & Labrador | AD4 | OTH | 861 | A&G Allocation-TRO Central | AA | 17 | 566550.64
2073 | LT Asset Planning T & D | Zaichkowsky, Michael A. | TRO Western & Eastern | AD4 | OTH | 861 | A&G Allocation-TRO Central | AA | 17 | 391207.02
2074 | LT Asset Planning G & T | Ireland, Hughie | TRO Western & Eastern | AD4 | OTH | 861 | A&G Allocation-TRO Central | AA | 17 | 518628.71
2077 | Central Planners | Churchill, Michael J. | TRO Western & Eastern | AD4 | OTH | 861 | A&G Allocation-TRO Central | AA | 17 | 254872.36
2079 | TRO Management | Moore, Darren J. | TRO Western & Eastern | AD4 | OTH | 861 | A&G Allocation-TRO Central | AA | 17 | 711947.39
2081 | Northern Planners | Smith, Dean H. | TRO Northern & Labrador | AD6 | OTH | 862 | A&G Allocation-TRO Northern | AA | 17 | 299438.98
2084 | Civil Engr Hydro | Gardiner, Terence J. | Engineering Services Hydro |  | OTH |  | . | AA | 17 | 240536.26
2085 | Electrical Engr Hydro | Hicks, David W. | Engineering Services Hydro |  | OTH |  | . | AA | 17 | 116544.11
2086 | Mechanical Engr Hydro | Seymour, Robert N. | Engineering Services Hydro |  | OTH |  | . | AA | 17 | 355684.33
2087 | T & D Engr Hydro | Gardiner, Terence J. | Engineering Services Hydro |  | OTH |  | . | AA | 17 | -105884.46
2088 | PCC Engr Hydro | Leggo, Estate of Richard W. | Engineering Services Hydro |  | OTH |  | . | AA | 17 | 495588.48
2090 | Project Execution Hydro | Read, Gregory A. | Engineering Services Hydro |  | OTH |  | . | AA | 17 | 210137.14
2091 | LT Asset Planning - Thermal | Adams, John | Thermal Production | INT | INT | 120 | Thermal Generation | AA | 17 | 663869.26
2092 | Energy Marketing Finance | Lutz, Carol Anne | Finance NL Hydro | ASG | OTH | 800 | A&G Expense Related GTDC | AA | 17 | -1462.85
2093 | Finance NL Hydro | Russell, Carla | Finance NL Hydro | ASG | OTH | 800 | A&G Expense Related GTDC | AA | 17 | 2696199.69
2094 | Trans. Plan & Integration Supp | Humphries, Paul W. | NL System Operator | ASG | OTH | 800 | A&G Expense Related GTDC | AA | 17 | 539357.71
2095 | Asset Mgmt & Reliability Hydro | Price, Brock | Engineering Services Hydro |  | OTH |  | . | AA | 17 | 524775.34
2098 | Supply Chain - Procurement | Whelan, Michael P. | Supply Chain | ASG | OTH | 800 | A&G Expense Related GTDC | AA | 17 | 524160.71
2099 | Thermal Production | Cabot, Evan A. | Thermal Production | INT | INT | 120 | Thermal Generation | AA | 17 | 287799.93
2100 | Finance CF (Charge Out) | Russell, Carla | Finance Non-Reg | ASG | OTH | 800 | A&G Expense Related GTDC | AA | 17 | -2959.92
2101 | Finance Nalcor (Charge Out) | Russell, Carla | Finance Non-Reg | ASG | OTH | 800 | A&G Expense Related GTDC | AA | 17 | -2461.5
2127 | Exploits Work Execution | Maye, Derrick | Exploits Generation |  | OTH |  | . | AA | 17 | 10151.73
2129 | Exploits Long Term Asset Plan | Maye, Derrick | Exploits Generation |  | OTH |  | . | AA | 17 | 1798.74
2130 | Resource & Production Planning | Russell, Carla | Resource & Production Planning | ASG | OTH | 800 | A&G Expense Related GTDC | AA | 17 | 264899.6
2136 | Business Systems - Hydro | Warren, Jennifer | Business Systems - Hydro |  | OTH |  | . | AA | 17 | -109115.63
2166 | Isl Iso Fuel & Pwr Pur | Stratton, C Paul | NL System Operator | ISO | ISO | NOM | Non-Operating & Maintenance | AA | 17 | 2019.4
2180 | GT & Diesel Generation Mgmt | Marche, Alberta M. | Gas Turbines | INT | INT | 130 | Gas Tubine Generation | AA | 17 | 968620.34
2184 | Happy Valley GT | Marche, Alberta M. | Gas Turbines | INT | INT | 130 | Gas Tubine Generation | AA | 17 | 389121.31
218401 | Happy Valley GT - Oper Project | Marche, Alberta M. | Gas Turbines | INT | INT | 130 | Gas Tubine Generation | AA | 17 | 24189.32
2188 | Hardwoods & Stephenville GT | Marche, Alberta M. | Gas Turbines | INT | INT | 130 | Gas Tubine Generation | AA | 17 | 2061666.1
218801 | Hardwoods & S'ville GT OP | Marche, Alberta M. | Gas Turbines | INT | INT | 130 | Gas Tubine Generation | AA | 17 | 52218.31
2195 | Exploits Generation | NULL | Hydro Production |  | OTH |  | . | AA | 17 | 20
2198 | Supply Chain-Material Control | Whelan, Michael P. | Supply Chain | ASG | OTH | 800 | A&G Expense Related GTDC | AA | 17 | 2390550.5
9000 | Income Statement - Hydro | Russell, Carla | Finance NL Hydro | ALL | ALL | NOM | Non-Operating & Maintenance | AA | 17 | 8850.29
9014 | IFRS Adjustments | Russell, Carla | Financial Reporting Adjustment | ALL | ALL | NOM | Non-Operating & Maintenance | AA | 17 | 24635.17

## NLH Data, 2014
Bus Unit | Bus Unit Desc | Resp | Department | JDE Sys | Sys | JDE Fun | Function Desc | LT | Year | Annual Amount
1183 | Risk & Insurance Hydro | Warren, Auburn | Finance NL Hydro | ASG | OTH | 800 | A&G Expense Related GTDC | AA | 14 | 2671428.26
1186 | Communiations NL Hydro | Fisher, Deanne | Communications NL Hydro | ASG | OTH | 800 | A&G Expense Related GTDC | AA | 14 | 636020.29
1209 | Customer Communication & Supp | Lye, Anthony | Customer Service | ASC | OTH | 500 | Customer-Related | AA | 14 | 5003201.21
1210 | Rates & Regulation | Russell, Carla | Regulatory Affairs | ASG | OTH | 800 | A&G Expense Related GTDC | AA | 14 | 5008885.02
1225 | Apprenticeship Program | Janes, Elaina | Human Resources Hydro | AD3 | OTH | 903 | Direct & A&G Human Resources | AA | 14 | -161375.19
1230 | Energy Conservation | Browne, Simone | Energy Efficiency |  | OTH |  | . | AA | 14 | 433022.6
1234 | Human Resources Other | Roberts, Michael J. | Human Resources Hydro | AD3 | OTH | 903 | Direct & A&G Human Resources | AA | 14 | 2596302.71
1236 | System Operations | Butler, Robert C. | NL System Operator | INT | INT | 900 | Direct Allocation Sys Ops | AA | 14 | 2764716.51
1242 | Network Services Hydro | Lacour, Shane B. | Info & Operations Tech Hydro | ASG | OTH | 800 | A&G Expense Related GTDC | AA | 14 | 3826499.83
124201 | Network Services OP Hydro | Lacour, Shane B. | Info & Operations Tech Hydro | ASG | OTH | 800 | A&G Expense Related GTDC | AA | 14 | 1619.08
1247 | Network Services - MFalls | Lacour, Shane B. | Info & Operations Tech Hydro | ASG | OTH | 800 | A&G Expense Related GTDC | AA | 14 | 23981.56
124701 | Network Services Mfalls OP | Lacour, Shane B. | Info & Operations Tech Hydro | ASG | OTH | 800 | A&G Expense Related GTDC | AA | 14 | 259.92
1268 | HRD Maint Tools & Equipment | Rice, Wayne P. | Thermal Production | INT | INT | 120 | Thermal Generation | AA | 14 | 140420.81
1273 | Holyrood Gas Turbine | Rice, Wayne P. | Thermal Production | INT | INT | 130 | Gas Tubine Generation | AA | 14 | 67189.82
1279 | Hydraulic F&T Execution | Inkpen, Karl L. | Hydro Production | INT | INT | 110 | Hydraulic Generation | AA | 14 | 490750.32
1281 | Hinds Lake | Inkpen, Karl L. | Hydro Production | INT | INT | 110 | Hydraulic Generation | AA | 14 | 369368.75
128101 | Hinds Lake OP | Inkpen, Karl L. | Hydro Production | INT | INT | 110 | Hydraulic Generation | AA | 14 | 36696.85
1284 | Upper Salmon | Inkpen, Karl L. | Hydro Production | INT | INT | 110 | Hydraulic Generation | AA | 14 | 538699.13
128401 | Upper Salmon OP | Inkpen, Karl L. | Hydro Production | INT | INT | 110 | Hydraulic Generation | AA | 14 | 3057.32
1285 | Paradise River | Inkpen, Karl L. | Hydro Production | INT | INT | 110 | Hydraulic Generation | AA | 14 | 252158.45
128501 | Paradise River OP | Inkpen, Karl L. | Hydro Production | INT | INT | 110 | Hydraulic Generation | AA | 14 | 3175.56
1287 | Snooks Arm/Venams Bight | Inkpen, Karl L. | Hydro Production | INT | INT | 110 | Hydraulic Generation | AA | 14 | 95114.87
128701 | Snooks Arm/Venams Bight OP | Inkpen, Karl L. | Hydro Production | INT | INT | 110 | Hydraulic Generation | AA | 14 | 56348.88
1290 | Cat Arm | Inkpen, Karl L. | Hydro Production | INT | INT | 110 | Hydraulic Generation | AA | 14 | 629094.46
129001 | Cat Arm OP | Inkpen, Karl L. | Hydro Production | INT | INT | 110 | Hydraulic Generation | AA | 14 | 95660.34
1291 | Fleet & Tools - Operations | Crant, Alvin W. | Hydro Production | INT | INT | 110 | Hydraulic Generation | AA | 14 | 130311.64
1293 | Bay D'Espoir PH # 1 | Inkpen, Karl L. | Hydro Production | INT | INT | 110 | Hydraulic Generation | AA | 14 | 3873887.15
129301 | BDE Powerhouse #1 OP | Inkpen, Karl L. | Hydro Production | INT | INT | 110 | Hydraulic Generation | AA | 14 | 317765.98
1294 | Bay D'Espoir PH # 2 | Inkpen, Karl L. | Hydro Production | INT | INT | 110 | Hydraulic Generation | AA | 14 | 366476.22
1295 | Granite Canal | Inkpen, Karl L. | Hydro Production | INT | INT | 110 | Hydraulic Generation | AA | 14 | 463675.65
129501 | Granite Canal | Inkpen, Karl L. | Hydro Production | INT | INT |  | . | AA | 14 | 81328.6
1296 | Assets Generation - HRD | Rice, Wayne P. | Thermal Production | INT | INT | 120 | Thermal Generation | AA | 14 | 8333160.42
129601 | Assets Generation - HRD OP | Rice, Wayne P. | Thermal Production | INT | INT | 120 | Thermal Generation | AA | 14 | 45
1297 | Assets Common - HRD | Rice, Wayne P. | Thermal Production | INT | INT | 120 | Thermal Generation | AA | 14 | 4968325.8
1298 | Services Admin - HRD | Connolly, Steve E. | Thermal Production | INT | INT | 812 | A&G Thermal | AA | 14 | 1271775.49
1303 | Environmental Services Hydro | Organ, Marion E. | Environmental Services Hydro | AD1 | OTH | 901 | Direct & A&G Environment | AA | 14 | 878534.06
1307 | Meter Shop | Brophy, Barry R. | Customer Service | ASW | OTH | 360 | Meters | AA | 14 | 490788.58
1308 | Drafting Hydro | Gardiner, Terence J. | Eng Support Services Hydro | PL1 | OTH | 850 | A&G All Plant | AA | 14 | 184181.82
1310 | Meter Testing Services | Lye, Anthony | Customer Service | ALL | ALL | NRA | Non-Regulated Activities | AA | 14 | 2743.29
1325 | Central Isl Inter Terminals | Champion, Rodney | TRO Western & Eastern | INT | INT | 220 | Terminal Stations | AA | 14 | 7700868.23
132501 | Central Terminal Stations OP | Champion, Rodney | TRO Western & Eastern | INT | INT | 220 | Terminal Stations | AA | 14 | 780533.86
132502 | Cen Isl Inter Term OP Removal | Champion, Rodney | TRO Western & Eastern | INT | INT | 220 | Terminal Stations | AA | 14 | 1257.58
1332 | Central Isl Inter Generation | Champion, Rodney | TRO Western & Eastern | INT | INT | 130 | Gas Tubine Generation | AA | 14 | 2332314.61
133201 | Central Generation Intercon OP | Champion, Rodney | TRO Western & Eastern | INT | INT | 130 | Gas Tubine Generation | AA | 14 | 59849.06
1333 | Central Isl Isolated Gen | Churchill, Michael J. | TRO Western & Eastern | ISO | ISO | 125 | Diesel Generation | AA | 14 | 2030370.69
1340 | Gas Turbines | Marche, Alberta M. | Gas Turbines | INT | INT | 130 | Gas Tubine Generation | AA | 14 | 193004.01
1346 | Transportation & Regional Serv | O'Neill, Terry | TRO Northern & Labrador | ASG | OTH | 860 | A&G Allocation-Transportation | AA | 14 | 6756866.9
134601 | Transportation OP | O'Neill, Terry | TRO Northern & Labrador | ASG | OTH | 860 | A&G Allocation-Transportation | AA | 14 | 115034.65
13462601 | Transportation & Regional Serv | O'Neill, Terry | TRO Northern & Labrador | ASG | OTH | 860 | A&G Allocation-Transportation | AA | 14 | 2623734.07
1349 | Central Isl Int Transmission | Hicks, David | TRO Western & Eastern | INT | INT | 200 | Transmission Lines | AA | 14 | 2390175.51
134901 | Central Transmission OP | Hicks, David | TRO Western & Eastern | INT | INT | 200 | Transmission Lines | AA | 14 | 126417.08
134902 | Central Trans OP - Removal | Hicks, David | TRO Western & Eastern | INT | INT | 200 | Transmission Lines | AA | 14 | 11500
1350 | Central Isl Int Distribution | Hicks, David | TRO Western & Eastern | INT | INT | 300 | Distribution | AA | 14 | 3174162.67
135001 | Central Distribution Int. OP | Hicks, David | TRO Western & Eastern | INT | INT | 300 | Distribution | AA | 14 | -62894.62
135002 | Central Dist Int OP - Removal | Hicks, David | TRO Western & Eastern | INT | INT | 300 | Distribution | AA | 14 | 363.22
1351 | Central Isl Isol Distribution | Hicks, David | TRO Western & Eastern | ISO | ISO | 300 | Distribution | AA | 14 | 89574.59
1385 | Labrador Transmission | O'Brien, Anthony L. | TRO Northern & Labrador | LIN | LIN | 200 | Transmission Lines | AA | 14 | 8049.03
1396 | Lab Interconnect Distribution | O'Brien, Anthony L. | TRO Northern & Labrador | LIN | LIN | 300 | Distribution | AA | 14 | 1755596.51
139601 | Lab Interconnect Distribution | O'Brien, Anthony L. | TRO Northern & Labrador | LIN | LIN |  | . | AA | 14 | 31636.36
139602 | Lab Inter Dist OP - Removals | O'Brien, Anthony L. | TRO Northern & Labrador | LIN | LIN | 300 | Distribution | AA | 14 | 31616.02
1397 | Lab Isolated Distribution | O'Brien, Anthony L. | TRO Northern & Labrador | LSO | LSO | 300 | Distribution | AA | 14 | 192853.03
139702 | Lab Iso Dist OP - Removals | O'Brien, Anthony L. | TRO Northern & Labrador | LSO | LSO | 300 | Distribution | AA | 14 | 3551.59
1401 | Labrador Isolated Generation | Kean, Harold L. | TRO Northern & Labrador | LSO | LSO | 125 | Diesel Generation | AA | 14 | 4482195.59
140101 | Lab Generation Isolated OP | Kean, Harold L. | TRO Northern & Labrador | LSO | LSO | 125 | Diesel Generation | AA | 14 | 101330.54
140102 | Lab Iso Gen OP - Removals | Kean, Harold L. | TRO Northern & Labrador | LSO | LSO | 125 | Diesel Generation | AA | 14 | 41788.52
1402 | Labrador Terminals Inter | Kean, Harold L. | TRO Northern & Labrador | LIN | LIN | 220 | Terminal Stations | AA | 14 | 142698.87
1403 | Lab Interconnect Generation | Kean, Harold L. | TRO Northern & Labrador | LIN | LIN | 130 | Gas Tubine Generation | AA | 14 | 556808.47
140301 | Lab East Interconnected Gen OP | Kean, Harold L. | TRO Northern & Labrador | LIN | LIN | 130 | Gas Tubine Generation | AA | 14 | 111943.61
1405 | Natuashish | Kennedy, Richard | Natuashish | NR | NR | NRA | Non-Regulated Activities | AA | 14 | 1465403.23
140501 | Natuashish Operating Projects | Kennedy, Richard | Natuashish | NR | NR | NRA | Non-Regulated Activities | AA | 14 | -42519.69
1406 | Ramea Wind Hydrogen Operating | Hart, Nancy A. | Ramea Wind Generation | NR | NR | NRA | Non-Regulated Activities | AA | 14 | -21.08
1410 | North Generation Interconnectd | Hillier, Wade | TRO Northern & Labrador | INT | INT | 125 | Diesel Generation | AA | 14 | 519954.24
141001 | North Generation Intercon OP | Hillier, Wade | TRO Northern & Labrador | INT | INT | 125 | Diesel Generation | AA | 14 | 27152.84
1411 | North Generation Isolated | Hillier, Wade | TRO Northern & Labrador | LSO | LSO | 125 | Diesel Generation | AA | 14 | 2656307.73
141101 | North Generation Isolated OP | Hillier, Wade | TRO Northern & Labrador | LSO | LSO | 125 | Diesel Generation | AA | 14 | 15458.55
1425 | North Dist Labrador Isolated | Spence, Kirby N. | TRO Northern & Labrador | LSO | LSO | 300 | Distribution | AA | 14 | 443155.02
142502 | North Dist Lab Iso OP - Rem | Spence, Kirby N. | TRO Northern & Labrador | LSO | LSO | 300 | Distribution | AA | 14 | 4111.32
1426 | North Dist Lanse Au Loup | Spence, Kirby N. | TRO Northern & Labrador | LAL | LAL | 300 | Distribution | AA | 14 | 295401.01
142602 | North Dist LAL OP - Removals | Spence, Kirby N. | TRO Northern & Labrador | LAL | LAL | 300 | Distribution | AA | 14 | 4036.9
1427 | North Dist Isl Interconn | Spence, Kirby N. | TRO Northern & Labrador | INT | INT | 300 | Distribution | AA | 14 | 2344243.28
142702 | North Dist Isl Inter OP - Rem | Spence, Kirby N. | TRO Northern & Labrador | INT | INT | 300 | Distribution | AA | 14 | 37205.18
1428 | Northern Transmission | Spence, Kirby N. | TRO Northern & Labrador | INT | INT | 200 | Transmission Lines | AA | 14 | 496963.98
1430 | Northern Terminals | Hillier, Wade | TRO Northern & Labrador | INT | INT | 220 | Terminal Stations | AA | 14 | 632260.61
1436 | North Gen Lanse au loup | Hillier, Wade | TRO Northern & Labrador | LAL | LAL | 125 | Diesel Generation | AA | 14 | 449340.5
1819 | Properties Hydro | Gardiner, Terence J. | Eng Support Services Hydro | AD2 | OTH | 864 | A&G Allocation-Properties | AA | 14 | 187721.2
1949 | Energy Conservation Labrador | Brophy, Barry R. | Energy Conservation Labrador | NR | NR | NRA | Non-Regulated Activities | AA | 14 | 29.96
194901 | Energy Conservation Labrador | Browne, Simone | Energy Conservation Labrador | NR | NR | NRA | Non-Regulated Activities | AA | 14 | 74425.28
1950 | Export Sales Operations | Jones, Gregory L. | Energy Marketing - Hydro | NR | NR | NRA | Non-Regulated Activities | AA | 14 | 2932088.06
1955 | Non-Regulated Costs | Russell, Carla | Non-Regulated Business Units | NR | NR | NRA | Non-Regulated Activities | AA | 14 | 742912.8
2000 | Hydro Management | Martin, Edmund J. | Executive Leadership Hydro | ASG | OTH | 800 | A&G Expense Related GTDC | AA | 14 | 4195407.95
2001 | Internal Audit Hydro | Borden, Jackie | Internal Audit Hydro | ASG | OTH | 800 | A&G Expense Related GTDC | AA | 14 | 118117.87
2003 | Corporate Controller Hydro | Hull, Robert L. | Finance NL Hydro | ASG | OTH | 800 | A&G Expense Related GTDC | AA | 14 | 844916.48
2004 | Corporate Treasurer Hydro | Pelley, Scott | Treasury Hydro | ASG | OTH | 800 | A&G Expense Related GTDC | AA | 14 | 295418.44
2007 | Safety & Health | Hollohan, John M. | Safety & Health Hydro | ASG | OTH | 800 | A&G Expense Related GTDC | AA | 14 | 756800.19
2008 | Hydro Place Operations | Whelan, Michael P. | Supply Chain | ASG | OTH | 800 | A&G Expense Related GTDC | AA | 14 | 2073641.77
200801 | Hydro Place Operations OP | Whelan, Michael P. | Supply Chain | ASG | OTH | 800 | A&G Expense Related GTDC | AA | 14 | 192209.14
2012 | Operations Thermal | Cabot, Evan A. | Thermal Production | INT | INT | 120 | Thermal Generation | AA | 14 | 5152584.82
2013 | Maintenance Thermal | Rice, Wayne P. | Thermal Production | INT | INT | 120 | Thermal Generation | AA | 14 | 2032669.5
2016 | BDE Work Execution | Inkpen, Karl L. | Hydro Production | INT | INT | 110 | Hydraulic Generation | AA | 14 | 1637112.26
2017 | Hydraulic LT Asset Planning | Woodman, Robert G. | Hydro Production | INT | INT | 110 | Hydraulic Generation | AA | 14 | 488378.44
2018 | Hydraulic Administration | Maye, Derrick | Hydro Production | INT | INT | 811 | A&G Hydraulic | AA | 14 | 1035399.51
2021 | Rural Planning | Humphries, Paul W. | Generation & Rural Planning | ASG | OTH | 800 | A&G Expense Related GTDC | AA | 14 | 1034247.95
2022 | Human Resources Hydro | Roberts, Michael J. | Human Resources Hydro | AD3 | OTH | 903 | Direct & A&G Human Resources | AA | 14 | 3090657.57
2029 | Central Mgmt & Admin | Churchill, Michael J. | TRO Western & Eastern | AD4 | OTH | 861 | A&G Allocation-TRO Central | AA | 14 | 1710646.98
202901 | Central Mgmt & Admin - OP | Churchill, Michael J. | TRO Western & Eastern | AD4 | OTH | 861 | A&G Allocation-TRO Central | AA | 14 | -18.9
2043 | Labrador Mgmt & Admin | Pike, April | TRO Northern & Labrador | AD5 | OTH | 863 | A&G Allocation-TRO Labrador | AA | 14 | 1183545.93
2050 | Northern Administration | Pike, April | TRO Northern & Labrador | AD6 | OTH | 862 | A&G Allocation-TRO Northern | AA | 14 | 636019.71
2051 | Northern Manager | Pike, April | TRO Northern & Labrador | AD6 | OTH | 862 | A&G Allocation-TRO Northern | AA | 14 | 500155.82
2064 | Hydraulic Operations | Crant, Alvin W. | Hydro Production |  | OTH |  | . | AA | 14 | 929790.8
2065 | Hydro Gen. Counsel/Corp Sect | Chamberlain, Wayne D. | Gen Counsel/Corp Sect Hydro | ASG | OTH | 800 | A&G Expense Related GTDC | AA | 14 | 313031.01
2066 | Hydro Retiree Costs | Janes, Elaina | Human Resources Hydro | ASG | OTH | 800 | A&G Expense Related GTDC | AA | 14 | 58095.49
2068 | IS Hydro | Sinclair, Helen L. | Info & Operations Tech Hydro | ASG | OTH | 800 | A&G Expense Related GTDC | AA | 14 | 3278690.18
2069 | Safety, Health & Environment | Manuel, Michael E. | Thermal Production | INT | INT | 120 | Thermal Generation | AA | 14 | 2672522.36
2072 | TRO Safety, Health & Environ | Smith, Paul W. | TRO Northern & Labrador | AD4 | OTH | 861 | A&G Allocation-TRO Central | AA | 14 | 364278.27
2073 | LT Asset Planning T & D | Zaichkowsky, Michael A. | TRO Western & Eastern | AD4 | OTH | 861 | A&G Allocation-TRO Central | AA | 14 | 510095.01
2074 | LT Asset Planning G & T | Ireland, Hughie | TRO Western & Eastern | AD4 | OTH | 861 | A&G Allocation-TRO Central | AA | 14 | 428957.61
2077 | Central Planners | Churchill, Michael J. | TRO Western & Eastern | AD4 | OTH | 861 | A&G Allocation-TRO Central | AA | 14 | 676155.96
2079 | TRO Management | Moore, Darren J. | TRO Western & Eastern | AD4 | OTH | 861 | A&G Allocation-TRO Central | AA | 14 | 1670835.18
2081 | Northern Planners | Smith, Dean H. | TRO Northern & Labrador | AD6 | OTH | 862 | A&G Allocation-TRO Northern | AA | 14 | 390189.66
2084 | Civil Engr Hydro | Gardiner, Terence J. | Civil & Lines Engr Hydro |  | OTH |  | . | AA | 14 | 357673.7
2085 | Electrical Engr Hydro | Hicks, David W. | Electrical Engr Hydro |  | OTH |  | . | AA | 14 | 460827.66
2086 | Mechanical Engr Hydro | Seymour, Robert N. | Mechanical Engr Hydro |  | OTH |  | . | AA | 14 | 253863.6
2087 | T & D Engr Hydro | Gardiner, Terence J. | Civil & Lines Engr Hydro |  | OTH |  | . | AA | 14 | 170282.37
208701 | T & D Engr OP Hydro | Gardiner, Terence J. | Civil & Lines Engr Hydro |  | OTH |  | . | AA | 14 | 1536.46
2088 | PCC Engr Hydro | Leggo, Estate of Richard W. | PCC Engr Hydro |  | OTH |  | . | AA | 14 | 944950.6
2090 | Project Execution Hydro | Read, Gregory A. | Project Execution Hydro |  | OTH |  | . | AA | 14 | 608315.2
2091 | LT Asset Planning - Thermal | Adams, John | Thermal Production | INT | INT | 120 | Thermal Generation | AA | 14 | 979018.15
2093 | Finance NL Hydro | Russell, Carla | Finance NL Hydro | ASG | OTH | 800 | A&G Expense Related GTDC | AA | 14 | 1169478.01
2094 | Trans. Plan & Integration Supp | Humphries, Paul W. | NL System Operator | ASG | OTH | 800 | A&G Expense Related GTDC | AA | 14 | 63093.36
2095 | Asset Mgmt & Reliability Hydro | Price, Brock | Asset Mgmt & Reliability Hydro |  | OTH |  | . | AA | 14 | 94956.33
2125 | Exploits Generation | Maye, Derrick | Exploits Generation |  | OTH |  | . | AA | 14 | 221.16
2127 | Exploits Work Execution | Maye, Derrick | Exploits Generation |  | OTH |  | . | AA | 14 | 123.96
2129 | Exploits Long Term Asset Plan | Maye, Derrick | Exploits Generation |  | OTH |  | . | AA | 14 | 35.29
810 | Prior Year Adjustments - Hydro | Newfoundland & Labrador Hydro | . |  | OTH |  | . | AA | 14 | -4494400
9012 | Hydro IFRS Adjustments | Russell, Carla | Financial Reporting Adjustment | ALL | ALL | NOM | Non-Operating & Maintenance | AA | 14 | 6110816.68
9014 | IFRS Adjustments | Russell, Carla | Financial Reporting Adjustment | ALL | ALL | NOM | Non-Operating & Maintenance | AA | 14 | -1010100
9110 | Hydro CGAAP Adjustments | NULL | Financial Reporting Adjustment |  | OTH |  | . | AA | 14 | 1010100
141005473.72
BU's not included in query
[9 empty] | 9000 | -1926191.03
[9 empty] | 1952 | 1931711.07
[9 empty] | revised | 141010993.76
[10 empty] | 141010993.76 | PER JDE SS PULL
[10 empty] | 0 | CHECK

## NLH Tr O&M Estimates, 2015
Bus Unit | Bus Unit Desc | Resp | Department | JDE Sys | Sys | JDE Fun | Function Desc | LT | Year | Annual Amount | SUMMARY | [5 empty] | NLH HYDRO, FIXED O&M, REAL TERMS
1183 | Risk & Insurance Hydro | Warren, Auburn | Finance NL Hydro | ASG | OTH | 800 | A&G Expense Related GTDC | AA | 15 | 2591257 |  | 2015
1186 | Communiations NL Hydro | Fisher, Deanne | Communications NL Hydro | ASG | OTH | 800 | A&G Expense Related GTDC | AA | 15 | 840584 | 1 | Transmssion |  | INT | Transmission Demand |  |  | 1999 | 2000 | 2001 | 2002 | 2003 | 2004 | 2005 | 2006 | 2007 | 2008 | 2009 | 2010 | 2011 | 2012 | 2013 | 2014
1209 | Customer Communication & Supp | Lye, Anthony | Customer Service | ASC | OTH | 500 | Customer-Related | AA | 15 | 5527646 | 2 | 13462601 | 22.5% | 722826.9 |  |  | FOM, Generation | 47484.3407 | 49215.7848 | 46456.7642 | 43347.2731 | 43661.5331 | 40736.2966 | 45275.8591 | 44031.9946 | 50147.1592 | 47069.1313 | 48413.2364 | 46218.4974 | 46278.5717 | 43902.0523 | 46375.3729 | 51608.77
120901 | Cust Comm - OP Proj | Brophy, Barry R. | Customer Service | ASC | OTH | 500 | Customer-Related | AA | 15 | 17100 | 3 | 1349 | 100% | 2412692 |  |  | FOM, Transmission | 13406.8411 | 13615.8257 | 9917.5538 | 11403.6585 | 9989.5555 | 8422.6157 | 8572.8288 | 8663.1987 | 9059.0621 | 9677.009 | 9512.723 | 9627.9531 | 9899.7744 | 9890.137 | 11883.5692 | 15573.1685
1210 | Rates & Regulation | Russell, Carla | Regulatory Affairs | ASG | OTH | 800 | A&G Expense Related GTDC | AA | 15 | 8181901 | 4 | 1428 | 100% | 335193 |  |  | A&G | 42362.3259 | 44437.3211 | 45008.5256 | 44886.7205 | 41926.4009 | 40448.481 | 38491.7394 | 34531.3255 | 35075.2599 | 32506.7733 | 35962.162 | 33450.0827 | 36254.0999 | 39007.8134 | 37459.8912 | 45901.6394
1225 | Apprenticeship Program | Janes, Elaina | Human Resources Hydro | AD3 | OTH | 903 | Direct & A&G Human Resources | AA | 15 | -22312 | 5 | Apprentice |  | 318161.0194 |  |  | TOTAL O&M | 103253.5077 | 107268.9316 | 101382.8435 | 99637.6521 | 95577.4895 | 89607.3933 | 92340.4273 | 87226.5188 | 94281.4812 | 89252.9136 | 93888.1214 | 89296.5331 | 92432.4459 | 92800.0027 | 95718.8333 | 113083.578
1230 | Energy Conservation | Browne, Simone | Energy Efficiency |  | OTH |  | . | AA | 15 | 664161 | 6 |  |  | 3788872.9194 | 70.47% | 2669978.7791
1234 | Human Resources Other | Roberts, Michael J. | Human Resources Hydro | AD3 | OTH | 903 | Direct & A&G Human Resources | AA | 15 | 3107239 | 7 | [6 empty] | 1999: #VALUE! |  |  |  |  | 15573.1685
1236 | System Operations | Butler, Robert C. | NL System Operator | INT | INT | 900 | Direct Allocation Sys Ops | AA | 15 | 3310420 | 8 | Terminals |  | INT | Transmission Demand
1242 | Network Services Hydro | Lacour, Shane B. | Info & Operations Tech Hydro | ASG | OTH | 800 | A&G Expense Related GTDC | AA | 15 | 3875480 | 9 | 1307 | 20% | 103692.6 |  |  |  | 1999: 10640.4245
1247 | Network Services - MFalls | Lacour, Shane B. | Info & Operations Tech Hydro | ASG | OTH | 800 | A&G Expense Related GTDC | AA | 15 | 17445 | 10 | 1325 | 100% | 6148868
1268 | HRD Maint Tools & Equipment | Rice, Wayne P. | Thermal Production | INT | INT | 120 | Thermal Generation | AA | 15 | 145498 | 11 | 13462601 | 15% | 481884.6
1273 | Holyrood Gas Turbine | Rice, Wayne P. | Thermal Production | INT | INT | 130 | Gas Tubine Generation | AA | 15 | 1441248 | 12 | 1430 | 100% | 675442
1279 | Hydraulic F&T Execution | Inkpen, Karl L. | Hydro Production | INT | INT | 110 | Hydraulic Generation | AA | 15 | 476638 | 13 | Apprentice |  | 121127.2917
1281 | Hinds Lake | Inkpen, Karl L. | Hydro Production | INT | INT | 110 | Hydraulic Generation | AA | 15 | 515278 | 14 |  |  | 7531014.4917 | 62.35% | 4695909.9634
128101 | Hinds Lake OP | Inkpen, Karl L. | Hydro Production | INT | INT | 110 | Hydraulic Generation | AA | 15 | 6353 | 15
1284 | Upper Salmon | Inkpen, Karl L. | Hydro Production | INT | INT | 110 | Hydraulic Generation | AA | 15 | 550497 | 16 | Other |  | INT | Transmission Demand
128401 | Upper Salmon OP | Inkpen, Karl L. | Hydro Production | INT | INT | 110 | Hydraulic Generation | AA | 15 | 59334 | 17 | 1236 | 48% | 1589001.6
1285 | Paradise River | Inkpen, Karl L. | Hydro Production | INT | INT | 110 | Hydraulic Generation | AA | 15 | 209274 | 18 | 1303 | 4% | 52502.8
128501 | Paradise River OP | Inkpen, Karl L. | Hydro Production | INT | INT | 110 | Hydraulic Generation | AA | 15 | 47276 | 19 | 1819 | 25% | 77183.25
1287 | Snooks Arm/Venams Bight | Inkpen, Karl L. | Hydro Production | INT | INT | 110 | Hydraulic Generation | AA | 15 | 104114 | 20 | 2084 | 13% | 0
128701 | Snooks Arm/Venams Bight OP | Inkpen, Karl L. | Hydro Production | INT | INT | 110 | Hydraulic Generation | AA | 15 | 32093 | 21 | 2085 | 17% | 0
1290 | Cat Arm | Inkpen, Karl L. | Hydro Production | INT | INT | 110 | Hydraulic Generation | AA | 15 | 503055 | 22 | 2086 | 1.5% | 0
129001 | Cat Arm OP | Inkpen, Karl L. | Hydro Production | INT | INT | 110 | Hydraulic Generation | AA | 15 | 27304 | 23 | 2087 | 30.5% | 0
129002 | Cat Arm OP Removals | Inkpen, Karl L. | Hydro Production | INT | INT | 110 | Hydraulic Generation | AA | 15 | -195 | 24 | 2088 | 25% | 0
1291 | Fleet & Tools - Operations | Crant, Alvin W. | Hydro Production | INT | INT | 110 | Hydraulic Generation | AA | 15 | 141144 | 25 |  |  | 1718687.65 | 67.58% | 1522598
1293 | Bay D'Espoir PH # 1 | Inkpen, Karl L. | Hydro Production | INT | INT | 110 | Hydraulic Generation | AA | 15 | 4308838 | 26 |  |  |  |  | 8888486.7425
129301 | BDE Powerhouse #1 OP | Inkpen, Karl L. | Hydro Production | INT | INT | 110 | Hydraulic Generation | AA | 15 | 349738 | 27 |  |  | A&G | 0.94209 | 8373789.5558
129302 | BDE Powerhouse #1 OP | Inkpen, Karl L. | Hydro Production | INT | INT | 110 | Hydraulic Generation | AA | 15 | 331 | 28 |  |  |  |  | 17262276.2983
1294 | Bay D'Espoir PH # 2 | Inkpen, Karl L. | Hydro Production | INT | INT | 110 | Hydraulic Generation | AA | 15 | 163801
1295 | Granite Canal | Inkpen, Karl L. | Hydro Production | INT | INT | 110 | Hydraulic Generation | AA | 15 | 561003
129501 | Granite Canal | Inkpen, Karl L. | Hydro Production | INT | INT |  | . | AA | 15 | 38144
1296 | Assets Generation - HRD | Rice, Wayne P. | Thermal Production | INT | INT | 120 | Thermal Generation | AA | 15 | 9661046
1297 | Assets Common - HRD | Rice, Wayne P. | Thermal Production | INT | INT | 120 | Thermal Generation | AA | 15 | 5782709
1298 | Services Admin - HRD | Connolly, Steve E. | Thermal Production | INT | INT | 812 | A&G Thermal | AA | 15 | 1335410
1303 | Environmental Services Hydro | Organ, Marion E. | Environmental Services Hydro | AD1 | OTH | 901 | Direct & A&G Environment | AA | 15 | 1312570
1307 | Meter Shop | Brophy, Barry R. | Customer Service | ASW | OTH | 360 | Meters | AA | 15 | 518463
1308 | Drafting Hydro | Gardiner, Terence J. | Eng Support Services Hydro | PL1 | OTH | 850 | A&G All Plant | AA | 15 | 254370
1310 | Meter Testing Services | Lye, Anthony | Customer Service | ALL | ALL | NRA | Non-Regulated Activities | AA | 15 | 2586
1325 | Central Isl Inter Terminals | Champion, Rodney | TRO Western & Eastern | INT | INT | 220 | Terminal Stations | AA | 15 | 6148868
132501 | Central Terminal Stations OP | Champion, Rodney | TRO Western & Eastern | INT | INT | 220 | Terminal Stations | AA | 15 | 218825
132502 | Cen Isl Inter Term OP Removal | Champion, Rodney | TRO Western & Eastern | INT | INT | 220 | Terminal Stations | AA | 15 | 277782
1332 | Central Isl Inter Generation | Champion, Rodney | TRO Western & Eastern | INT | INT | 130 | Gas Tubine Generation | AA | 15 | 1449460
133201 | Central Generation Intercon OP | Champion, Rodney | TRO Western & Eastern | INT | INT | 130 | Gas Tubine Generation | AA | 15 | 100885
1333 | Central Isl Isolated Gen | Churchill, Michael J. | TRO Western & Eastern | ISO | ISO | 125 | Diesel Generation | AA | 15 | 2188860
1340 | Gas Turbines | Marche, Alberta M. | Gas Turbines | INT | INT | 130 | Gas Tubine Generation | AA | 15 | 2906601
1346 | Transportation & Regional Serv | O'Neill, Terry | TRO Northern & Labrador | ASG | OTH | 860 | A&G Allocation-Transportation | AA | 15 | 6592787
134601 | Transportation OP | O'Neill, Terry | TRO Northern & Labrador | ASG | OTH | 860 | A&G Allocation-Transportation | AA | 15 | 111162
13462601 | Transportation & Regional Serv | O'Neill, Terry | TRO Northern & Labrador | ASG | OTH | 860 | A&G Allocation-Transportation | AA | 15 | 3212564
1349 | Central Isl Int Transmission | Hicks, David | TRO Western & Eastern | INT | INT | 200 | Transmission Lines | AA | 15 | 2412692
134901 | Central Transmission OP | Hicks, David | TRO Western & Eastern | INT | INT | 200 | Transmission Lines | AA | 15 | 11267
134902 | Central Trans OP - Removal | Hicks, David | TRO Western & Eastern | INT | INT | 200 | Transmission Lines | AA | 15 | 78552
1350 | Central Isl Int Distribution | Hicks, David | TRO Western & Eastern | INT | INT | 300 | Distribution | AA | 15 | 3084725
135001 | Central Distribution Int. OP | Hicks, David | TRO Western & Eastern | INT | INT | 300 | Distribution | AA | 15 | 342801
135002 | Central Dist Int OP - Removal | Hicks, David | TRO Western & Eastern | INT | INT | 300 | Distribution | AA | 15 | 360
1351 | Central Isl Isol Distribution | Hicks, David | TRO Western & Eastern | ISO | ISO | 300 | Distribution | AA | 15 | 84368
1385 | Labrador Transmission | O'Brien, Anthony L. | TRO Northern & Labrador | LIN | LIN | 200 | Transmission Lines | AA | 15 | 238017
1388 | Twin Assets | O'Brien, Anthony L. | TRO Northern & Labrador | LIN | LIN | 200 | Transmission Lines | AA | 15 | 2593200
1396 | Lab Interconnect Distribution | O'Brien, Anthony L. | TRO Northern & Labrador | LIN | LIN | 300 | Distribution | AA | 15 | 1625443
139601 | Lab Interconnect Distribution | O'Brien, Anthony L. | TRO Northern & Labrador | LIN | LIN |  | . | AA | 15 | -208
139602 | Lab Inter Dist OP - Removals | O'Brien, Anthony L. | TRO Northern & Labrador | LIN | LIN | 300 | Distribution | AA | 15 | 9990
1397 | Lab Isolated Distribution | O'Brien, Anthony L. | TRO Northern & Labrador | LSO | LSO | 300 | Distribution | AA | 15 | 203193
139702 | Lab Iso Dist OP - Removals | O'Brien, Anthony L. | TRO Northern & Labrador | LSO | LSO | 300 | Distribution | AA | 15 | -763
1401 | Labrador Isolated Generation | Kean, Harold L. | TRO Northern & Labrador | LSO | LSO | 125 | Diesel Generation | AA | 15 | 4815487
140101 | Lab Generation Isolated OP | Kean, Harold L. | TRO Northern & Labrador | LSO | LSO | 125 | Diesel Generation | AA | 15 | 2584
140102 | Lab Iso Gen OP - Removals | Kean, Harold L. | TRO Northern & Labrador | LSO | LSO | 125 | Diesel Generation | AA | 15 | 36696
1402 | Labrador Terminals Inter | Kean, Harold L. | TRO Northern & Labrador | LIN | LIN | 220 | Terminal Stations | AA | 15 | 179534
1403 | Lab Interconnect Generation | Kean, Harold L. | TRO Northern & Labrador | LIN | LIN | 130 | Gas Tubine Generation | AA | 15 | 495447
140301 | Lab East Interconnected Gen OP | Kean, Harold L. | TRO Northern & Labrador | LIN | LIN | 130 | Gas Tubine Generation | AA | 15 | 24717
1405 | Natuashish | Kennedy, Richard | Natuashish | NR | NR | NRA | Non-Regulated Activities | AA | 15 | 845609
1410 | North Generation Interconnectd | Hillier, Wade | TRO Northern & Labrador | INT | INT | 125 | Diesel Generation | AA | 15 | 484512
141002 | North Gen Inter OP - Removals | Hillier, Wade | TRO Northern & Labrador | INT | INT | 125 | Diesel Generation | AA | 15 | 36038
1411 | North Generation Isolated | Hillier, Wade | TRO Northern & Labrador | LSO | LSO | 125 | Diesel Generation | AA | 15 | 3034814
141101 | North Generation Isolated OP | Hillier, Wade | TRO Northern & Labrador | LSO | LSO | 125 | Diesel Generation | AA | 15 | 143848
1425 | North Dist Labrador Isolated | Spence, Kirby N. | TRO Northern & Labrador | LSO | LSO | 300 | Distribution | AA | 15 | 404729
142502 | North Dist Lab Iso OP - Rem | Spence, Kirby N. | TRO Northern & Labrador | LSO | LSO | 300 | Distribution | AA | 15 | 6728
1426 | North Dist Lanse Au Loup | Spence, Kirby N. | TRO Northern & Labrador | LAL | LAL | 300 | Distribution | AA | 15 | 285468
142602 | North Dist LAL OP - Removals | Spence, Kirby N. | TRO Northern & Labrador | LAL | LAL | 300 | Distribution | AA | 15 | 6106
1427 | North Dist Isl Interconn | Spence, Kirby N. | TRO Northern & Labrador | INT | INT | 300 | Distribution | AA | 15 | 2398145
142701 | North Dist Interconn OP | Spence, Kirby N. | TRO Northern & Labrador | INT | INT | 300 | Distribution | AA | 15 | 48
142702 | North Dist Isl Inter OP - Rem | Spence, Kirby N. | TRO Northern & Labrador | INT | INT | 300 | Distribution | AA | 15 | 31139
1428 | Northern Transmission | Spence, Kirby N. | TRO Northern & Labrador | INT | INT | 200 | Transmission Lines | AA | 15 | 335193
142801 | Northern Transmission OP | Spence, Kirby N. | TRO Northern & Labrador | INT | INT |  | . | AA | 15 | 33543
1430 | Northern Terminals | Hillier, Wade | TRO Northern & Labrador | INT | INT | 220 | Terminal Stations | AA | 15 | 675442
1436 | North Gen Lanse au loup | Hillier, Wade | TRO Northern & Labrador | LAL | LAL | 125 | Diesel Generation | AA | 15 | 589718
1819 | Properties Hydro | Gardiner, Terence J. | Eng Support Services Hydro | AD2 | OTH | 864 | A&G Allocation-Properties | AA | 15 | 308733
194901 | Energy Conservation Labrador | Browne, Simone | Energy Conservation Labrador | NR | NR | NRA | Non-Regulated Activities | AA | 15 | 101877
1950 | Export Sales Operations | Jones, Gregory L. | Energy Marketing - Hydro | NR | NR | NRA | Non-Regulated Activities | AA | 15 | 2131482
1955 | Non-Regulated Costs | Russell, Carla | Non-Regulated Business Units | NR | NR | NRA | Non-Regulated Activities | AA | 15 | 1010663
1980 | Transition to Operations | Henderson, Robert J. | Transition to Operations | NR | NR | NRA | Non-Regulated Activities | AA | 15 | 91909
1981 | BPTO Team (NR) | LeDrew, Terry P R | BTPO Team (NR) | NR | NR | NRA | Non-Regulated Activities | AA | 15 | 54529
1982 | Ready for Integration (NR) | Thomas, Peter W. | Ready for Integration (NR) | NR | NR | NRA | Non-Regulated Activities | AA | 15 | 31499
2000 | Hydro Management | Martin, Edmund J. | Executive Leadership Hydro | ASG | OTH | 800 | A&G Expense Related GTDC | AA | 15 | 2050702
2001 | Internal Audit Hydro | Borden, Jackie | Internal Audit Hydro | ASG | OTH | 800 | A&G Expense Related GTDC | AA | 15 | 75571
2003 | Corporate Controller Hydro | Hull, Robert L. | Finance NL Hydro | ASG | OTH | 800 | A&G Expense Related GTDC | AA | 15 | 218987
2004 | Corporate Treasurer Hydro | Pelley, Scott | Treasury Hydro | ASG | OTH | 800 | A&G Expense Related GTDC | AA | 15 | 286921
2007 | Safety & Health | Hollohan, John M. | Safety & Health Hydro | ASG | OTH | 800 | A&G Expense Related GTDC | AA | 15 | 763651
2008 | Hydro Place Operations | Whelan, Michael P. | Supply Chain | ASG | OTH | 800 | A&G Expense Related GTDC | AA | 15 | 2626179
200801 | Hydro Place Operations OP | Whelan, Michael P. | Supply Chain | ASG | OTH | 800 | A&G Expense Related GTDC | AA | 15 | 101679
2012 | Operations Thermal | Cabot, Evan A. | Thermal Production | INT | INT | 120 | Thermal Generation | AA | 15 | 5919329
2013 | Maintenance Thermal | Rice, Wayne P. | Thermal Production | INT | INT | 120 | Thermal Generation | AA | 15 | 2272088
2016 | BDE Work Execution | Inkpen, Karl L. | Hydro Production | INT | INT | 110 | Hydraulic Generation | AA | 15 | 1918838
2017 | Hydraulic LT Asset Planning | Woodman, Robert G. | Hydro Production | INT | INT | 110 | Hydraulic Generation | AA | 15 | 548039
2018 | Hydraulic Administration | Maye, Derrick | Hydro Production | INT | INT | 811 | A&G Hydraulic | AA | 15 | 1080705
2021 | Rural Planning | Humphries, Paul W. | Generation & Rural Planning | ASG | OTH | 800 | A&G Expense Related GTDC | AA | 15 | 1098650
2022 | Human Resources Hydro | Roberts, Michael J. | Human Resources Hydro | AD3 | OTH | 903 | Direct & A&G Human Resources | AA | 15 | 3361681
2029 | Central Mgmt & Admin | Churchill, Michael J. | TRO Western & Eastern | AD4 | OTH | 861 | A&G Allocation-TRO Central | AA | 15 | 1804714
202901 | Central Mgmt & Admin - OP | Churchill, Michael J. | TRO Western & Eastern | AD4 | OTH | 861 | A&G Allocation-TRO Central | AA | 15 | 34165
2043 | Labrador Mgmt & Admin | Pike, April | TRO Northern & Labrador | AD5 | OTH | 863 | A&G Allocation-TRO Labrador | AA | 15 | 1291403
2050 | Northern Administration | Pike, April | TRO Northern & Labrador | AD6 | OTH | 862 | A&G Allocation-TRO Northern | AA | 15 | 624109
205001 | Northern Admin Projects | Smith, Roger C. | TRO Northern & Labrador | AD6 | OTH | 862 | A&G Allocation-TRO Northern | AA | 15 | 10187
2051 | Northern Manager | Pike, April | TRO Northern & Labrador | AD6 | OTH | 862 | A&G Allocation-TRO Northern | AA | 15 | 358425
2064 | Hydraulic Operations | Crant, Alvin W. | Hydro Production |  | OTH |  | . | AA | 15 | 1242416
2065 | Hydro Gen. Counsel/Corp Sect | Chamberlain, Wayne D. | Gen Counsel/Corp Sect Hydro | ASG | OTH | 800 | A&G Expense Related GTDC | AA | 15 | 486417
2066 | Hydro Retiree Costs | Janes, Elaina | Human Resources Hydro | ASG | OTH | 800 | A&G Expense Related GTDC | AA | 15 | 6602
2068 | IS Hydro | Sinclair, Helen L. | Info & Operations Tech Hydro | ASG | OTH | 800 | A&G Expense Related GTDC | AA | 15 | 3269873
2069 | Safety, Health & Environment | Manuel, Michael E. | Thermal Production | INT | INT | 120 | Thermal Generation | AA | 15 | 2778887
2072 | TRO Safety, Health & Environ | Smith, Paul W. | TRO Northern & Labrador | AD4 | OTH | 861 | A&G Allocation-TRO Central | AA | 15 | 522702
2073 | LT Asset Planning T & D | Zaichkowsky, Michael A. | TRO Western & Eastern | AD4 | OTH | 861 | A&G Allocation-TRO Central | AA | 15 | 572332
2074 | LT Asset Planning G & T | Ireland, Hughie | TRO Western & Eastern | AD4 | OTH | 861 | A&G Allocation-TRO Central | AA | 15 | 546294
2077 | Central Planners | Churchill, Michael J. | TRO Western & Eastern | AD4 | OTH | 861 | A&G Allocation-TRO Central | AA | 15 | 772082
2079 | TRO Management | Moore, Darren J. | TRO Western & Eastern | AD4 | OTH | 861 | A&G Allocation-TRO Central | AA | 15 | 1874946
2081 | Northern Planners | Smith, Dean H. | TRO Northern & Labrador | AD6 | OTH | 862 | A&G Allocation-TRO Northern | AA | 15 | 366982
2084 | Civil Engr Hydro | Gardiner, Terence J. | Civil & Lines Engr Hydro |  | OTH |  | . | AA | 15 | 311709
2085 | Electrical Engr Hydro | Hicks, David W. | Electrical Engr Hydro |  | OTH |  | . | AA | 15 | 314600
2086 | Mechanical Engr Hydro | Seymour, Robert N. | Mechanical Engr Hydro |  | OTH |  | . | AA | 15 | 518567
2087 | T & D Engr Hydro | Gardiner, Terence J. | Civil & Lines Engr Hydro |  | OTH |  | . | AA | 15 | 191930
208701 | T & D Engr OP Hydro | Gardiner, Terence J. | Civil & Lines Engr Hydro |  | OTH |  | . | AA | 15 | -11035
2088 | PCC Engr Hydro | Leggo, Estate of Richard W. | PCC Engr Hydro |  | OTH |  | . | AA | 15 | 1216059
2090 | Project Execution Hydro | Read, Gregory A. | Project Execution Hydro |  | OTH |  | . | AA | 15 | 666409
2091 | LT Asset Planning - Thermal | Adams, John | Thermal Production | INT | INT | 120 | Thermal Generation | AA | 15 | 1206369
2093 | Finance NL Hydro | Russell, Carla | Finance NL Hydro | ASG | OTH | 800 | A&G Expense Related GTDC | AA | 15 | 2115228
2094 | Trans. Plan & Integration Supp | Humphries, Paul W. | NL System Operator | ASG | OTH | 800 | A&G Expense Related GTDC | AA | 15 | 468883
2095 | Asset Mgmt & Reliability Hydro | Price, Brock | Asset Mgmt & Reliability Hydro |  | OTH |  | . | AA | 15 | 365
2096 | Ready for Integration Team | Thomas, Peter W. | NL System Operator |  | OTH |  | . | AA | 15 | 824591
2097 | BTPO Team | LeDrew, Terry P R | NL System Operator |  | OTH |  | . | AA | 15 | 228275
2098 | Supply Chain - Procurement | Whelan, Michael P. | Supply Chain | ASG | OTH | 800 | A&G Expense Related GTDC | AA | 15 | 36069
2166 | Isl Iso Fuel & Pwr Pur | Stratton, C Paul | NL System Operator | ISO | ISO | NOM | Non-Operating & Maintenance | AA | 15 | 3926
2180 | GT & Diesel Generation Mgmt | Marche, Alberta M. | Gas Turbines | INT | INT | 130 | Gas Tubine Generation | AA | 15 | 33011
2184 | Happy Valley GT | Marche, Alberta M. | Gas Turbines | INT | INT | 130 | Gas Tubine Generation | AA | 15 | 1601
2188 | Hardwoods & Stephenville GT | Marche, Alberta M. | Gas Turbines | INT | INT | 130 | Gas Tubine Generation | AA | 15 | 4643
8810 | Prior Year Adj - Hydro | Russell, Carla | Financial Reporting Adjustment | ALL | ALL | NOM | Non-Operating & Maintenance | AA | 15 | -2779500
8811 | Prior Year Adj - Hydro | Russell, Carla | Financial Reporting Adjustment |  | OTH |  | . | AA | 15 | -51900
8814 | Prior Year Adj - Hydro | Russell, Carla | Financial Reporting Adjustment | ALL | ALL | NOM | Non-Operating & Maintenance | AA | 15 | 1285500
9014 | IFRS Adjustments | Russell, Carla | Financial Reporting Adjustment | ALL | ALL | NOM | Non-Operating & Maintenance | AA | 15 | -295300
154322065
BU's not included in query
[9 empty] | 9000 | 1767167.7
[9 empty] | 1952 | 70028.23
[9 empty] | revised | 156159260.93
[10 empty] | 156159255.61 | PER JDE SS PULL
[10 empty] | 5.32 | CHECK

## NLH Tr O&M Estimates, 2016
Bus Unit | Bus Unit Desc | Resp | Department | JDE Sys | Sys | JDE Fun | Function Desc | LT | Year | Annual Amount | SUMMARY
1183 | Risk & Insurance Hydro | Warren, Auburn | Finance NL Hydro | ASG | OTH | 800 | A&G Expense Related GTDC | AA | 16 | 2622703 |  | 2016
1186 | Communiations NL Hydro | Fisher, Deanne | Communications NL Hydro | ASG | OTH | 800 | A&G Expense Related GTDC | AA | 16 | 582736 | 1 | Transmssion |  | INT | Transmission Demand
1209 | Customer Communication & Supp | Lye, Anthony | Customer Service | ASC | OTH | 500 | Customer-Related | AA | 16 | 5499653 | 2 | 13462601 | 22.5% | 605634.75
1210 | Rates & Regulation | Russell, Carla | Regulatory Affairs | ASG | OTH | 800 | A&G Expense Related GTDC | AA | 16 | 3662918 | 3 | 1349 | 100% | 1666905
1230 | Energy Conservation | Browne, Simone | Energy Efficiency |  | OTH |  | . | AA | 16 | 429259 | 4 | 1428 | 100% | 246774
123001 | Energy Conservation OP | Browne, Simone | Energy Efficiency |  | OTH |  | . | AA | 16 | 0 | 5 | Apprentice |  | 318161.0194
1234 | Human Resources Other | Roberts, Michael J. | Human Resources Hydro | AD3 | OTH | 903 | Direct & A&G Human Resources | AA | 16 | 2383944 | 6 |  |  | 2837474.7694 | 70.47% | 1999538.5387
1236 | System Operations | Butler, Robert C. | NL System Operator | INT | INT | 900 | Direct Allocation Sys Ops | AA | 16 | 2994718 | 7
1242 | Network Services Hydro | Lacour, Shane B. | Info & Operations Tech Hydro | ASG | OTH | 800 | A&G Expense Related GTDC | AA | 16 | 3252459 | 8 | Terminals |  | INT | Transmission Demand
1247 | Network Services - MFalls | Lacour, Shane B. | Info & Operations Tech Hydro | ASG | OTH | 800 | A&G Expense Related GTDC | AA | 16 | -24905 | 9 | 1307 | 20% | 73177.8
1254 | EMS Hydro | Hemeon, Brian C. | Info & Operations Tech Hydro | ASG | OTH | 800 | A&G Expense Related GTDC | AA | 16 | 19889 | 10 | 1325 | 100% | 4102367
1268 | HRD Maint Tools & Equipment | Rice, Wayne P. | Thermal Production | INT | INT | 120 | Thermal Generation | AA | 16 | 106543 | 11 | 13462601 | 15% | 403756.5
1273 | Holyrood Gas Turbine | Rice, Wayne P. | Thermal Production | INT | INT | 130 | Gas Tubine Generation | AA | 16 | 1790630 | 12 | 1430 | 100% | 504478
1279 | Hydraulic F&T Execution | Inkpen, Karl L. | Hydro Production | INT | INT | 110 | Hydraulic Generation | AA | 16 | 399234 | 13 | Apprentice |  | 121127.2917
1281 | Hinds Lake | Inkpen, Karl L. | Hydro Production | INT | INT | 110 | Hydraulic Generation | AA | 16 | 443477 | 14 |  |  | 5204906.5917 | 62.35% | 3245482.0993
128101 | Hinds Lake OP | Inkpen, Karl L. | Hydro Production | INT | INT | 110 | Hydraulic Generation | AA | 16 | 116619 | 15
1284 | Upper Salmon | Inkpen, Karl L. | Hydro Production | INT | INT | 110 | Hydraulic Generation | AA | 16 | 485467 | 16 | Other |  | INT | Transmission Demand
128401 | Upper Salmon OP | Inkpen, Karl L. | Hydro Production | INT | INT | 110 | Hydraulic Generation | AA | 16 | 140530 | 17 | 1236 | 48% | 1437464.64
1285 | Paradise River | Inkpen, Karl L. | Hydro Production | INT | INT | 110 | Hydraulic Generation | AA | 16 | 406414 | 18 | 1303 | 4% | 47143.76
128501 | Paradise River OP | Inkpen, Karl L. | Hydro Production | INT | INT | 110 | Hydraulic Generation | AA | 16 | 15508 | 19 | 1819 | 25% | 59360.5
1287 | Snooks Arm/Venams Bight | Inkpen, Karl L. | Hydro Production | INT | INT | 110 | Hydraulic Generation | AA | 16 | 75363 | 20 | 2084 | 13% | 22680.97
1290 | Cat Arm | Inkpen, Karl L. | Hydro Production | INT | INT | 110 | Hydraulic Generation | AA | 16 | 567202 | 21 | 2085 | 17% | 0
1291 | Fleet & Tools - Operations | Crant, Alvin W. | Hydro Production | INT | INT | 110 | Hydraulic Generation | AA | 16 | 129646 | 22 | 2086 | 1.5% | 0
1293 | Bay D'Espoir PH # 1 | Inkpen, Karl L. | Hydro Production | INT | INT | 110 | Hydraulic Generation | AA | 16 | 4292885 | 23 | 2087 | 30.5% | 0
129301 | BDE Powerhouse #1 OP | Inkpen, Karl L. | Hydro Production | INT | INT | 110 | Hydraulic Generation | AA | 16 | 641141 | 24 | 2088 | 25% | 0
1294 | Bay D'Espoir PH # 2 | Inkpen, Karl L. | Hydro Production | INT | INT | 110 | Hydraulic Generation | AA | 16 | 92867 | 25 |  |  | 1566649.87 | 67.58% | 1522598
1295 | Granite Canal | Inkpen, Karl L. | Hydro Production | INT | INT | 110 | Hydraulic Generation | AA | 16 | 584663 | 26 |  |  |  |  | 6767618.638
129501 | Granite Canal | Inkpen, Karl L. | Hydro Production | INT | INT |  | . | AA | 16 | 851 | 27 |  |  | A&G | 0.94209 | 6375732.5527
1296 | Assets Generation - HRD | Rice, Wayne P. | Thermal Production | INT | INT | 120 | Thermal Generation | AA | 16 | 5801879 | 28 |  |  |  |  | 13143351.1907
1297 | Assets Common - HRD | Rice, Wayne P. | Thermal Production | INT | INT | 120 | Thermal Generation | AA | 16 | 4218997
1298 | Services Admin - HRD | Connolly, Steve E. | Thermal Production | INT | INT | 812 | A&G Thermal | AA | 16 | 1151901
1303 | Environmental Services Hydro | Organ, Marion E. | Environmental Services Hydro | AD1 | OTH | 901 | Direct & A&G Environment | AA | 16 | 1178594
1307 | Meter Shop | Brophy, Barry R. | Customer Service | ASW | OTH | 360 | Meters | AA | 16 | 365889
1308 | Drafting Hydro | Gardiner, Terence J. | Eng Support Services Hydro | PL1 | OTH | 850 | A&G All Plant | AA | 16 | 241227
1310 | Meter Testing Services | Lye, Anthony | Customer Service | ALL | ALL | NRA | Non-Regulated Activities | AA | 16 | 7714
1325 | Central Isl Inter Terminals | Champion, Rodney | TRO Western & Eastern | INT | INT | 220 | Terminal Stations | AA | 16 | 4102367
132501 | Central Terminal Stations OP | Champion, Rodney | TRO Western & Eastern | INT | INT | 220 | Terminal Stations | AA | 16 | 392496
1332 | Central Isl Inter Generation | Champion, Rodney | TRO Western & Eastern | INT | INT | 130 | Gas Tubine Generation | AA | 16 | 69382
133202 | Central Gen Inter OP -Removal | Champion, Rodney | TRO Western & Eastern | INT | INT | 130 | Gas Tubine Generation | AA | 16 | -1
1333 | Central Isl Isolated Gen | Churchill, Michael J. | TRO Western & Eastern | ISO | ISO | 125 | Diesel Generation | AA | 16 | 2138377
133301 | Central Generation Isolated OP | Churchill, Michael J. | TRO Western & Eastern | ISO | ISO | 125 | Diesel Generation | AA | 16 | 22490
1340 | Gas Turbines | Marche, Alberta M. | Gas Turbines | INT | INT | 130 | Gas Tubine Generation | AA | 16 | 3408291
134001 | Gas Turbines - OP | Marche, Alberta M. | Gas Turbines | INT | INT | 130 | Gas Tubine Generation | AA | 16 | 30517
1346 | Transportation & Regional Serv | O'Neill, Terry | TRO Northern & Labrador | ASG | OTH | 860 | A&G Allocation-Transportation | AA | 16 | 5193354
134601 | Transportation OP | O'Neill, Terry | TRO Northern & Labrador | ASG | OTH | 860 | A&G Allocation-Transportation | AA | 16 | 65261
13462601 | Transportation & Regional Serv | O'Neill, Terry | TRO Northern & Labrador | ASG | OTH | 860 | A&G Allocation-Transportation | AA | 16 | 2691710
1349 | Central Isl Int Transmission | Hicks, David | TRO Western & Eastern | INT | INT | 200 | Transmission Lines | AA | 16 | 1666905
134901 | Central Transmission OP | Hicks, David | TRO Western & Eastern | INT | INT | 200 | Transmission Lines | AA | 16 | 55355
1350 | Central Isl Int Distribution | Hicks, David | TRO Western & Eastern | INT | INT | 300 | Distribution | AA | 16 | 2740563
135001 | Central Distribution Int. OP | Hicks, David | TRO Western & Eastern | INT | INT | 300 | Distribution | AA | 16 | 178179
135002 | Central Dist Int OP - Removal | Hicks, David | TRO Western & Eastern | INT | INT | 300 | Distribution | AA | 16 | 0
1351 | Central Isl Isol Distribution | Hicks, David | TRO Western & Eastern | ISO | ISO | 300 | Distribution | AA | 16 | 116682
1385 | Labrador Transmission | O'Brien, Anthony L. | TRO Northern & Labrador | LIN | LIN | 200 | Transmission Lines | AA | 16 | 87854
138502 | Labrador Trans OP - Removals | Lyall, Kenneth | TRO Northern & Labrador | LIN | LIN | 200 | Transmission Lines | AA | 16 | 9531
1388 | Twin Assets | O'Brien, Anthony L. | TRO Northern & Labrador | LIN | LIN | 200 | Transmission Lines | AA | 16 | 1668893
138801 | TWIN ASSETS OP | O'Brien, Anthony L. | TRO Northern & Labrador | LSO | LSO | 300 | Distribution | AA | 16 | 768426
1396 | Lab Interconnect Distribution | O'Brien, Anthony L. | TRO Northern & Labrador | LIN | LIN | 300 | Distribution | AA | 16 | 1417587
139601 | Lab Interconnect Distribution | O'Brien, Anthony L. | TRO Northern & Labrador | LIN | LIN |  | . | AA | 16 | 236069
139602 | Lab Inter Dist OP - Removals | O'Brien, Anthony L. | TRO Northern & Labrador | LIN | LIN | 300 | Distribution | AA | 16 | 20500
1397 | Lab Isolated Distribution | O'Brien, Anthony L. | TRO Northern & Labrador | LSO | LSO | 300 | Distribution | AA | 16 | 183914
139702 | Lab Iso Dist OP - Removals | O'Brien, Anthony L. | TRO Northern & Labrador | LSO | LSO | 300 | Distribution | AA | 16 | 900
1401 | Labrador Isolated Generation | Kean, Harold L. | TRO Northern & Labrador | LSO | LSO | 125 | Diesel Generation | AA | 16 | 3836334
140101 | Lab Generation Isolated OP | Kean, Harold L. | TRO Northern & Labrador | LSO | LSO | 125 | Diesel Generation | AA | 16 | 25765
140102 | Lab Iso Gen OP - Removals | Kean, Harold L. | TRO Northern & Labrador | LSO | LSO | 125 | Diesel Generation | AA | 16 | 16755
1402 | Labrador Terminals Inter | Kean, Harold L. | TRO Northern & Labrador | LIN | LIN | 220 | Terminal Stations | AA | 16 | 240405
140201 | Lab Terminals Inter - OP | Sheppard, Alexander T. | TRO Northern & Labrador | LIN | LIN | 220 | Terminal Stations | AA | 16 | 1326
1403 | Lab Interconnect Generation | Kean, Harold L. | TRO Northern & Labrador | LIN | LIN | 130 | Gas Tubine Generation | AA | 16 | 227658
1405 | Natuashish | Kennedy, Richard | Natuashish | NR | NR | NRA | Non-Regulated Activities | AA | 16 | 397387
1410 | North Generation Interconnectd | Hillier, Wade | TRO Northern & Labrador | INT | INT | 125 | Diesel Generation | AA | 16 | 363332
141001 | North Generation Intercon OP | Hillier, Wade | TRO Northern & Labrador | INT | INT | 125 | Diesel Generation | AA | 16 | 84292
141002 | North Gen Inter OP - Removals | Hillier, Wade | TRO Northern & Labrador | INT | INT | 125 | Diesel Generation | AA | 16 | 6168
1411 | North Generation Isolated | Hillier, Wade | TRO Northern & Labrador | LSO | LSO | 125 | Diesel Generation | AA | 16 | 2648891
1415 | TRO Northern & Labrador | Hillier, Wade | TRO Northern & Labrador | AD6 | OTH | 862 | A&G Allocation-TRO Northern | AA | 16 | 687329
1425 | North Dist Labrador Isolated | Spence, Kirby N. | TRO Northern & Labrador | LSO | LSO | 300 | Distribution | AA | 16 | 307933
142502 | North Dist Lab Iso OP - Rem | Spence, Kirby N. | TRO Northern & Labrador | LSO | LSO | 300 | Distribution | AA | 16 | 4775
1426 | North Dist Lanse Au Loup | Spence, Kirby N. | TRO Northern & Labrador | LAL | LAL | 300 | Distribution | AA | 16 | 254076
142602 | North Dist LAL OP - Removals | Spence, Kirby N. | TRO Northern & Labrador | LAL | LAL | 300 | Distribution | AA | 16 | 2744
1427 | North Dist Isl Interconn | Spence, Kirby N. | TRO Northern & Labrador | INT | INT | 300 | Distribution | AA | 16 | 1899119
142702 | North Dist Isl Inter OP - Rem | Spence, Kirby N. | TRO Northern & Labrador | INT | INT | 300 | Distribution | AA | 16 | 4092
1428 | Northern Transmission | Spence, Kirby N. | TRO Northern & Labrador | INT | INT | 200 | Transmission Lines | AA | 16 | 246774
142801 | Northern Transmission OP | Spence, Kirby N. | TRO Northern & Labrador | INT | INT |  | . | AA | 16 | 25788
1430 | Northern Terminals | Hillier, Wade | TRO Northern & Labrador | INT | INT | 220 | Terminal Stations | AA | 16 | 504478
1436 | North Gen Lanse au loup | Hillier, Wade | TRO Northern & Labrador | LAL | LAL | 125 | Diesel Generation | AA | 16 | 350025
143601 | North Gen Lanse au loup OP | Hillier, Wade | TRO Northern & Labrador | LAL | LAL |  | . | AA | 16 | 31358
1819 | Properties Hydro | Gardiner, Terence J. | Eng Support Services Hydro | AD2 | OTH | 864 | A&G Allocation-Properties | AA | 16 | 237442
194901 | Energy Conservation Labrador | Browne, Simone | Energy Conservation Labrador | NR | NR | NRA | Non-Regulated Activities | AA | 16 | 108204
1955 | Non-Regulated Costs | Russell, Carla | Non-Regulated Business Units | NR | NR | NRA | Non-Regulated Activities | AA | 16 | 841214
1980 | Transition to Operations | Henderson, Robert J. | Transition to Operations | NR | NR | NRA | Non-Regulated Activities | AA | 16 | -7883
1981 | BPTO Team (NR) | LeDrew, Terry P R | BTPO Team (NR) | NR | NR | NRA | Non-Regulated Activities | AA | 16 | -748
1982 | Ready for Integration (NR) | Thomas, Peter W. | Ready for Integration (NR) | NR | NR | NRA | Non-Regulated Activities | AA | 16 | -778
1983 | Human Resources Other (NR) | Henderson, Robert J. | HR Other (NR) | NR | NR | NRA | Non-Regulated Activities | AA | 16 | -1
2000 | Hydro Management | Martin, Edmund J. | Executive Leadership Hydro | ASG | OTH | 800 | A&G Expense Related GTDC | AA | 16 | 1503283
2001 | Internal Audit Hydro | Borden, Jackie | Internal Audit Hydro | ASG | OTH | 800 | A&G Expense Related GTDC | AA | 16 | 118092
2003 | Corporate Controller Hydro | Hull, Robert L. | Finance NL Hydro | ASG | OTH | 800 | A&G Expense Related GTDC | AA | 16 | -158943
2004 | Corporate Treasurer Hydro | Pelley, Scott | Treasury Hydro | ASG | OTH | 800 | A&G Expense Related GTDC | AA | 16 | 232116
2007 | Safety & Health | Hollohan, John M. | Safety & Health Hydro | ASG | OTH | 800 | A&G Expense Related GTDC | AA | 16 | 576198
2008 | Hydro Place Operations | Whelan, Michael P. | Supply Chain | ASG | OTH | 800 | A&G Expense Related GTDC | AA | 16 | 456662
200801 | Hydro Place Operations OP | Whelan, Michael P. | Supply Chain | ASG | OTH | 800 | A&G Expense Related GTDC | AA | 16 | 60861
2012 | Operations Thermal | Cabot, Evan A. | Thermal Production | INT | INT | 120 | Thermal Generation | AA | 16 | 5347975
2013 | Maintenance Thermal | Rice, Wayne P. | Thermal Production | INT | INT | 120 | Thermal Generation | AA | 16 | 1848660
2016 | BDE Work Execution | Inkpen, Karl L. | Hydro Production | INT | INT | 110 | Hydraulic Generation | AA | 16 | 1306096
2017 | Hydraulic LT Asset Planning | Woodman, Robert G. | Hydro Production | INT | INT | 110 | Hydraulic Generation | AA | 16 | 452001
2018 | Hydraulic Administration | Maye, Derrick | Hydro Production | INT | INT | 811 | A&G Hydraulic | AA | 16 | 1155962
2021 | Rural Planning | Humphries, Paul W. | Generation & Rural Planning | ASG | OTH | 800 | A&G Expense Related GTDC | AA | 16 | 899118
2022 | Human Resources Hydro | Roberts, Michael J. | Human Resources Hydro | AD3 | OTH | 903 | Direct & A&G Human Resources | AA | 16 | 3113304
2029 | Central Mgmt & Admin | Churchill, Michael J. | TRO Western & Eastern | AD4 | OTH | 861 | A&G Allocation-TRO Central | AA | 16 | 1626642
2043 | Labrador Mgmt & Admin | Pike, April | TRO Northern & Labrador | AD5 | OTH | 863 | A&G Allocation-TRO Labrador | AA | 16 | 1280713
2050 | Northern Administration | Pike, April | TRO Northern & Labrador | AD6 | OTH | 862 | A&G Allocation-TRO Northern | AA | 16 | 553172
205001 | Northern Admin Projects | Smith, Roger C. | TRO Northern & Labrador | AD6 | OTH | 862 | A&G Allocation-TRO Northern | AA | 16 | 35
2051 | Northern Manager | Pike, April | TRO Northern & Labrador | AD6 | OTH | 862 | A&G Allocation-TRO Northern | AA | 16 | 340637
2064 | Hydraulic Operations | Crant, Alvin W. | Hydro Production |  | OTH |  | . | AA | 16 | 714476
2065 | Hydro Gen. Counsel/Corp Sect | Chamberlain, Wayne D. | Gen Counsel/Corp Sect Hydro | ASG | OTH | 800 | A&G Expense Related GTDC | AA | 16 | 405602
2066 | Hydro Retiree Costs | Janes, Elaina | Human Resources Hydro | ASG | OTH | 800 | A&G Expense Related GTDC | AA | 16 | 22031
2068 | IS Hydro | Sinclair, Helen L. | Info & Operations Tech Hydro | ASG | OTH | 800 | A&G Expense Related GTDC | AA | 16 | 3151660
2069 | Safety, Health & Environment | Manuel, Michael E. | Thermal Production | INT | INT | 120 | Thermal Generation | AA | 16 | 2539014
2072 | TRO Safety, Health & Environ | Smith, Paul W. | TRO Northern & Labrador | AD4 | OTH | 861 | A&G Allocation-TRO Central | AA | 16 | 602852
2073 | LT Asset Planning T & D | Zaichkowsky, Michael A. | TRO Western & Eastern | AD4 | OTH | 861 | A&G Allocation-TRO Central | AA | 16 | 497168
2074 | LT Asset Planning G & T | Ireland, Hughie | TRO Western & Eastern | AD4 | OTH | 861 | A&G Allocation-TRO Central | AA | 16 | 515146
2077 | Central Planners | Churchill, Michael J. | TRO Western & Eastern | AD4 | OTH | 861 | A&G Allocation-TRO Central | AA | 16 | 494240
2079 | TRO Management | Moore, Darren J. | TRO Western & Eastern | AD4 | OTH | 861 | A&G Allocation-TRO Central | AA | 16 | 1318471
2081 | Northern Planners | Smith, Dean H. | TRO Northern & Labrador | AD6 | OTH | 862 | A&G Allocation-TRO Northern | AA | 16 | 336371
2084 | Civil Engr Hydro | Gardiner, Terence J. | Civil & Lines Engr Hydro |  | OTH |  | . | AA | 16 | 174469
2085 | Electrical Engr Hydro | Hicks, David W. | Electrical Engr Hydro |  | OTH |  | . | AA | 16 | 2047
2086 | Mechanical Engr Hydro | Seymour, Robert N. | Mechanical Engr Hydro |  | OTH |  | . | AA | 16 | 230306
2087 | T & D Engr Hydro | Gardiner, Terence J. | Civil & Lines Engr Hydro |  | OTH |  | . | AA | 16 | 288155
2088 | PCC Engr Hydro | Leggo, Estate of Richard W. | PCC Engr Hydro |  | OTH |  | . | AA | 16 | 792834
2090 | Project Execution Hydro | Read, Gregory A. | Project Execution Hydro |  | OTH |  | . | AA | 16 | 354079
2091 | LT Asset Planning - Thermal | Adams, John | Thermal Production | INT | INT | 120 | Thermal Generation | AA | 16 | 778433
2092 | Energy Marketing Finance | Lutz, Carol Anne | Finance NL Hydro | ASG | OTH | 800 | A&G Expense Related GTDC | AA | 16 | -953
2093 | Finance NL Hydro | Russell, Carla | Finance NL Hydro | ASG | OTH | 800 | A&G Expense Related GTDC | AA | 16 | 1775057
2094 | Trans. Plan & Integration Supp | Humphries, Paul W. | NL System Operator | ASG | OTH | 800 | A&G Expense Related GTDC | AA | 16 | 429485
2095 | Asset Mgmt & Reliability Hydro | Price, Brock | Asset Mgmt & Reliability Hydro |  | OTH |  | . | AA | 16 | 103451
2096 | Ready for Integration Team | Thomas, Peter W. | NL System Operator |  | OTH |  | . | AA | 16 | -17794
2097 | BTPO Team | LeDrew, Terry P R | NL System Operator |  | OTH |  | . | AA | 16 | 25403
2098 | Supply Chain - Procurement | Whelan, Michael P. | Supply Chain | ASG | OTH | 800 | A&G Expense Related GTDC | AA | 16 | 1196075
2099 | Thermal Production | Cabot, Evan A. | Thermal Production | INT | INT | 120 | Thermal Generation | AA | 16 | 215230
2100 | Finance CF (Charge Out) | Russell, Carla | Finance Non-Reg | ASG | OTH | 800 | A&G Expense Related GTDC | AA | 16 | 7813
2101 | Finance Nalcor (Charge Out) | Russell, Carla | Finance Non-Reg | ASG | OTH | 800 | A&G Expense Related GTDC | AA | 16 | 16358
2125 | Exploits Generation | Maye, Derrick | Exploits Generation |  | OTH |  | . | AA | 16 | -12768
2127 | Exploits Work Execution | Maye, Derrick | Exploits Generation |  | OTH |  | . | AA | 16 | -10488
2129 | Exploits Long Term Asset Plan | Maye, Derrick | Exploits Generation |  | OTH |  | . | AA | 16 | -1844
2136 | Business Systems - Hydro | Warren, Jennifer | Business Systems - Hydro |  | OTH |  | . | AA | 16 | -73018
2166 | Isl Iso Fuel & Pwr Pur | Stratton, C Paul | NL System Operator | ISO | ISO | NOM | Non-Operating & Maintenance | AA | 16 | 2123
2180 | GT & Diesel Generation Mgmt | Marche, Alberta M. | Gas Turbines | INT | INT | 130 | Gas Tubine Generation | AA | 16 | 647844
2184 | Happy Valley GT | Marche, Alberta M. | Gas Turbines | INT | INT | 130 | Gas Tubine Generation | AA | 16 | 147626
2188 | Hardwoods & Stephenville GT | Marche, Alberta M. | Gas Turbines | INT | INT | 130 | Gas Tubine Generation | AA | 16 | 1434993
218801 | Hardwoods & S'ville GT OP | Marche, Alberta M. | Gas Turbines | INT | INT | 130 | Gas Tubine Generation | AA | 16 | 37254
2198 | Supply Chain-Material Control | Whelan, Michael P. | Supply Chain | ASG | OTH | 800 | A&G Expense Related GTDC | AA | 16 | 50660
9014 | IFRS Adjustments | Russell, Carla | Financial Reporting Adjustment | ALL | ALL | NOM | Non-Operating & Maintenance | AA | 16 | 657683
125848599
BU's not included in query
-15925.78
3034990.77
128867663.99
[10 empty] | 128867665.62 | PER JDE SS PULL
[10 empty] | 1.63 | CHECK

## Line Lengths
Transmission Line Summary - All Lines |  |  |  | Current Year | 2018
Line Number | Location | Voltage (kV) | Length (km) | Construction Type | Year Built | Conductor Type¹ | kV | Total km | TL-267 | Net km
TL 201 | Western Avalon to Soldiers Pond | 230 | 66.43 | Wood and Steel | 1966/2016 | GROSBEAK, GRACKLE, DRAKE | 230 | 2250.69 | 186.456 | 2064.234
TL 202 | Bay D'Espoir to Sunnyside | 230 | 141.76 | Steel | 1966 | DRAKE | 138 | 1500.16 |  | 1500.16
TL 203 | Sunnyside to Western Avalon | 230 | 44.53 | Wood | 1965 | GROSBEAK, AACSR/EHS - 562.5 kcmil, DRAKE | 69 | 628.425 |  | 628.425 | Combined
TL 204 | Bay D'Espoir to Stony Brook | 230 | 105.02 | Steel | 1966 | GRACKLE | 66 | 44.816 |  | 44.816 | 673.241
TL 205 | Stony Brook to Buchans | 230 | 83.82 | Steel | 1967 | GROSBEAK | 25 | 50.21 | Distribution
TL 206 | Bay D'Espoir to Sunnyside | 230 | 141.93 | Steel | 1968 | DRAKE |  | 4474.301 |  | 4237.635
TL 207 | Sunnyside to Come by Chance | 230 | 6.67 | Steel | 2001 | DRAKE, AACSR/TW - 804 kcmil
TL 208 | Western Avalon to INCO | 230 | 15.87 | Steel | 1968/2011 | DRAKE, AACSR/TW - 804 kcmil
TL 209 | Bottom Brook TS 2 to Stephenville | 230 | 21.306 | Wood and Steel | 1971 | DRAKE
TL 210 | Stony Brook to Gander | 138 | 85.39 | Wood, Steel and Aluminum | 1969 | IBIS
TL 211 | Massey Drive to Bottom Brook TS 2 | 230 | 55.9 | Steel | 1967 | GROSBEAK
TL 212 | Sunnyside to Linton Lake | 138 | 138.66 | Wood, Steel and Aluminum | 1966 | PARTRIDGE
TL 214 | Bottom Brook to Doyles | 138 | 118.27 | Steel and Aluminum | 1968 | PARTRIDGE
TL 215 | Doyles to Port Aux Basques | 69 | 27.26 | Wood | 1969 | ACSR 6/13 - 153.6 kcmil, PENGUIN / 4/0 ACSR 6/1
TL 217 | Western Avalon to Soldiers Pond | 230 | 76.66 | Steel | 1970/2001 | AACSR/TW - 804 kcmil, DRAKE
TL 218 | Holyrood to Oxen Pond | 230 | 37.29 | Wood | 1983/1994/2015 | PLOVER, DRAKE
TL 219 | Sunnyside to Salt Pond | 138 | 155.09 | Wood | 1990 | DARIEN
TL 220 | Bay D'Espoir to Barachoix | 69 | 63.04 | Wood | 1970/1999 | PARTRIDGE, GROSBEAK
TL 221 | Hawke's Bay to Peters Barren | 69 | 53.24 | Wood | 1970 | PARTRIDGE
TL 222 | Stony Brook to Springdale | 138 | 98.07 | Wood | 1967 | PARTRIDGE
TL 223 | Springdale to Indian River | 138 | 29.66 | Wood | 1966 | PARTRIDGE, OWL
TL 224 | Howley to Indian River | 138 | 57.51 | Wood | 1962 | OWL
TL 225 | Deer Lake Powerhouse to Station | 69 | 2.99 | Wood | 1970/1994 | PARTRIDGE
TL 226 | Deer Lake to Berry Hill | 69 | 71.38 | Wood | 1970 | PARTRIDGE
TL 227 | Berry Hill to Daniels Harbour | 69 | 83.976 | Wood | 1970 | PARTRIDGE
TL 228 | Massey Drive to Buchans | 230 | 84.77 | Steel | 1967/1999 | GROSBEAK, ERGET, STEEL 91, AACSR - 562.5 kcmil
TL 229 | Wiltondale to Glenburnie | 69 | 34.62 | Wood | 1976 | 19 Strand AASC - 266.8 kcmil
TL 231 | Bay D'Espoir to Stony Brook | 230 | 105.31 | Steel | 1976 | GRACKLE
TL 232 | Stony Brook to Buchans | 230 | 84.25 | Wood and Steel | 1981 | GRACKLE
TL 233 | Buchans to Bottom Brook TS 2 | 230 | 135.817 | Wood and Steel | 1973 | DRAKE
TL 234 | Upper Salmon to Bay D'Espoir | 230 | 51.54 | Wood and Steel | 1981 | GRACKLE
TL 235 | Stony Brook to G.F. Freq. Conv. | 230 | 0.62 | Steel and Wood | 1966/2000 | GROSBEAK
TL 236 | Hardwoods to Oxen Pond | 230 | 10.55 | Steel | 2002 | AACSR/TW - 804 kcmil
TL 237 | Come by Chance to Western Avalon | 230 | 44.95 | Steel | 2002 | AACSR/TW - 804 kcmil
TL 239 | Deer Lake to Berry Hill | 138 | 70.8 | Wood | 1982 | DARIEN
TL-1301 | Churchill Fall's to Muskrat Fall's | 138 | 240.88 | Wood | 1976 | DARIEN
TL-1302 | Muskrat Fall's to Goose Bay | 138 | 28.38 | Wood | 1976 | DARIEN
Line Number | Location | Voltage (kV) | Length (km) | Construction Type | Year Built | Conductor Type¹
TL 241 | Plum Point to Peters Barren | 138 | 109.49 | Wood | 1995 | 19 Strand AASC - 549 kcmil, DARIEN
TL 242 | Soldiers Pond to Hardwoods | 230 | 27.2 | Steel | 1970/2002 | AACSR/TW - 804 kcmil
TL 243 | Hinds Lake to Howley | 138 | 14.97 | Wood | 1978 | DARIEN
TL 244 | Plum Point to Bear Cove | 138 | 29.96 | Wood | 1983 | BUTTE
TL 245 | Howley to Deer Lake | 138 | 26.12 | Wood and Steel | 1969 | PARTRIDGE
TL 247 | Cat Arm to Deer Lake | 230 | 122.91 | Steel | 1984 | 61 Strand AAAC - 1376.6 Kcmil
TL 248 | Deer Lake to Massey Drive | 230 | 55.12 | Steel | 1983 | 61 Strand AAAC - 1376.6 Kcmil
TL 250 | Bottom Brook to Grandy Brook | 138 | 123.23 | Wood | 1987 | DARIEN
TL 251 | Howley to Hampton | 69 | 47.61 | Wood | 1981 | PARTRIDGE
TL 252 | Hampton Tap to Jacksons Arm | 69 | 53.19 | Wood | 1981 | PARTRIDGE
TL 253 | Jacksons Arm to Coney Arm | 69 | 12.1 | Wood | 1982 | PARTRIDGE
TL 254 | Boyds Cove to Farewell Point | 69 | 18.87 | Wood | 1988 | DARIEN
Line 5 Grandy Brook (Old TL 255) | Grandy Brook to Hope Brook | 25 | 33.01 | Wood | 1987 | DARIEN
TL 256 | Bear Cove to St. Anthony Airport | 138 | 51.05 | Wood | 1995 | 477EE - AASC - 549 kcmil
TL 257 | Roddickton to St. Anthony Airport | 69 | 63.4 | Wood | 1989 | PARTRIDGE
Line 1, (TL 258) | Paradise River to Monkstown TS | 25 | 17.2 | Wood | 1989 | HAWK
TL 259 | Berry Hill to Peters Barren | 138 | 86.63 | Wood | 1990 | DARIEN
TL 260 | Seal Cove to Bottom Waters | 138 | 36 | Wood | 1990 | DARIEN, ERGET
TL 261 | St. Anthony to St. Anthony Airport | 69 | 47.82 | Wood | 1996 | 19 Strand AASC - 559.5 kcmil
TL 262 | Daniels Harbour to Peters Barren | 69 | 3.929 | Wood | 1970 | PARTRIDGE
TL 263 | Granite Canal Tap to Upper Salmon | 230 | 74.823 | Wood/ Steel | 2002 | DRAKE
TL 264 | Buchans to Duck Pond Mine Site | 69 | 45 | Wood | 2005 | PARTRIDGE
TL 265 | Soldiers Pond to Holyrood | 230 | 10.914 | Steel | 1970/2001/2017 | AACSR/TW - 804 kcmil, DRAKE
TL 266 | Soldiers Pond to Hardwoods | 230 | 17.33 | Steel | 1966/2017 | GROSBEAK,DRAKE, FALCON
TL 267 | Bay D'Espoir to Western Avalon | 230 | 186.456 | Steel /Wood | 2017 | AACSR/TW - 804 kcmil
TL 268 | Soldiers Pond to Holyrood | 230 | 10.733 | Steel | 1970/2002/2017 | AACSR/TW - 804 kcmil
TL 270 | Granite Canal to Granite Canal Tap | 230 | 0.211 | Steel / Wood | 2003 / 2017 | Drake
TL 280 | Star Lake to Buchans | 66 | 44.816 | Wood | 1998 | PARTRIDGE
TL 2303 | Churchill Fall's to Wabush | 230 | 215 | Steel | 1962 | Grosbeck
TL 2304 | Churchill Fall's to Wabush | 230 | 215 | Steel | 1963 | Grosbeck
Note ¹: Different conductors may be used on the same line, for more information see the Systems Planning Data Book.

## NL Hydro Load Density
This is from data provided courtesy of Renee:
My data shows 3,743 km of transmission lines over 60 kV. Broken down as follows:
Hydro's Facilities |  |  |  | km | Peak Load (MW)
230 kV 1,609 km (includes TL208) |  |  |  | 1609 | 1902
138 kV 1,500 km |  |  |  | 1500
66 kV 634 km |  |  |  | 634
Labrador Island Link |  |  |  | 1100
TL 267 |  |  |  | 188
TL 3101/3102 |  |  |  | 250
|  |  | Total km | 5281
|  |  | Total km w/o LIL, LTA, TL267 | 3743 | MW/Mile
|  |  | Total, Miles | 3281.4603 | 0.62137
|  |  | Total miles w/o LIL, LTA, TL267 | 2325.7917
|  |  | NL Hydro, Peak Load/Mile | 0.57962
Selection Range, US Utilities
|  | Low |  | 0.43472
|  | High |  | 0.86943
Nick's Measurements
2883
1100
3983
2474.9207
0.76851
0.57638
0.96064

## O&M Lines Towers (STable 4, v2)
| respondent_id | 121 | 316 | 27 | 23 | 98 | 134 | 117 | 147 | 61 | 115 | 166 | 12 | 70 | 191 | 157 | 187 | 84 | 51 | 133 | 80 | 428 | 202 | 8 | 49
Operation & Maintenance Cost (Select Accounts): 2016
Line | Account | Northern States Power Company (Wisconsin) | ITC Midwest LLC | Duke Energy Ohio, Inc. | Central Maine Power Company | ALLETE, Inc. | PacifiCorp | Niagara Mohawk Power Corporation | Public Service Company of New Mexico | Green Mountain Power Corp | New York State Electric & Gas Corporation | Southwestern Public Service Company | Black Hills Power, Inc. | Idaho Power Company | Westar Energy, Inc. | Sierra Pacific Power Company d/b/a NV Energy | Avista Corporation | Lockhart Power Company | The Empire District Electric Company | Pacific Gas And Electric Company | Kansas Gas and Electric Company | UGI Utilities, Inc. | Chugach Electric Association, Inc. | Entergy Arkansas, Inc. | El Paso Electric Company | Peer Group Average
82 | Operation
83 | (560) Operation Supervision and Engineering | 2636571 | 781949 | 12223 | 417549 | 2266013 | 7696616 | 1428194 | 1745368 | 64482 | 1625690 | 6990486 | 1012414 | 2953141 | 653442 | 301084 | 2540071 | 74615 | 448274 | 1980822 | 452645 | 233406 | 623364 | 5050641 | 1641654 | 1817946.4167
85 | (561.1) Load Dispatch-Reliability | 0 | 0 | 0 | 0 | 0 | 0 | 0 | 0 | 0 | 0 | 0 | 0 | 0 | 0 | 0 | 0 | 0 | 0 | 0 | 0 | 0 | 0 | 0 | 0 | 0
86 | (561.2) Load Dispatch-Monitor and Operate Transmission System | 0 | 0 | 0 | 0 | 0 | 0 | 0 | 0 | 0 | 0 | 0 | 0 | 0 | 0 | 0 | 0 | 0 | 0 | 0 | 0 | 0 | 0 | 0 | 0 | 0
87 | (561.3) Load Dispatch-Transmission Service and Scheduling | 0 | 0 | 0 | 0 | 0 | 0 | 0 | 0 | 0 | 0 | 0 | 0 | 0 | 0 | 0 | 0 | 0 | 0 | 0 | 0 | 0 | 0 | 0 | 0 | 0
88 | (561.4) Scheduling, System Control and Dispatch Services | 0 | 0 | 0 | 0 | 0 | 0 | 0 | 0 | 0 | 0 | 0 | 0 | 0 | 0 | 0 | 0 | 0 | 0 | 0 | 0 | 0 | 0 | 0 | 0 | 0
89 | (561.5) Reliability, Planning and Standards Development | 0 | 0 | 0 | 0 | 0 | 0 | 0 | 0 | 0 | 0 | 0 | 0 | 0 | 0 | 0 | 0 | 0 | 0 | 0 | 0 | 0 | 0 | 0 | 0 | 0
90 | (561.6) Transmission Service Studies | 0 | 0 | 0 | 0 | 0 | 0 | 0 | 0 | 0 | 0 | 0 | 0 | 0 | 0 | 0 | 0 | 0 | 0 | 0 | 0 | 0 | 0 | 0 | 0 | 0
91 | (561.7) Generation Interconnection Studies | 0 | 0 | 0 | 0 | 0 | 0 | 0 | 0 | 0 | 0 | 0 | 0 | 0 | 0 | 0 | 0 | 0 | 0 | 0 | 0 | 0 | 0 | 0 | 0 | 0
92 | (561.8) Reliability, Planning and Standards Development Services | 0 | 0 | 0 | 0 | 0 | 0 | 0 | 0 | 0 | 0 | 0 | 0 | 0 | 0 | 0 | 0 | 0 | 0 | 0 | 0 | 0 | 0 | 0 | 0 | 0
93 | (562) Station Expenses | 0 | 0 | 0 | 0 | 0 | 0 | 0 | 0 | 0 | 0 | 0 | 0 | 0 | 0 | 0 | 0 | 0 | 0 | 0 | 0 | 0 | 0 | 0 | 0 | 0
94 | (563) Overhead Lines Expenses | 819270 | 1383116 | 638356 | 1219918 | 0 | 523824 | 3102976 | 82282 | 314630 | 605555 | 598518 | 71896 | 953376 | 494150 | 761834 | 513129 | 18681 | 76906 | 6730256 | 288636 | 71041 | 12676 | 419984 | 305124 | 833588.9167
95 | (564) Underground Lines Expenses | 0 | 0 | 0 | -51954 | 0 | 0 | 180994 | 0 | 0 | 68170 | 0 | 0 | 0 | 258309 | 0 | 0 | 0 | 0 | 1511260 | 236271 | 0 | 0 | 0 | 0 | 91793.75
96 | (565) Transmission of Electricity by Others | 0 | 0 | 0 | 0 | 0 | 0 | 0 | 0 | 0 | 0 | 0 | 0 | 0 | 0 | 0 | 0 | 0 | 0 | 0 | 0 | 0 | 0 | 0 | 0 | 0
97 | (566) Miscellaneous Transmission Expenses | 0 | 0 | 0 | 0 | 0 | 0 | 0 | 0 | 0 | 0 | 0 | 0 | 0 | 0 | 0 | 0 | 0 | 0 | 0 | 0 | 0 | 0 | 0 | 0 | 0
98 | (567) Rents | 0 | 0 | 0 | 0 | 0 | 0 | 0 | 0 | 0 | 0 | 0 | 0 | 0 | 0 | 0 | 0 | 0 | 0 | 0 | 0 | 0 | 0 | 0 | 0 | 0
99 | TOTAL Operation | 3455841 | 2165065 | 650579 | 1585513 | 2266013 | 8220440 | 4712164 | 1827650 | 379112 | 2299415 | 7589004 | 1084310 | 3906517 | 1405901 | 1062918 | 3053200 | 93296 | 525180 | 10222338 | 977552 | 304447 | 636040 | 5470625 | 1946778 | 2743329.0833
100 | Maintenance
101 | (568) Maintenance Supervision and Engineering | 18575 | 2543401 | 812 | 595298 | 292 | 967541 | 628651 | 5202 | 10101 | 681917 | 149551 | -143 | 169832 | 670247 | 0 | 1019083 | 72155 | 213374 | 1142072 | 540836 | 46515 | 468106 | 5307313 | 75245 | 638582.3333
102 | (569) Maintenance of Structures | 0 | 0 | 381305 | 94804 | 0 | 71460 | 0 | 1512 | 30028 | 324567 | 0 | 0 | 2882 | 2472 | 0 | 673664 | 0 | 7584 | 702061 | 21211 | 9590 | 0 | 295121 | 14182 | 109685.125
103 | (569.1) Maintenance of Computer Hardware | 0 | 0 | 0 | 0 | 0 | 0 | 0 | 0 | 0 | 0 | 0 | 0 | 0 | 0 | 0 | 0 | 0 | 0 | 0 | 0 | 0 | 0 | 0 | 0 | 0
104 | (569.2) Maintenance of Computer Software | 0 | 0 | 0 | 0 | 0 | 0 | 0 | 0 | 0 | 0 | 0 | 0 | 0 | 0 | 0 | 0 | 0 | 0 | 0 | 0 | 0 | 0 | 0 | 0 | 0
105 | (569.3) Maintenance of Communication Equipment | 0 | 0 | 0 | 0 | 0 | 0 | 0 | 0 | 0 | 0 | 0 | 0 | 0 | 0 | 0 | 0 | 0 | 0 | 0 | 0 | 0 | 0 | 0 | 0 | 0
106 | (569.4) Maintenance of Miscellaneous Regional Transmission Plant | 0 | 0 | 0 | 0 | 0 | 0 | 0 | 0 | 0 | 0 | 0 | 0 | 0 | 0 | 0 | 0 | 0 | 0 | 0 | 0 | 0 | 0 | 0 | 0 | 0
107 | (570) Maintenance of Station Equipment | 0 | 0 | 0 | 0 | 0 | 0 | 0 | 0 | 0 | 0 | 0 | 0 | 0 | 0 | 0 | 0 | 0 | 0 | 0 | 0 | 0 | 0 | 0 | 0 | 0
108 | (571) Maintenance of Overhead Lines | 2683311 | 11751039 | 7001874 | 5542842 | 2835019 | 17444207 | 31888616 | 213717 | 2986408 | 13394607 | 1388671 | 217218 | 1132781 | 4640360 | 1561286 | 1783246 | 59705 | 1963005 | 82198554 | 2627185 | 546913 | 346738 | 3338160 | 1286512 | 8284665.5833
109 | (572) Maintenance of Underground Lines | 0 | 0 | 0 | 0 | 0 | 0 | 0 | 0 | 0 | 0 | 0 | 0 | 0 | 0 | 0 | 0 | 0 | 0 | 0 | 0 | 0 | 0 | 0 | 0 | 0
110 | (573) Maintenance of Miscellaneous Transmission Plant | 13625 | 417995 | 0 | 17809 | 209918 | 116402 | 801804 | 13429 | 16088 | 105651 | 0 | 2984 | 0 | 1098 | 22293 | 83000 | 0 | 0 | 929615 | 991 | 0 | 619958 | 111276 | 50467 | 147266.7917
111 | TOTAL Maintenance | 2715511 | 14712435 | 7383991 | 6250753 | 3045229 | 18599610 | 33319071 | 233860 | 3042625 | 14506742 | 1538222 | 220059 | 1305495 | 5314177 | 1583579 | 3558993 | 131860 | 2183963 | 84972302 | 3190223 | 603018 | 1434802 | 9051870 | 1426406 | 9180199.8333
112 | TOTAL Transmission Expenses | 6171352 | 16877500 | 8034570 | 7836266 | 5311242 | 26820050 | 38031235 | 2061510 | 3421737 | 16806157 | 9127226 | 1304369 | 5212012 | 6720078 | 2646497 | 6612193 | 225156 | 2709143 | 95194640 | 4167775 | 907465 | 2070842 | 14522495 | 3373184 | 11923528.9167
Transmission Plant in Service: 2016
Line | Account | Northern States Power Company (Wisconsin) | ITC Midwest LLC | Duke Energy Ohio, Inc. | Central Maine Power Company | ALLETE, Inc. | PacifiCorp | Niagara Mohawk Power Corporation | Public Service Company of New Mexico | Green Mountain Power Corp | New York State Electric & Gas Corporation | Southwestern Public Service Company | Black Hills Power, Inc. | Idaho Power Company | Westar Energy, Inc. | Sierra Pacific Power Company d/b/a NV Energy | Avista Corporation | Lockhart Power Company | The Empire District Electric Company | Pacific Gas And Electric Company | Kansas Gas and Electric Company | UGI Utilities, Inc. | Chugach Electric Association, Inc. | Entergy Arkansas, Inc. | El Paso Electric Company | Peer Group Average
48 | (350) Land and Land Rights | 30396841 | 82303995 | 35466109 | 60138145 | 14348454 | 251625967 | 99732499 | 54341920 | 5177334 | 47442673 | 116983080 | 5745931 | 36379079 | 45609087 | 49760556 | 21941751 | 51657 | 11925628 | 245529797 | 42617383 | 1837805 | 1857229 | 61225152 | 14022413 | 55685853.5417
49 | (352) Structures and Improvements | 26667995 | 75163106 | 28004478 | 102070730 | 25434630 | 239305233 | 35860661 | 31219925 | 8806832 | 29668181 | 51687928 | 1790881 | 77780246 | 54542201 | 19538704 | 20538173 | 237071 | 2888274 | 416007406 | 27654252 | 299003 | 13249818 | 58462047 | 9224711 | 56504270.25
50 | (353) Station Equipment | 297179007 | 656052520 | 390555410 | 567662845 | 274983952 | 2012791077 | 990937373 | 369583229 | 119597802 | 409471232 | 792671484 | 51701801 | 407602629 | 388628927 | 250736410 | 243039879 | 2561837 | 132989537 | 5294417861 | 278983079 | 22758613 | 116207137 | 690701607 | 163034830 | 621868753.25
51 | (354) Towers and Fixtures | 2969277 | 21319429 | 37649814 | 11337485 | 26310202 | 1288991817 | 119718945 | 33709542 | 351058 | 21022133 | 8243671 | 864826 | 184628055 | 2761029 | 124144549 | 17172555 | #DIV/0! | 2136321 | 786169055 | 6879431 | 3265827 | 37623845 | 142806408 | 26976758 | #DIV/0!
52 | (355) Poles and Fixtures | 419736026 | 997156765 | 98840079 | 324748213 | 255222466 | 901299535 | 703208363 | 160064704 | 40351447 | 200394569 | 943835978 | 28159193 | 158380194 | 413296949 | 82730020 | 198418239 | 1208271 | 86667843 | 899349367 | 382032759 | 4209130 | 27150901 | 390896878 | 123729491 | 326711974.1667
53 | (356) Overhead Conductors and Devices | 157737406 | 534965675 | 116932821 | 966066195 | 100115859 | 1193250695 | 496442156 | 105996905 | 39137217 | 229648047 | 314344733 | 29438906 | 211904657 | 188094454 | 156113046 | 131684983 | 1041174 | 79429952 | 1383308583 | 153640086 | 8331518 | 24131064 | 365454143 | 90011603 | 294884244.9167
54 | (357) Underground Conduit | 6313729 | 655810 | 5176883 | 2272586 | #DIV/0! | 3519566 | 39691142 | 1260363 | #DIV/0! | 2208519 | 255073 | #DIV/0! | #DIV/0! | 1519799 | 8505022 | 2987090 | #DIV/0! | #DIV/0! | 351257648 | 425922 | 2092 | 4080033 | 18865 | #DIV/0! | #DIV/0!
55 | (358) Underground Conductors and Devices | 9044585 | 2906773 | 9470052 | 7075698 | 2988455 | 8035354 | 130639195 | #DIV/0! | #DIV/0! | 9923333 | 489716 | #DIV/0! | #DIV/0! | 6683976 | 12522247 | 2342270 | #DIV/0! | #DIV/0! | 257949627 | 1835375 | 12486 | 78190903 | 62898 | #DIV/0! | #DIV/0!
56 | (359) Roads and Trails | 26067 | 0 | #DIV/0! | 599757 | 58614 | 11937200 | 2339016 | 9518411 | 1010 | #DIV/0! | #DIV/0! | 6920 | 390266 | #DIV/0! | 446725 | 1966794 | #DIV/0! | #DIV/0! | 63834858 | 19910 | 141114 | 79142 | 1899889 | 1095500 | #DIV/0!
57 | (359.1) Asset Retirement Costs for Transmission Plant | 26282 | 373262 | #DIV/0! | 12184 | #DIV/0! | #DIV/0! | #DIV/0! | #DIV/0! | 38091 | 813951 | 25029 | #DIV/0! | #DIV/0! | #DIV/0! | #DIV/0! | #DIV/0! | #DIV/0! | #DIV/0! | 2833074 | 180415 | #DIV/0! | #DIV/0! | #DIV/0! | #DIV/0! | #DIV/0!
58 | TOTAL Transmission Plant | 950097215 | 2370897335 | 722095646 | 2041983838 | 699462632 | 5910756444 | 2618569350 | 765694999 | 213460791 | 950592638 | 2228536692 | 117708458 | 1077065126 | 1101136422 | 704497279 | 640091734 | 5100010 | 316037555 | 9700657276 | 894268612 | 40857588 | 302570072 | 1711527887 | 428095306 | 1521323371.0417
| Depreciation Reserve | 254642026 | 357837440 | 243717699 | 297077831 | 214951404 | 1592275183 | 574437786 | 326533647 | 61534358 | 488982488 | 373577402 | 40071560 | 350571312 | 293016193 | 243453073 | 206859724 | 3410807 | 92491653 | 2818898517 | 254911630 | 16343706 | 157623668 | 478649468 | 218600684 | 415019552.4583
| Net Plant | 695455189 | 2013059895 | 478377947 | 1744906007 | 484511228 | 4318481261 | 2044131564 | 439161352 | 151926433 | 461610150 | 1854959290 | 77636898 | 726493814 | 808120229 | 461044206 | 433232010 | 1689203 | 223545902 | 6881758759 | 639356982 | 24513882 | 144946404 | 1232878419 | 209494622 | 1106303818.5833
| Pole Miles | 2519.87 | 6512.82 | 2255.09 | 2894.12 | 2864.92 | 17618 | 10943.5 | 3285.8 | 1017.9 | 4513.58 | 7457.04 | 707.91 | 4872.26 | 3733.93 | 2325.01 | 2208 | 89.7 | 1321.98 | 18138.3 | 2536.36 | 237.18 | 388.56 | 4885.57 | 1848.91 | 4382.3462
Operation & Maintenance Cost per Pole Mile (Select Accounts): 2016
Line | Account | Northern States Power Company (Wisconsin) | ITC Midwest LLC | Duke Energy Ohio, Inc. | Central Maine Power Company | ALLETE, Inc. | PacifiCorp | Niagara Mohawk Power Corporation | Public Service Company of New Mexico | Green Mountain Power Corp | New York State Electric & Gas Corporation | Southwestern Public Service Company | Black Hills Power, Inc. | Idaho Power Company | Westar Energy, Inc. | Sierra Pacific Power Company d/b/a NV Energy | Avista Corporation | Lockhart Power Company | The Empire District Electric Company | Pacific Gas And Electric Company | Kansas Gas and Electric Company | UGI Utilities, Inc. | Chugach Electric Association, Inc. | Entergy Arkansas, Inc. | El Paso Electric Company | Peer Group Average | Simple Average | Wtd Average
82 | Operation
83 | (560) Operation Supervision and Engineering | 1046.3123 | 120.063 | 5.4202 | 144.2749 | 790.9516 | 436.8609 | 130.5061 | 531.1851 | 63.3481 | 360.1775 | 937.4344 | 1430.1451 | 606.1132 | 175.0011 | 129.4979 | 1150.3945 | 831.8283 | 339.0929 | 109.2066 | 178.4624 | 984.088 | 1604.2928 | 1033.7875 | 887.9037 | 414.834 | 584.4312 | 414.834
85 | (561.1) Load Dispatch-Reliability | 0 | 0 | 0 | 0 | 0 | 0 | 0 | 0 | 0 | 0 | 0 | 0 | 0 | 0 | 0 | 0 | 0 | 0 | 0 | 0 | 0 | 0 | 0 | 0 | 0 | 0 | 0
86 | (561.2) Load Dispatch-Monitor and Operate Transmission System | 0 | 0 | 0 | 0 | 0 | 0 | 0 | 0 | 0 | 0 | 0 | 0 | 0 | 0 | 0 | 0 | 0 | 0 | 0 | 0 | 0 | 0 | 0 | 0 | 0 | 0 | 0
87 | (561.3) Load Dispatch-Transmission Service and Scheduling | 0 | 0 | 0 | 0 | 0 | 0 | 0 | 0 | 0 | 0 | 0 | 0 | 0 | 0 | 0 | 0 | 0 | 0 | 0 | 0 | 0 | 0 | 0 | 0 | 0 | 0 | 0
88 | (561.4) Scheduling, System Control and Dispatch Services | 0 | 0 | 0 | 0 | 0 | 0 | 0 | 0 | 0 | 0 | 0 | 0 | 0 | 0 | 0 | 0 | 0 | 0 | 0 | 0 | 0 | 0 | 0 | 0 | 0 | 0 | 0
89 | (561.5) Reliability, Planning and Standards Development | 0 | 0 | 0 | 0 | 0 | 0 | 0 | 0 | 0 | 0 | 0 | 0 | 0 | 0 | 0 | 0 | 0 | 0 | 0 | 0 | 0 | 0 | 0 | 0 | 0 | 0 | 0
90 | (561.6) Transmission Service Studies | 0 | 0 | 0 | 0 | 0 | 0 | 0 | 0 | 0 | 0 | 0 | 0 | 0 | 0 | 0 | 0 | 0 | 0 | 0 | 0 | 0 | 0 | 0 | 0 | 0 | 0 | 0
91 | (561.7) Generation Interconnection Studies | 0 | 0 | 0 | 0 | 0 | 0 | 0 | 0 | 0 | 0 | 0 | 0 | 0 | 0 | 0 | 0 | 0 | 0 | 0 | 0 | 0 | 0 | 0 | 0 | 0 | 0 | 0
92 | (561.8) Reliability, Planning and Standards Development Services | 0 | 0 | 0 | 0 | 0 | 0 | 0 | 0 | 0 | 0 | 0 | 0 | 0 | 0 | 0 | 0 | 0 | 0 | 0 | 0 | 0 | 0 | 0 | 0 | 0 | 0 | 0
93 | (562) Station Expenses | 0 | 0 | 0 | 0 | 0 | 0 | 0 | 0 | 0 | 0 | 0 | 0 | 0 | 0 | 0 | 0 | 0 | 0 | 0 | 0 | 0 | 0 | 0 | 0 | 0 | 0 | 0
94 | (563) Overhead Lines Expenses | 325.1239 | 212.3682 | 283.0734 | 421.516 | 0 | 29.7323 | 283.5451 | 25.0417 | 309.0972 | 134.1629 | 80.2621 | 101.5609 | 195.6743 | 132.3405 | 327.6691 | 232.3954 | 208.2609 | 58.1749 | 371.0522 | 113.7993 | 299.5236 | 32.623 | 85.9642 | 165.0291 | 190.2152 | 184.4996 | 190.2152
95 | (564) Underground Lines Expenses | 0 | 0 | 0 | -17.9516 | 0 | 0 | 16.539 | 0 | 0 | 15.1033 | 0 | 0 | 0 | 69.1789 | 0 | 0 | 0 | 0 | 83.3187 | 93.1536 | 0 | 0 | 0 | 0 | 20.9463 | 10.8059 | 20.9463
96 | (565) Transmission of Electricity by Others | 0 | 0 | 0 | 0 | 0 | 0 | 0 | 0 | 0 | 0 | 0 | 0 | 0 | 0 | 0 | 0 | 0 | 0 | 0 | 0 | 0 | 0 | 0 | 0 | 0 | 0 | 0
97 | (566) Miscellaneous Transmission Expenses | 0 | 0 | 0 | 0 | 0 | 0 | 0 | 0 | 0 | 0 | 0 | 0 | 0 | 0 | 0 | 0 | 0 | 0 | 0 | 0 | 0 | 0 | 0 | 0 | 0 | 0 | 0
98 | (567) Rents | 0 | 0 | 0 | 0 | 0 | 0 | 0 | 0 | 0 | 0 | 0 | 0 | 0 | 0 | 0 | 0 | 0 | 0 | 0 | 0 | 0 | 0 | 0 | 0 | 0 | 0 | 0
99 | TOTAL Operation | 1371.4362 | 332.4313 | 288.4936 | 547.8394 | 790.9516 | 466.5933 | 430.5902 | 556.2268 | 372.4452 | 509.4437 | 1017.6966 | 1531.706 | 801.7875 | 376.5204 | 457.1671 | 1382.7899 | 1040.0892 | 397.2677 | 563.5775 | 385.4153 | 1283.6116 | 1636.9158 | 1119.7516 | 1052.9328 | 625.9955 | 779.7367 | 625.9955
100 | Maintenance
101 | (568) Maintenance Supervision and Engineering | 7.3714 | 390.5222 | 0.36007 | 205.6922 | 0.10192 | 54.9178 | 57.4452 | 1.5832 | 9.9234 | 151.0812 | 20.055 | -0.202 | 34.8569 | 179.5018 | 0 | 461.5412 | 804.4036 | 161.4049 | 62.9647 | 213.2331 | 196.1169 | 1204.72 | 1086.3242 | 40.697 | 145.717 | 222.6923 | 145.717
102 | (569) Maintenance of Structures | 0 | 0 | 169.0864 | 32.7575 | 0 | 4.0561 | 0 | 0.46016 | 29.5 | 71.909 | 0 | 0 | 0.59151 | 0.66204 | 0 | 305.1014 | 0 | 5.7368 | 38.706 | 8.3628 | 40.4334 | 0 | 60.4067 | 7.6705 | 25.0289 | 32.31 | 25.0289
103 | (569.1) Maintenance of Computer Hardware | 0 | 0 | 0 | 0 | 0 | 0 | 0 | 0 | 0 | 0 | 0 | 0 | 0 | 0 | 0 | 0 | 0 | 0 | 0 | 0 | 0 | 0 | 0 | 0 | 0 | 0 | 0
104 | (569.2) Maintenance of Computer Software | 0 | 0 | 0 | 0 | 0 | 0 | 0 | 0 | 0 | 0 | 0 | 0 | 0 | 0 | 0 | 0 | 0 | 0 | 0 | 0 | 0 | 0 | 0 | 0 | 0 | 0 | 0
105 | (569.3) Maintenance of Communication Equipment | 0 | 0 | 0 | 0 | 0 | 0 | 0 | 0 | 0 | 0 | 0 | 0 | 0 | 0 | 0 | 0 | 0 | 0 | 0 | 0 | 0 | 0 | 0 | 0 | 0 | 0 | 0
106 | (569.4) Maintenance of Miscellaneous Regional Transmission Plant | 0 | 0 | 0 | 0 | 0 | 0 | 0 | 0 | 0 | 0 | 0 | 0 | 0 | 0 | 0 | 0 | 0 | 0 | 0 | 0 | 0 | 0 | 0 | 0 | 0 | 0 | 0
107 | (570) Maintenance of Station Equipment | 0 | 0 | 0 | 0 | 0 | 0 | 0 | 0 | 0 | 0 | 0 | 0 | 0 | 0 | 0 | 0 | 0 | 0 | 0 | 0 | 0 | 0 | 0 | 0 | 0 | 0 | 0
108 | (571) Maintenance of Overhead Lines | 1064.8609 | 1804.2935 | 3104.92 | 1915.2081 | 989.5631 | 990.1355 | 2913.9321 | 65.0426 | 2933.8913 | 2967.6237 | 186.2228 | 306.8441 | 232.496 | 1242.755 | 671.518 | 807.6295 | 665.6076 | 1484.8977 | 4531.7673 | 1035.8092 | 2305.8985 | 892.3667 | 683.2693 | 695.8219 | 1890.4635 | 1437.1823 | 1890.4635
109 | (572) Maintenance of Underground Lines | 0 | 0 | 0 | 0 | 0 | 0 | 0 | 0 | 0 | 0 | 0 | 0 | 0 | 0 | 0 | 0 | 0 | 0 | 0 | 0 | 0 | 0 | 0 | 0 | 0 | 0 | 0
110 | (573) Maintenance of Miscellaneous Transmission Plant | 5.407 | 64.1803 | 0 | 6.1535 | 73.2719 | 6.607 | 73.2676 | 4.087 | 15.8051 | 23.4074 | 0 | 4.2152 | 0 | 0.29406 | 9.5883 | 37.5906 | 0 | 0 | 51.2515 | 0.39072 | 0 | 1595.5271 | 22.7765 | 27.2955 | 33.6046 | 84.2132 | 33.6046
111 | TOTAL Maintenance | 1077.6393 | 2258.9961 | 3274.3664 | 2159.8113 | 1062.9368 | 1055.7163 | 3044.6449 | 71.1729 | 2989.1198 | 3214.0212 | 206.2778 | 310.8573 | 267.9444 | 1423.2128 | 681.1063 | 1611.8628 | 1470.0111 | 1652.0394 | 4684.6894 | 1257.7958 | 2542.4488 | 3692.6138 | 1852.7766 | 771.4848 | 2094.8139 | 1776.3978 | 2094.8139
112 | TOTAL Transmission Expenses | 2449.0755 | 2591.4274 | 3562.86 | 2707.6507 | 1853.8884 | 1522.3096 | 3475.2351 | 627.3997 | 3361.565 | 3723.465 | 1223.9744 | 1842.5633 | 1069.7319 | 1799.7333 | 1138.2734 | 2994.6526 | 2510.1003 | 2049.3071 | 5248.2669 | 1643.2111 | 3826.0604 | 5329.5295 | 2972.5283 | 1824.4176 | 2720.8094 | 2556.1344 | 2720.8094
|  | 2443.6685 | 2527.247 | 3562.86 | 2719.4487 | 1780.6166 | 1515.7026 | 3385.4285 | 623.3127 | 3345.7599 | 3684.9543 | 1223.9744 | 1838.3481 | 1069.7319 | 1730.2603 | 1128.685 | 2957.062 | 2510.1003 | 2049.3071 | 5113.6967 | 1549.6668 | 3826.0604 | 3734.0025 | 2949.7518 | 1797.1221 | 2666.2586 | #DIV/0! | #DIV/0!

## Pole Miles 2016
respondent_id | report_year | spplmnt_num | row_number | row_seq | row_prvlg | designation_from | designation_to | voltage_oper | designed_voltage | structure | length_dsgnt | length_another | num_of_circuits | conductor_size | cost_land | cost_other | cost_total | expns_operations | expns_maint | expns_rents | expns_total | designation_from_f | designation_to_f | voltage_oper_f | designed_voltage_f | structure_f | length_dsgnt_f | length_another_f | num_of_circuits_f | conductor_size_f | cost_land_f | cost_other_f | cost_total_f | expns_operations_f | expns_maint_f | expns_rents_f | expns_total_f | report_prd
8 | 2016 | 0 | 36 | 36 |  | TOTAL |  | 0 | 0 |  | 4727.31 | 158.26 | 210 |  | 103988993 | 887546484 | 991535477 | 13380601 | 4894558 | 49608 | 18324767 | 0 | 0 | 0 | 0 | 0 | 0 | 0 | 0 | 0 | 0 | 0 | 0 | 0 | 0 | 0 | 0 | 12
12 | 2016 | 0 | 36 | 36 |  | TOTAL |  | 0 | 0 |  | 702.61 | 5.3 | 29 |  | 8500204 | 84072138 | 92572342 | 0 | 0 | 0 | 0 | 0 | 0 | 0 | 0 | 0 | 0 | 0 | 0 | 0 | 0 | 0 | 0 | 0 | 0 | 0 | 0 | 12
23 | 2016 | 0 | 36 | 36 |  | TOTAL |  | 0 | 0 |  | 2894.12 | 0 | 316 |  | 45546228 | 1324772480 | 1370318708 | 0 | 0 | 0 | 0 | 0 | 0 | 0 | 0 | 0 | 0 | 0 | 0 | 0 | 0 | 0 | 0 | 0 | 0 | 0 | 0 | 12
27 | 2016 | 0 | 36 | 36 |  | TOTAL |  | 0 | 0 |  | 1879 | 376.09 | 149 |  | 33379970 | 286607077 | 319987047 | 638356 | 7011216 | 0 | 7649572 | 0 | 0 | 0 | 0 | 0 | 0 | 0 | 0 | 0 | 0 | 0 | 0 | 0 | 0 | 0 | 0 | 12
49 | 2016 | 0 | 36 | 36 |  | TOTAL |  | 0 | 0 |  | 1379.3 | 469.61 | 13 |  | 14220094 | 245057552 | 259277646 | 0 | 0 | 0 | 0 | 0 | 0 | 0 | 0 | 0 | 0 | 0 | 0 | 0 | 0 | 0 | 0 | 0 | 0 | 0 | 0 | 12
51 | 2016 | 0 | 36 | 36 |  | TOTAL |  | 0 | 0 |  | 1257.55 | 64.43 | 17 |  | 12028039 | 178853061 | 190881100 | 76906 | 1963005 | 0 | 2039911 | 0 | 0 | 0 | 0 | 0 | 0 | 0 | 0 | 0 | 0 | 0 | 0 | 0 | 0 | 0 | 0 | 12
61 | 2016 | 0 | 36 | 36 |  | TOTAL |  | 0 | 0 |  | 1007.8 | 10.1 | 178 |  | 4360567 | 80384831 | 84745398 | 0 | 0 | 0 | 0 | 0 | 0 | 0 | 0 | 0 | 0 | 0 | 0 | 0 | 0 | 0 | 0 | 0 | 0 | 0 | 0 | 12
70 | 2016 | 0 | 36 | 36 |  | TOTAL |  | 0 | 0 |  | 4861.24 | 11.02 | 203 |  | 33098328 | 592880317 | 625978645 | 6975999 | 1302613 | 4139757 | 12418369 | 0 | 0 | 0 | 0 | 0 | 0 | 0 | 0 | 0 | 0 | 0 | 0 | 0 | 0 | 0 | 0 | 12
80 | 2016 | 0 | 36 | 36 |  | TOTAL |  | 0 | 0 |  | 2469.88 | 66.48 | 146 |  | 50465522 | 572369369 | 622834891 | 0 | 0 | 0 | 0 | 0 | 0 | 0 | 0 | 0 | 0 | 0 | 0 | 0 | 0 | 0 | 0 | 0 | 0 | 0 | 0 | 12
84 | 2016 | 0 | 36 | 36 |  | TOTAL |  | 0 | 0 |  | 63.7 | 26 | 26 |  | 51657 | 2533560 | 2585217 | 18681 | 59705 | 0 | 78386 | 0 | 0 | 0 | 0 | 0 | 0 | 0 | 0 | 0 | 0 | 0 | 0 | 0 | 0 | 0 | 0 | 12
98 | 2016 | 0 | 36 | 36 |  | TOTAL |  | 0 | 0 |  | 2768.14 | 96.78 | 117 |  | 32608825 | 387341163 | 419949988 | 0 | 0 | 0 | 0 | 0 | 0 | 0 | 0 | 0 | 0 | 0 | 0 | 0 | 0 | 0 | 0 | 0 | 0 | 0 | 0 | 12
115 | 2016 | 0 | 36 | 36 |  | TOTAL |  | 0 | 0 |  | 4513.58 | 0 | 385 |  | 44211505 | 474460619 | 518672124 | 0 | 0 | 0 | 0 | 0 | 0 | 0 | 0 | 0 | 0 | 0 | 0 | 0 | 0 | 0 | 0 | 0 | 0 | 0 | 0 | 12
117 | 2016 | 0 | 36 | 36 |  | TOTAL |  | 0 | 0 |  | 10582.11 | 361.39 | 47 |  | 89279221 | 1362030353 | 1451309574 | 0 | 0 | 0 | 0 | 0 | 0 | 0 | 0 | 0 | 0 | 0 | 0 | 0 | 0 | 0 | 0 | 0 | 0 | 0 | 0 | 12
121 | 2016 | 0 | 36 | 36 |  | TOTAL |  | 0 | 0 |  | 2272.8 | 247.07 | 40 |  | 25997084 | 639336696 | 665333780 | 819270 | 2683918 | 725224 | 4228412 | 0 | 0 | 0 | 0 | 0 | 0 | 0 | 0 | 0 | 0 | 0 | 0 | 0 | 0 | 0 | 0 | 12
133 | 2016 | 0 | 36 | 36 |  | TOTAL |  | 0 | 0 |  | 13746.93 | 4391.37 | 381 |  | 210818257 | 4142071208 | 4353511087 | 13982099 | 84142859 | 0 | 98124958 | 0 | 0 | 0 | 0 | 0 | 0 | 0 | 0 | 0 | 0 | 0 | 0 | 0 | 0 | 0 | 0 | 12
134 | 2016 | 0 | 36 | 36 |  | TOTAL |  | 0 | 0 |  | 16964 | 654 | 284 |  | 234140526 | 3437321298 | 3671461824 | 523824 | 17542520 | 2406374 | 20472718 | 0 | 0 | 0 | 0 | 0 | 0 | 0 | 0 | 0 | 0 | 0 | 0 | 0 | 0 | 0 | 0 | 12
147 | 2016 | 0 | 36 | 36 |  | TOTAL |  | 0 | 0 |  | 3285.8 | 0 | 47 |  | 38843875 | 318703707 | 357547582 | 286977 | 218904 | 10819608 | 11325489 | 0 | 0 | 0 | 0 | 0 | 0 | 0 | 0 | 0 | 0 | 0 | 0 | 0 | 0 | 0 | 0 | 12
157 | 2016 | 0 | 36 | 36 |  | TOTAL |  | 0 | 0 |  | 2325.01 | 0 | 31 |  | 41181458 | 405142964 | 446324422 | 6079416 | 1583580 | 3674430 | 11337426 | 0 | 0 | 0 | 0 | 0 | 0 | 0 | 0 | 0 | 0 | 0 | 0 | 0 | 0 | 0 | 0 | 12
166 | 2016 | 0 | 36 | 36 |  | TOTAL |  | 0 | 0 |  | 6829.36 | 627.68 | 134 |  | 112110074 | 1360357996 | 1472468070 | 598518 | 1388926 | 1512838 | 3500282 | 0 | 0 | 0 | 0 | 0 | 0 | 0 | 0 | 0 | 0 | 0 | 0 | 0 | 0 | 0 | 0 | 12
187 | 2016 | 0 | 36 | 36 |  | TOTAL |  | 0 | 0 |  | 2205 | 3 | 41 |  | 21395525 | 385944773 | 407340298 | 462686 | 1592436 | 89060 | 2144182 | 0 | 0 | 0 | 0 | 0 | 0 | 0 | 0 | 0 | 0 | 0 | 0 | 0 | 0 | 0 | 0 | 12
191 | 2016 | 0 | 36 | 36 |  | TOTAL |  | 0 | 0 |  | 3553.74 | 180.19 | 56 |  | 37265681 | 677144847 | 714410528 | 0 | 0 | 0 | 0 | 0 | 0 | 0 | 0 | 0 | 0 | 0 | 0 | 0 | 0 | 0 | 0 | 0 | 0 | 0 | 0 | 12
202 | 2016 | 0 | 36 | 36 |  | TOTAL |  | 0 | 0 |  | 337.25 | 51.31 | 63 |  | 0 | 0 | 0 | 0 | 0 | 0 | 0 | 0 | 0 | 0 | 0 | 0 | 0 | 0 | 0 | 0 | 0 | 0 | 0 | 0 | 0 | 0 | 0 | 12
316 | 2016 | 0 | 36 | 36 |  | TOTAL |  | 0 | 0 |  | 6422.37 | 90.45 | 110 |  | 82766680 | 1675059859 | 1757826539 | 0 | 0 | 0 | 0 | 0 | 0 | 0 | 0 | 0 | 0 | 0 | 0 | 0 | 0 | 0 | 0 | 0 | 0 | 0 | 0 | 12
428 | 2016 | 0 | 36 | 36 |  | TOTAL |  | 0 | 0 |  | 237.18 | 0 | 22 |  | 1460995 | 15564358 | 17025353 | 73388 | 424579 | 0 | 497967 | 0 | 0 | 0 | 0 | 0 | 0 | 0 | 0 | 0 | 0 | 0 | 0 | 0 | 0 | 0 | 0 | 12

## Pole Miles 2015
respondent_id | report_year | spplmnt_num | row_number | row_seq | row_prvlg | designation_from | designation_to | voltage_oper | designed_voltage | structure | length_dsgnt | length_another | num_of_circuits | conductor_size | cost_land | cost_other | cost_total | expns_operations | expns_maint | expns_rents | expns_total | designation_from_f | designation_to_f | voltage_oper_f | designed_voltage_f | structure_f | length_dsgnt_f | length_another_f | num_of_circuits_f | conductor_size_f | cost_land_f | cost_other_f | cost_total_f | expns_operations_f | expns_maint_f | expns_rents_f | expns_total_f | report_prd
8 | 2015 | 0 | 36 | 36 |  | TOTAL |  | 0 | 0 |  | 4700.34 | 158.26 | 210 |  | 93494293 | 814113138 | 907607431 | 14528525 | 6510913 | 82150 | 21121588 | 0 | 0 | 0 | 0 | 0 | 0 | 0 | 0 | 0 | 0 | 0 | 0 | 0 | 0 | 0 | 0 | 12
12 | 2015 | 0 | 36 | 36 |  | TOTAL |  | 0 | 0 |  | 621.06 | 5.3 | 28 |  | 5019616 | 58505903 | 63525519 | 0 | 0 | 0 | 0 | 0 | 0 | 0 | 0 | 0 | 0 | 0 | 0 | 0 | 0 | 0 | 0 | 0 | 0 | 0 | 0 | 12
23 | 2015 | 0 | 36 | 36 |  | TOTAL |  | 0 | 0 |  | 2825.04 | 0 | 316 |  | 44155131 | 1328095133 | 1372250264 | 0 | 0 | 0 | 0 | 0 | 0 | 0 | 0 | 0 | 0 | 0 | 0 | 0 | 0 | 0 | 0 | 0 | 0 | 0 | 0 | 12
27 | 2015 | 0 | 36 | 36 |  | TOTAL |  | 0 | 0 |  | 1925.84 | 351.4 | 162 |  | 29389214 | 266950612 | 296339826 | 315092 | 5013390 | 0 | 5328482 | 0 | 0 | 0 | 0 | 0 | 0 | 0 | 0 | 0 | 0 | 0 | 0 | 0 | 0 | 0 | 0 | 12
49 | 2015 | 0 | 36 | 36 |  | TOTAL |  | 0 | 0 |  | 1376.84 | 465.73 | 13 |  | 13871183 | 235327237 | 249198420 | 0 | 0 | 0 | 0 | 0 | 0 | 0 | 0 | 0 | 0 | 0 | 0 | 0 | 0 | 0 | 0 | 0 | 0 | 0 | 0 | 12
51 | 2015 | 0 | 36 | 36 |  | TOTAL |  | 0 | 0 |  | 1253.41 | 64.43 | 17 |  | 11925628 | 168234116 | 180159744 | 100506 | 2343039 | 0 | 2443545 | 0 | 0 | 0 | 0 | 0 | 0 | 0 | 0 | 0 | 0 | 0 | 0 | 0 | 0 | 0 | 0 | 12
61 | 2015 | 0 | 36 | 36 |  | TOTAL |  | 0 | 0 |  | 1005.35 | 10.1 | 177 |  | 4359233 | 80306765 | 84665998 | 0 | 0 | 0 | 0 | 0 | 0 | 0 | 0 | 0 | 0 | 0 | 0 | 0 | 0 | 0 | 0 | 0 | 0 | 0 | 0 | 12
70 | 2015 | 0 | 36 | 36 |  | TOTAL |  | 0 | 0 |  | 4769.03 | 11.02 | 203 |  | 32174968 | 555434671 | 587609639 | 8044636 | 3092363 | 3084849 | 14221848 | 0 | 0 | 0 | 0 | 0 | 0 | 0 | 0 | 0 | 0 | 0 | 0 | 0 | 0 | 0 | 0 | 12
80 | 2015 | 0 | 36 | 36 |  | TOTAL |  | 0 | 0 |  | 2512.63 | 66.48 | 146 |  | 40575138 | 544723193 | 585298331 | 0 | 0 | 0 | 0 | 0 | 0 | 0 | 0 | 0 | 0 | 0 | 0 | 0 | 0 | 0 | 0 | 0 | 0 | 0 | 0 | 12
84 | 2015 | 0 | 36 | 36 |  | TOTAL |  | 0 | 0 |  | 63.7 | 26 | 26 |  | 51657 | 2033542 | 2085199 | 16624 | 82130 | 0 | 98754 | 0 | 0 | 0 | 0 | 0 | 0 | 0 | 0 | 0 | 0 | 0 | 0 | 0 | 0 | 0 | 0 | 12
98 | 2015 | 0 | 36 | 36 |  | TOTAL |  | 0 | 0 |  | 2782.15 | 96.78 | 116 |  | 29497619 | 371396736 | 400894355 | 0 | 0 | 0 | 0 | 0 | 0 | 0 | 0 | 0 | 0 | 0 | 0 | 0 | 0 | 0 | 0 | 0 | 0 | 0 | 0 | 12
115 | 2015 | 0 | 36 | 36 |  | TOTAL |  | 0 | 0 |  | 4508.35 | 0 | 385 |  | 44211505 | 463196603 | 507408108 | 0 | 0 | 0 | 0 | 0 | 0 | 0 | 0 | 0 | 0 | 0 | 0 | 0 | 0 | 0 | 0 | 0 | 0 | 0 | 0 | 12
117 | 2015 | 0 | 36 | 36 |  | TOTAL |  | 0 | 0 |  | 10582.11 | 361.39 | 47 |  | 89279221 | 1362030353 | 1451309574 | 0 | 0 | 0 | 0 | 0 | 0 | 0 | 0 | 0 | 0 | 0 | 0 | 0 | 0 | 0 | 0 | 0 | 0 | 0 | 0 | 12
121 | 2015 | 0 | 36 | 36 |  | TOTAL |  | 0 | 0 |  | 2272.07 | 247.97 | 38 |  | 25723848 | 631825278 | 657549126 | 837841 | 2217594 | 529045 | 3584480 | 0 | 0 | 0 | 0 | 0 | 0 | 0 | 0 | 0 | 0 | 0 | 0 | 0 | 0 | 0 | 0 | 12
133 | 2015 | 0 | 36 | 36 |  | TOTAL |  | 0 | 0 |  | 16679.9 | 4536.35 | 378 |  | 199184127 | 3740205778 | 3939389905 | 20761853 | 72581776 | 0 | 93343629 | 0 | 0 | 0 | 0 | 0 | 0 | 0 | 0 | 0 | 0 | 0 | 0 | 0 | 0 | 0 | 0 | 12
134 | 2015 | 0 | 36 | 36 |  | TOTAL |  | 0 | 0 |  | 16969 | 715 | 282 |  | 229153883 | 3385069822 | 3614223705 | 409509 | 17142995 | 2248767 | 19801271 | 0 | 0 | 0 | 0 | 0 | 0 | 0 | 0 | 0 | 0 | 0 | 0 | 0 | 0 | 0 | 0 | 12
147 | 2015 | 0 | 36 | 36 |  | TOTAL |  | 0 | 0 |  | 3199.96 | 0 | 48 |  | 37802990 | 307364777 | 345167767 | 305339 | 238774 | 10822707 | 11366820 | 0 | 0 | 0 | 0 | 0 | 0 | 0 | 0 | 0 | 0 | 0 | 0 | 0 | 0 | 0 | 0 | 12
157 | 2015 | 0 | 36 | 36 |  | TOTAL |  | 0 | 0 |  | 2325.01 | 0 | 31 |  | 39892284 | 385211066 | 425103350 | 6827240 | 2886148 | 3464091 | 13177479 | 0 | 0 | 0 | 0 | 0 | 0 | 0 | 0 | 0 | 0 | 0 | 0 | 0 | 0 | 0 | 0 | 12
166 | 2015 | 0 | 36 | 36 |  | TOTAL |  | 0 | 0 |  | 6788.85 | 596.07 | 127 |  | 110135006 | 1278777134 | 1388912141 | 1412655 | 1783266 | 1311358 | 4507279 | 0 | 0 | 0 | 0 | 0 | 0 | 0 | 0 | 0 | 0 | 0 | 0 | 0 | 0 | 0 | 0 | 12
187 | 2015 | 0 | 36 | 36 |  | TOTAL |  | 0 | 0 |  | 2207 | 3 | 36 |  | 18163567 | 366616452 | 384780019 | 428472 | 1323077 | 89809 | 1841358 | 0 | 0 | 0 | 0 | 0 | 0 | 0 | 0 | 0 | 0 | 0 | 0 | 0 | 0 | 0 | 0 | 12
191 | 2015 | 0 | 36 | 36 |  | TOTAL |  | 0 | 0 |  | 3509.01 | 180.19 | 63 |  | 33301308 | 612285665 | 645586973 | 0 | 0 | 0 | 0 | 0 | 0 | 0 | 0 | 0 | 0 | 0 | 0 | 0 | 0 | 0 | 0 | 0 | 0 | 0 | 0 | 12
202 | 2015 | 0 | 36 | 36 |  | TOTAL |  | 0 | 0 |  | 337.25 | 51.31 | 63 |  | 0 | 0 | 0 | 0 | 0 | 0 | 0 | 0 | 0 | 0 | 0 | 0 | 0 | 0 | 0 | 0 | 0 | 0 | 0 | 0 | 0 | 0 | 0 | 12
316 | 2015 | 0 | 36 | 36 |  | TOTAL |  | 0 | 0 |  | 6478.08 | 90.95 | 109 |  | 70684108 | 1557004452 | 1627688560 | 0 | 0 | 0 | 0 | 0 | 0 | 0 | 0 | 0 | 0 | 0 | 0 | 0 | 0 | 0 | 0 | 0 | 0 | 0 | 0 | 12
428 | 2015 | 0 | 36 | 36 |  | TOTAL |  | 0 | 0 |  | 237.18 | 0 | 22 |  | 1053576 | 15564358 | 16617934 | 68095 | 87020 | 0 | 155115 | 0 | 0 | 0 | 0 | 0 | 0 | 0 | 0 | 0 | 0 | 0 | 0 | 0 | 0 | 0 | 0 | 12

## Pole Miles 2014
respondent_id | report_year | spplmnt_num | row_number | row_seq | row_prvlg | designation_from | designation_to | voltage_oper | designed_voltage | structure | length_dsgnt | length_another | num_of_circuits | conductor_size | cost_land | cost_other | cost_total | expns_operations | expns_maint | expns_rents | expns_total | designation_from_f | designation_to_f | voltage_oper_f | designed_voltage_f | structure_f | length_dsgnt_f | length_another_f | num_of_circuits_f | conductor_size_f | cost_land_f | cost_other_f | cost_total_f | expns_operations_f | expns_maint_f | expns_rents_f | expns_total_f | report_prd
8 | 2014 | 0 | 36 | 36 |  | TOTAL |  | 0 | 0 |  | 4701.09 | 158.26 | 210 |  | 102363246 | 824052240 | 926415486 | 15446825 | 6757522 | 66093 | 22270440 | 0 | 0 | 0 | 0 | 0 | 0 | 0 | 0 | 0 | 0 | 0 | 0 | 0 | 0 | 0 | 0 | 12
12 | 2014 | 0 | 36 | 36 |  | TOTAL |  | 0 | 0 |  | 621.06 | 5.3 | 28 |  | 5019615 | 58476407 | 63496022 | 0 | 0 | 0 | 0 | 0 | 0 | 0 | 0 | 0 | 0 | 0 | 0 | 0 | 0 | 0 | 0 | 0 | 0 | 0 | 0 | 12
23 | 2014 | 0 | 36 | 36 |  | TOTAL |  | 0 | 0 |  | 2888.3 | 0 | 319 |  | 45430030 | 965034536 | 1010464566 | 0 | 0 | 0 | 0 | 0 | 0 | 0 | 0 | 0 | 0 | 0 | 0 | 0 | 0 | 0 | 0 | 0 | 0 | 0 | 0 | 12
27 | 2014 | 0 | 36 | 36 |  | TOTAL |  | 0 | 0 |  | 1879.34 | 359.06 | 162 |  | 33300120 | 254094467 | 287394587 | 454997 | 5449934 | 61221 | 5966152 | 0 | 0 | 0 | 0 | 0 | 0 | 0 | 0 | 0 | 0 | 0 | 0 | 0 | 0 | 0 | 0 | 12
49 | 2014 | 0 | 36 | 36 |  | TOTAL |  | 0 | 0 |  | 1357.64 | 431.2 | 13 |  | 13876083 | 217574566 | 231450649 | 0 | 0 | 0 | 0 | 0 | 0 | 0 | 0 | 0 | 0 | 0 | 0 | 0 | 0 | 0 | 0 | 0 | 0 | 0 | 0 | 12
51 | 2014 | 0 | 36 | 36 |  | TOTAL |  | 0 | 0 |  | 1289.48 | 64.43 | 17 |  | 11609208 | 156725381 | 168334589 | 225951 | 2200875 | 0 | 2426826 | 0 | 0 | 0 | 0 | 0 | 0 | 0 | 0 | 0 | 0 | 0 | 0 | 0 | 0 | 0 | 0 | 12
61 | 2014 | 0 | 36 | 36 |  | TOTAL |  | 0 | 0 |  | 1000.5 | 10.1 | 175 |  | 5166391 | 193182814 | 198349205 | 0 | 0 | 0 | 0 | 0 | 0 | 0 | 0 | 0 | 0 | 0 | 0 | 0 | 0 | 0 | 0 | 0 | 0 | 0 | 0 | 12
70 | 2014 | 0 | 36 | 36 |  | TOTAL |  | 0 | 0 |  | 4782.11 | 11.02 | 194 |  | 32046045 | 516707077 | 548753122 | 7400901 | 3369518 | 3284850 | 14055269 | 0 | 0 | 0 | 0 | 0 | 0 | 0 | 0 | 0 | 0 | 0 | 0 | 0 | 0 | 0 | 0 | 12
80 | 2014 | 0 | 36 | 36 |  | TOTAL |  | 0 | 0 |  | 2478.43 | 66.48 | 144 |  | 34091602 | 497331723 | 531423325 | 0 | 0 | 0 | 0 | 0 | 0 | 0 | 0 | 0 | 0 | 0 | 0 | 0 | 0 | 0 | 0 | 0 | 0 | 0 | 0 | 12
84 | 2014 | 0 | 36 | 36 |  | TOTAL |  | 0 | 0 |  | 63.7 | 26 | 26 |  | 51657 | 2033542 | 2085199 | 39858 | 176826 | 0 | 216684 | 0 | 0 | 0 | 0 | 0 | 0 | 0 | 0 | 0 | 0 | 0 | 0 | 0 | 0 | 0 | 0 | 12
98 | 2014 | 0 | 36 | 36 |  | TOTAL |  | 0 | 0 |  | 2651.03 | 96.78 | 113 |  | 29529489 | 302363695 | 331893184 | 0 | 0 | 0 | 0 | 0 | 0 | 0 | 0 | 0 | 0 | 0 | 0 | 0 | 0 | 0 | 0 | 0 | 0 | 0 | 0 | 12
115 | 2014 | 0 | 36 | 36 |  | TOTAL |  | 0 | 0 |  | 4892.77 | 1 | 377 |  | 44211505 | 460575842 | 504787347 | 0 | 0 | 0 | 0 | 0 | 0 | 0 | 0 | 0 | 0 | 0 | 0 | 0 | 0 | 0 | 0 | 0 | 0 | 0 | 0 | 12
117 | 2014 | 0 | 36 | 36 |  | TOTAL |  | 0 | 0 |  | 10582.11 | 361.39 | 47 |  | 89279221 | 1362030353 | 1451309574 | 4626151 | 41711915 | 10991431 | 57329497 | 0 | 0 | 0 | 0 | 0 | 0 | 0 | 0 | 0 | 0 | 0 | 0 | 0 | 0 | 0 | 0 | 12
121 | 2014 | 0 | 36 | 36 |  | TOTAL |  | 0 | 0 |  | 2216.07 | 194.32 | 27 |  | 14888886 | 426944596 | 441833482 | 1685051 | 2317702 | 545744 | 4548497 | 0 | 0 | 0 | 0 | 0 | 0 | 0 | 0 | 0 | 0 | 0 | 0 | 0 | 0 | 0 | 0 | 12
133 | 2014 | 0 | 36 | 36 |  | TOTAL |  | 0 | 0 |  | 13813.09 | 4309.04 | 378 |  | 193460677 | 3379230067 | 3572690744 | 18131029 | 53017075 | 0 | 71148104 | 0 | 0 | 0 | 0 | 0 | 0 | 0 | 0 | 0 | 0 | 0 | 0 | 0 | 0 | 0 | 0 | 12
134 | 2014 | 0 | 36 | 36 |  | TOTAL |  | 0 | 0 |  | 16211 | 694 | 272 |  | 211652349 | 3045766779 | 3257419128 | 488475 | 15845636 | 1917195 | 18251306 | 0 | 0 | 0 | 0 | 0 | 0 | 0 | 0 | 0 | 0 | 0 | 0 | 0 | 0 | 0 | 0 | 12
147 | 2014 | 0 | 36 | 36 |  | TOTAL |  | 0 | 0 |  | 3197.46 | 0 | 48 |  | 37738202 | 276294111 | 314032313 | 269339 | 433708 | 12451929 | 13154976 | 0 | 0 | 0 | 0 | 0 | 0 | 0 | 0 | 0 | 0 | 0 | 0 | 0 | 0 | 0 | 0 | 12
157 | 2014 | 0 | 36 | 36 |  | TOTAL |  | 0 | 0 |  | 2151.03 | 0 | 31 |  | 39441447 | 370809404 | 410250851 | 5121323 | 1716988 | 3247535 | 10085846 | 0 | 0 | 0 | 0 | 0 | 0 | 0 | 0 | 0 | 0 | 0 | 0 | 0 | 0 | 0 | 0 | 12
166 | 2014 | 0 | 36 | 36 |  | TOTAL |  | 0 | 0 |  | 6620.81 | 603.23 | 105 |  | 69504297 | 1080518776 | 1150023073 | 914358 | 1934837 | 1186584 | 4035779 | 0 | 0 | 0 | 0 | 0 | 0 | 0 | 0 | 0 | 0 | 0 | 0 | 0 | 0 | 0 | 0 | 12
187 | 2014 | 0 | 36 | 36 |  | TOTAL |  | 0 | 0 |  | 2198 | 3 | 34 |  | 17288149 | 341651083 | 358939232 | 512964 | 1477722 | 88597 | 2079283 | 0 | 0 | 0 | 0 | 0 | 0 | 0 | 0 | 0 | 0 | 0 | 0 | 0 | 0 | 0 | 0 | 12
191 | 2014 | 0 | 36 | 36 |  | TOTAL |  | 0 | 0 |  | 3509.83 | 180.19 | 63 |  | 30573401 | 583434922 | 614008323 | 0 | 0 | 0 | 0 | 0 | 0 | 0 | 0 | 0 | 0 | 0 | 0 | 0 | 0 | 0 | 0 | 0 | 0 | 0 | 0 | 12
202 | 2014 | 0 | 36 | 36 |  | TOTAL |  | 0 | 0 |  | 373.34 | 188.47 | 69 |  | 0 | 0 | 0 | 0 | 0 | 0 | 0 | 0 | 0 | 0 | 0 | 0 | 0 | 0 | 0 | 0 | 0 | 0 | 0 | 0 | 0 | 0 | 0 | 12
316 | 2014 | 0 | 36 | 36 |  | TOTAL |  | 0 | 0 |  | 6564.38 | 58.94 | 105 |  | 54734355 | 1353620467 | 1408354822 | 0 | 0 | 0 | 0 | 0 | 0 | 0 | 0 | 0 | 0 | 0 | 0 | 0 | 0 | 0 | 0 | 0 | 0 | 0 | 0 | 12
428 | 2014 | 0 | 36 | 36 |  | TOTAL |  | 0 | 0 |  | 237.18 | 0 | 22 |  | 1053549 | 15564358 | 16617907 | 91713 | 372175 | 0 | 463888 | 0 | 0 | 0 | 0 | 0 | 0 | 0 | 0 | 0 | 0 | 0 | 0 | 0 | 0 | 0 | 0 | 12

## Transmission 2013
report_year | respondent_id | respondent_name | ST | function | GP | AD | NP | RA | MS | FS | ADIT | ADITC | CD | FE | FOM | PP | SCLD | OE | LTD | LTDC | STD | PS | CE | I | TO | DPS | ER | DE | Acct920 | Acct921 | Acct922 | Acct923 | Acct924 | Acct925 | Acct926 | Acct927 | Acct928 | Acct929 | Acct930_1 | Acct930_2 | Acct931 | Acct935 | AG_FOM | AG_Cap | AG_Maint | MWH | MW_Peak | MW_Top4 | MW_Avg | Capacity | MV_P | MV_S | MV_T | TRf | TRs | GPallocator | GPallocator2 | FOMallocator | NPallocator | NPallocator2 | GENallocator | GEN2allocator | ADallocator | ADITa | ADITCa | MSa | RAa | AG_FOMa | AG_Capa | DEa | TOa | WC | RateBaseGP | RateBase | Wd | Wps | Wce | CRd | CRps | WACC | ITR | TI | RC | FinancialCosts | respondent_id | report_year | FOM_subtotal | FOM_total
2013 | 8 | Entergy Arkansas, Inc. | AR | Transmission | 1493122048 | 449254624.5 | 1043867392 | 0 | 17334986 | 0 | 0 | 0 | 0 | 0 | 30215472 | 0 | 0 | 0 | 0 | 0 | 0 | 0 | 0 | 0 | 0 | 0 | 0.0914 | 31435671 | 0 | 0 | 0 | 0 | 0 | 0 | 0 | 0 | 0 | 0 | 0 | 0 | 0 | 0 | 0 | 0 | 0 | 31668311 | 6450 | 6189 | 5295.4167 | 0 | 0 | 0 | 0 | 0.35 | 0.065 | 0.17764 | 0.18163 | 0.084894 | 0.2276 | 0.23272 | 0 | 0 | 0.11764 | 76378016 | 7097237.5 | 22126860 | 0 | 13772233 | 5753367.5 | 2881734 | 7590271 | 4532321 | 20112036 | 1007163392 | 0 | 0 | 0 | 0 | 0 | 0.064205 | 0.016554 | 16672524 | 64665380 | 172986656 | 8 | 2013 | 20243400 | 30215472
2013 | 12 | Black Hills Power, Inc. | SD | Transmission | 115120600 | 31977937 | 83142664 | 0 | 31701 | 0 | 0 | 0 | 0 | 0 | 22961528 | 0 | 0 | 0 | 0 | 0 | 0 | 0 | 0 | 0 | 0 | 0 | 0.0914 | 2396539 | 0 | 0 | 0 | 0 | 0 | 0 | 0 | 0 | 0 | 0 | 0 | 0 | 0 | 0 | 0 | 0 | 0 | 3377345 | 422 | 409 | 367.75 | 0 | 0 | 0 | 0 | 0.35 | 0 | 0.11643 | 0.12197 | 0.45016 | 0.12902 | 0.1343 | 0 | 0 | 0.092855 | 2259881.25 | 0 | 172884.1562 | 0 | 11646102 | 422917.6875 | 453340.25 | 2584230.75 | 3444229.25 | 3222393.5 | 87722288 | 0 | 0 | 0 | 0 | 0 | 0.088073 | 0.017612 | 1544948.375 | 7725971 | 49735576 | 12 | 2013 | 1253332 | 22961528
2013 | 23 | Central Maine Power Company | ME | Transmission | 1075290624 | 184467505.5 | 890823104 | 0 | 0 | 0 | 0 | 0 | 0 | 0 | 145865344 | 0 | 0 | 0 | 0 | 0 | 0 | 0 | 0 | 0 | 0 | 0 | 0.0914 | 28010173 | 0 | 0 | 0 | 0 | 0 | 0 | 0 | 0 | 0 | 0 | 0 | 0 | 0 | 0 | 0 | 0 | 0 | 605412 | 1602 | 1515.75 | 1418.3333 | 0 | 0 | 0 | 0 | 0.35 | 0.0893 | 0.44459 | 0.4866 | 0.59039 | 0.48925 | 0.52299 | 0 | 0 | 0.30856 | 24391234 | 380960.8438 | 0 | 0 | 23143868 | 4858617 | 3284724.75 | 16416357 | 21879802 | 55080532 | 943011264 | 0 | 0 | 0 | 0 | 0 | 0.077701 | 0.022033 | 20777380 | 73272488 | 315628960 | 23 | 2013 | 11200645 | 145865344
2013 | 27 | Duke Energy Ohio, Inc. | OH | Transmission | 649518976 | 232578441 | 416940544 | 0 | 11996429 | 0 | 0 | 0 | 0 | 0 | 25124060 | 0 | 0 | 0 | 0 | 0 | 0 | 0 | 0 | 0 | 0 | 0 | 0.0914 | 11845312 | 0 | 0 | 0 | 0 | 0 | 0 | 0 | 0 | 0 | 0 | 0 | 0 | 0 | 0 | 0 | 0 | 0 | 19299686 | 1234 | 1163.75 | 992.3333 | 0 | 0 | 0 | 0 | 0.35 | 0 | 0.10263 | 0.10506 | 0.10754 | 0.10135 | 0.10436 | 0 | 0 | 0.10501 | 2323326 | 202996.2969 | 12053993 | 0 | 12856332 | 2534294.5 | 2073893.875 | 26174688 | 3768609 | 12344802 | 442581632 | 0 | 0 | 0 | 0 | 0 | 0.078334 | 0.024032 | 10635964 | 34669320 | 125913864 | 27 | 2013 | 8197123 | 25124060
2013 | 49 | El Paso Electric Company | TX | Transmission | 380013280 | 197803397 | 182209888 | 0 | 5007724 | 0 | 0 | 0 | 0 | 0 | 16764874 | 0 | 0 | 0 | 0 | 0 | 0 | 0 | 0 | 0 | 0 | 0 | 0.0914 | 6657184 | 0 | 0 | 0 | 0 | 0 | 0 | 0 | 0 | 0 | 0 | 0 | 0 | 0 | 0 | 0 | 0 | 0 | 11440694 | 1742 | 1651.25 | 1328.1667 | 0 | 0 | 0 | 0 | 0.35 | 0 | 0.10215 | 0.10607 | 0.11377 | 0.10671 | 0.11147 | 0 | 0 | 0.098289 | 20870506 | 2450924 | 5240216.5 | 0 | 11166954 | 2873653.25 | 702586.6875 | 6569830.5 | 2514731 | 7274013 | 173917408 | 0 | 0 | 0 | 0 | 0 | 0.079047 | 0.016027 | 2787295 | 13747654 | 61270032 | 49 | 2013 | 3629372 | 16764874
2013 | 51 | The Empire District Electric Company | KS | Transmission | 257583488 | 84432789.5 | 173150704 | 0 | 2595287.5 | 0 | 0 | 0 | 0 | 0 | 17333400 | 0 | 0 | 0 | 0 | 0 | 0 | 0 | 0 | 0 | 0 | 0 | 0.0914 | 5840218 | 0 | 0 | 0 | 0 | 0 | 0 | 0 | 0 | 0 | 0 | 0 | 0 | 0 | 0 | 0 | 0 | 0 | 5968634 | 1080 | 1037.5 | 928.0833 | 0 | 0 | 0 | 0 | 0.35 | 0.07 | 0.11998 | 0.1244 | 0.23481 | 0.12322 | 0.12601 | 0 | 0 | 0.11383 | 9826787 | 2251507.5 | 2810145.25 | 0 | 8598471 | 984250.375 | 325755.2812 | 7455587.5 | 2600010 | 3168793 | 169651360 | 0 | 0 | 0 | 0 | 0 | 0.074386 | 0.018865 | 3200490.25 | 12619732 | 56357904 | 51 | 2013 | 4333573 | 17333400
2013 | 61 | Green Mountain Power Corp | VT | Transmission | 164042272 | 58914800 | 105127472 | 0 | 879300.5 | 0 | 0 | 0 | 0 | 0 | 87362672 | 0 | 0 | 0 | 0 | 0 | 0 | 0 | 0 | 0 | 0 | 0 | 0.0914 | 3437058 | 0 | 0 | 0 | 0 | 0 | 0 | 0 | 0 | 0 | 0 | 0 | 0 | 0 | 0 | 0 | 0 | 0 | 5074758 | 737 | 714 | 651.5833 | 0 | 0 | 0 | 0 | 0.35 | 0.085 | 0.12292 | 0.13213 | 0.63624 | 0.12819 | 0.13751 | 0 | 0 | 0.11452 | 5962047 | 479840.125 | 1042356.3125 | 0 | 26544534 | 767865.5625 | 675722.5625 | 21035584 | 13104401 | 7093521.5 | 119925864 | 0 | 0 | 0 | 0 | 0 | 0.071943 | 0.018518 | 2220765.5 | 8627873 | 150672080 | 61 | 2013 | 5212056 | 87362672
2013 | 70 | Idaho Power Company | ID | Transmission | 953049728 | 292802294.5 | 660247424 | 0 | 11892187 | 0 | 0 | 0 | 0 | 0 | 26450218 | 0 | 0 | 0 | 0 | 0 | 0 | 0 | 0 | 0 | 0 | 0 | 0.0914 | 19134690 | 0 | 0 | 0 | 0 | 0 | 0 | 0 | 0 | 0 | 0 | 0 | 0 | 0 | 0 | 0 | 0 | 0 | 17460117 | 3407 | 3024.75 | 2427.25 | 0 | 0 | 0 | 0 | 0.35 | 0.074 | 0.19303 | 0.20568 | 0.15978 | 0.21626 | 0.23103 | 0 | 0 | 0.1554 | 40491204 | 15347835 | 13040146 | 0 | 22523440 | 2550249 | 1887429.375 | 4883078 | 3967532.75 | 40562008 | 661978112 | 0 | 0 | 0 | 0 | 0 | 0.074234 | 0.018741 | 12405813 | 49141224 | 138976144 | 70 | 2013 | 14971967 | 26450218
2013 | 80 | Kansas Gas and Electric Company | KS | Transmission | 688092096 | 211197033 | 476895072 | 0 | 8659126 | 0 | 0 | 0 | 0 | 0 | 100515344 | 0 | 0 | 0 | 0 | 0 | 0 | 0 | 0 | 0 | 0 | 0 | 0.0914 | 18354345 | 0 | 0 | 0 | 0 | 0 | 0 | 0 | 0 | 0 | 0 | 0 | 0 | 0 | 0 | 0 | 0 | 0 | 11213593 | 2574 | 2306.75 | 1788.5833 | 0 | 0 | 0 | 0 | 0.35 | 0.07 | 0.16566 | 0.16976 | 0.33714 | 0.19878 | 0.20239 | 0 | 0 | 0.12038 | 18136226 | 5449192 | 8714986 | 0 | 29120862 | 2577882.25 | 722893.5625 | 14543647 | 15077302 | 7507328 | 484609248 | 0 | 0 | 0 | 0 | 0 | 0.080993 | 0.023858 | 11561889 | 39249996 | 216646864 | 80 | 2013 | 5750803 | 100515344
2013 | 84 | Lockhart Power Company | SC | Transmission | 4590880 | 3067795.5 | 1523084.5 | 0 | 12152.5 | 0 | 0 | 0 | 0 | 0 | 360237 | 0 | 0 | 0 | 0 | 0 | 0 | 0 | 0 | 0 | 0 | 0 | 0.0914 | 124973 | 0 | 0 | 0 | 0 | 0 | 0 | 0 | 0 | 0 | 0 | 0 | 0 | 0 | 0 | 0 | 0 | 0 | 476165 | 66 | 62.75 | 57.3333 | 0 | 0 | 0 | 0 | 0.35 | 0.05 | 0.084922 | 0.090427 | 0.10513 | 0.053604 | 0.056499 | 0 | 0 | 0.11962 | 57281.6133 | 1044.9249 | 12152.5 | 0 | 207688.9375 | 39130.582 | 13230.3203 | 132174.625 | 54035.5508 | 80277.4766 | 1611223.5 | 0 | 0 | 0 | 0 | 0 | 0.0914 | 0.03496 | 56329.1758 | 147265.8281 | 1081029.5 | 84 | 2013 | 360036 | 360237
2013 | 98 | ALLETE, Inc. | MN | Transmission | 477261440 | 179382624.5 | 297878816 | 0 | 3096483.5 | 0 | 0 | 0 | 0 | 0 | 52185492 | 0 | 0 | 0 | 0 | 0 | 0 | 0 | 0 | 0 | 0 | 0 | 0.0914 | 11828526 | 0 | 0 | 0 | 0 | 0 | 0 | 0 | 0 | 0 | 0 | 0 | 0 | 0 | 0 | 0 | 0 | 0 | 13569084 | 1645 | 1620.75 | 1535.25 | 0 | 0 | 0 | 0 | 0.35 | 0.098 | 0.15024 | 0.15882 | 0.33574 | 0.14119 | 0.14733 | 0 | 0 | 0.16814 | 43008772 | 1685602.875 | 3098755 | 0 | 18457056 | 1691155.375 | 1595739.125 | 12045260 | 7827824 | 9911924 | 274022944 | 0 | 0 | 0 | 0 | 0 | 0.072547 | 0.021035 | 5764088.5 | 19879564 | 123446880 | 98 | 2013 | 12706148 | 52185492
2013 | 115 | New York State Electric & Gas Corporation | NY | Transmission | 878864448 | 417008556.5 | 461855904 | 0 | 0 | 0 | 0 | 0 | 0 | 0 | 43677064 | 0 | 0 | 0 | 0 | 0 | 0 | 0 | 0 | 0 | 0 | 0 | 0.0914 | 19994179 | 0 | 0 | 0 | 0 | 0 | 0 | 0 | 0 | 0 | 0 | 0 | 0 | 0 | 0 | 0 | 0 | 0 | 19836620 | 3099 | 2832.75 | 2545.1667 | 0 | 0 | 0 | 0 | 0.35 | 0.065 | 0.25534 | 0.27358 | 0.24887 | 0.27515 | 0.29846 | 0 | 0 | 0.23647 | 2627259.75 | 3896178.25 | 0 | 0 | 14155723 | 16836290 | 4578908.5 | 32517910 | 6551559.5 | 38630004 | 500514016 | 0 | 0 | 0 | 0 | 0 | 0.087304 | 0.018825 | 9422258 | 43696868 | 184879200 | 115 | 2013 | 24402594 | 43677064
2013 | 117 | Niagara Mohawk Power Corporation | NY | Transmission | 0 | 0 | 0 | 0 | 0 | 0 | 0 | 0 | 0 | 0 | 0 | 0 | 0 | 0 | 0 | 0 | 0 | 0 | 0 | 0 | 0 | 0 | 0.0914 | 0 | 0 | 0 | 0 | 0 | 0 | 0 | 0 | 0 | 0 | 0 | 0 | 0 | 0 | 0 | 0 | 0 | 0 | 0 | 0 | 0 | 0 | 0 | 0 | 0 | 0 | 0.35 | 0.065 | 0 | 0 | 0 | 0 | 0 | 0 | 0 | 0 | 0 | 0 | 0 | 0 | 0 | 0 | 0 | 0 | 0 | 0 | 0 | 0 | 0 | 0 | 0 | 0 | 0 | 0 | 0 | 0 | 0 | 121 | 2013 | 7202301 | 47063588
2013 | 121 | Northern States Power Company (Wisconsin) | WI | Transmission | 597786048 | 197757137.5 | 400028896 | 0 | 19157.5 | 0 | 0 | 0 | 0 | 0 | 47063588 | 0 | 0 | 0 | 0 | 0 | 0 | 0 | 0 | 0 | 0 | 0 | 0.0914 | 17955714 | 0 | 0 | 0 | 0 | 0 | 0 | 0 | 0 | 0 | 0 | 0 | 0 | 0 | 0 | 0 | 0 | 0 | 7081629 | 1338 | 1224.6 | 1071.1667 | 0 | 0 | 0 | 0 | 0.35 | 0.079 | 0.32644 | 0.34022 | 0.49708 | 0.40565 | 0.42658 | 0 | 0 | 0.23401 | 14688914 | 2971346.25 | 27225.1836 | 0 | 17255560 | 2338763.25 | 2628631.75 | 12836166 | 7059538 | 19666734 | 409122144 | 0 | 0 | 0 | 0 | 0 | 0.07269 | 0.019027 | 7784501.5 | 29738912 | 137601840 | 133 | 2013 | 104067392 | 227245120
2013 | 133 | Pacific Gas And Electric Company | CA | Transmission | 7715189248 | 2243711689 | 5471477760 | 0 | 14756356 | 0 | 0 | 0 | 0 | 0 | 227245120 | 0 | 0 | 0 | 0 | 0 | 0 | 0 | 0 | 0 | 0 | 0 | 0.0914 | 202986382 | 0 | 0 | 0 | 0 | 0 | 0 | 0 | 0 | 0 | 0 | 0 | 0 | 0 | 0 | 0 | 0 | 0 | 83825542 | 19620 | 18460.5 | 15191.0833 | 0 | 0 | 0 | 0 | 0.35 | 0.0884 | 0.17518 | 0.17763 | 0.15313 | 0.22938 | 0.23032 | 0 | 0 | 0.11114 | 68917672 | 13197599 | 14756356 | 0 | 133435848 | 4392888 | 42772920 | 65775900 | 34086768 | 18685070 | 5456890368 | 0 | 0 | 0 | 0 | 0 | 0.072642 | 0.01888 | 103023712 | 396399392 | 1176032128 | 134 | 2013 | 44476672 | 198670128
2013 | 134 | PacifiCorp | OR | Transmission | 4978010112 | 1323798550 | 3654211584 | 0 | 714702 | 0 | 0 | 0 | 0 | 0 | 198670128 | 0 | 0 | 0 | 0 | 0 | 0 | 0 | 0 | 0 | 0 | 0 | 0.0914 | 94564623 | 0 | 0 | 0 | 0 | 0 | 0 | 0 | 0 | 0 | 0 | 0 | 0 | 0 | 0 | 0 | 0 | 0 | 70617028 | 10507 | 9840.5 | 8667.5 | 0 | 0 | 0 | 0 | 0.35 | 0.076 | 0.21364 | 0.22718 | 0.24465 | 0.23325 | 0.24694 | 0 | 0 | 0.1734 | 98041144 | 7026356.5 | 2234023 | 0 | 31782874 | 10469687 | 9256335 | 41503608 | 29800520 | 204560048 | 3785738752 | 0 | 0 | 0 | 0 | 0 | 0.074273 | 0.019368 | 73322144 | 281177664 | 740747072 | 147 | 2013 | 5761431 | 38078328
2013 | 147 | Public Service Company of New Mexico | NM | Transmission | 625262592 | 270694100 | 354568480 | 0 | 1038518 | 0 | 0 | 0 | 0 | 0 | 38078328 | 0 | 0 | 0 | 0 | 0 | 0 | 0 | 0 | 0 | 0 | 0 | 0.0914 | 12521358 | 0 | 0 | 0 | 0 | 0 | 0 | 0 | 0 | 0 | 0 | 0 | 0 | 0 | 0 | 0 | 0 | 0 | 12801402 | 2087 | 1946.5 | 1647.4167 | 0 | 0 | 0 | 0 | 0.35 | 0.066 | 0.15657 | 0.16167 | 0.15639 | 0.14646 | 0.15004 | 0 | 0 | 0.17214 | 39574476 | 3139050.5 | 1052799.5 | 0 | 15653611 | 5650364 | 1025343.875 | 5672077.5 | 5711749 | 7067205.5 | 325686720 | 0 | 0 | 0 | 0 | 0 | 0.077277 | 0.017558 | 5718323 | 25168126 | 109487528 | 157 | 2013 | 3720027 | 14419229
2013 | 157 | Sierra Pacific Power Company d/b/a NV Energy | NV | Transmission | 670879680 | 214409265.5 | 456470400 | 0 | 86047 | 0 | 0 | 0 | 0 | 0 | 14419229 | 0 | 0 | 0 | 0 | 0 | 0 | 0 | 0 | 0 | 0 | 0 | 0.0914 | 10374245 | 0 | 0 | 0 | 0 | 0 | 0 | 0 | 0 | 0 | 0 | 0 | 0 | 0 | 0 | 0 | 0 | 0 | 9465017 | 1720 | 1594.75 | 1373.1667 | 0 | 0 | 0 | 0 | 0.35 | 0 | 0.21632 | 0.22239 | 0.19635 | 0.24642 | 0.25171 | 0 | 0 | 0.17167 | 20859706 | 1579228.375 | 159842.125 | 0 | 9554480 | 2705299 | 4327350.5 | 4879650 | 2162884.25 | 8625988 | 444980192 | 0 | 0 | 0 | 0 | 0 | 0.071357 | 0.014914 | 6636366 | 31752582 | 84649200 | 166 | 2013 | 13170891 | 115727912
2013 | 166 | Southwestern Public Service Company | NM | Transmission | 1338003840 | 290747037.5 | 1047256832 | 0 | 70255 | 0 | 0 | 0 | 0 | 0 | 115727912 | 0 | 0 | 0 | 0 | 0 | 0 | 0 | 0 | 0 | 0 | 0 | 0.0914 | 30542019 | 0 | 0 | 0 | 0 | 0 | 0 | 0 | 0 | 0 | 0 | 0 | 0 | 0 | 0 | 0 | 0 | 0 | 30052510 | 5056 | 4959.75 | 4352.4167 | 0 | 0 | 0 | 0 | 0.35 | 0.066 | 0.29957 | 0.31833 | 0.47101 | 0.38791 | 0.41334 | 0 | 0 | 0.16458 | 28570062 | 383113.3438 | -62785.6562 | 0 | 36782772 | 5954782 | 2884129.25 | 23330570 | 17359186 | 64664268 | 1100264320 | 0 | 0 | 0 | 0 | 0 | 0.078576 | 0.01848 | 20332420 | 86454896 | 322009504 | 187 | 2013 | 7787640 | 30263426
2013 | 187 | Avista Corporation | WA | Transmission | 556070912 | 186643587 | 369427328 | 0 | 110873.5 | 0 | 0 | 0 | 0 | 0 | 30263426 | 0 | 0 | 0 | 0 | 0 | 0 | 0 | 0 | 0 | 0 | 0 | 0.0914 | 10014786 | 0 | 0 | 0 | 0 | 0 | 0 | 0 | 0 | 0 | 0 | 0 | 0 | 0 | 0 | 0 | 0 | 0 | 13937652 | 1669 | 1573.25 | 1430 | 0 | 0 | 0 | 0 | 0.35 | 0 | 0.18237 | 0.19036 | 0.25279 | 0.20256 | 0.20256 | 0 | 0 | 0.17007 | 973161.0625 | 2248112 | 1246393 | 0 | 12884063 | 2155533 | 3961905.25 | 22312254 | 4539514 | -104823.9531 | 371887136 | 0 | 0 | 0 | 0 | 0 | 0.070959 | 0.015077 | 5606794.5 | 26388820 | 113587584 | 191 | 2013 | 8535646 | 102194912
2013 | 191 | Westar Energy, Inc. | KS | Transmission | 905072960 | 236106530 | 668966400 | 0 | 12829745 | 0 | 0 | 0 | 0 | 0 | 102194912 | 0 | 0 | 0 | 0 | 0 | 0 | 0 | 0 | 0 | 0 | 0 | 0.0914 | 24992210 | 0 | 0 | 0 | 0 | 0 | 0 | 0 | 0 | 0 | 0 | 0 | 0 | 0 | 0 | 0 | 0 | 0 | 18458235 | 2557 | 2481.75 | 1957.3333 | 0 | 0 | 0 | 0 | 0.35 | 0.07 | 0.17501 | 0.18158 | 0.41273 | 0.19444 | 0.20002 | 0 | 0 | 0.13639 | 66479860 | 27698560 | 12787585 | 0 | 32683588 | 2642259.75 | 1274187 | 31998400 | 15329237 | 12893780 | 615798592 | 0 | 0 | 0 | 0 | 0 | 0.074819 | 0.020372 | 12545013 | 46073244 | 254403808 | 202 | 2013 | 4298262 | 6624836
2013 | 202 | Chugach Electric Association, Inc. | AK | Transmission | 292166272 | 146513584.5 | 145652688 | 0 | 3845254.5 | 0 | 0 | 0 | 0 | 0 | 6624836 | 0 | 0 | 0 | 0 | 0 | 0 | 0 | 0 | 0 | 0 | 0 | 0.0914 | 14965794 | 0 | 0 | 0 | 0 | 0 | 0 | 0 | 0 | 0 | 0 | 0 | 0 | 0 | 0 | 0 | 0 | 0 | 2962079 | 459 | 441.25 | 379.25 | 0 | 0 | 0 | 0 | 0.35 | 0.094 | 0.29083 | 0.3077 | 0.15864 | 0.27732 | 0.29305 | 0 | 0 | 0.30563 | 0 | 0 | 4049892 | 0 | 3122547.5 | 948266.375 | 503042.625 | 127868.2031 | 993725.375 | 8272929.5 | 158969232 | 0 | 0 | 0 | 0 | 0 | 0.034215 | 8.1772e-05 | 12999.2773 | 5439175.5 | 31744530 | 316 | 2013 | 31871456 | 38113152
2013 | 316 | ITC Midwest LLC | MI | Transmission | 1670567168 | 309860187 | 1360706944 | 0 | 40401488 | 0 | 0 | 0 | 0 | 0 | 38113152 | 0 | 0 | 0 | 0 | 0 | 0 | 0 | 0 | 0 | 0 | 0 | 0.0914 | 29675110 | 0 | 0 | 0 | 0 | 0 | 0 | 0 | 0 | 0 | 0 | 0 | 0 | 0 | 0 | 0 | 0 | 0 | 0 | 3573 | 3405.75 | 2922.9167 | 0 | 0 | 0 | 0 | 0.35 | 0.06 | 0.93934 | 1 | 1 | 0.95545 | 1 | 0 | 0 | 0.87459 | 9784760 | 0 | 42817712 | 0 | 28619678 | 2876838 | 5253939 | 9793443 | 5716973 | 62160232 | 1461617152 | 0 | 0 | 0 | 0 | 0 | 0.074516 | 0.021345 | 31198526 | 108913288 | 254443968 | 428 | 2013 | 1860716 | 7620283
2013 | 428 | UGI Utilities, Inc. | PA | Transmission | 37247544 | 0 | 0 | 0 | 280203 | 0 | 0 | 0 | 0 | 0 | 7620283 | 0 | 0 | 0 | 0 | 0 | 0 | 0 | 0 | 0 | 0 | 0 | 0.0914 | 738048 | 0 | 0 | 0 | 0 | 0 | 0 | 0 | 0 | 0 | 0 | 0 | 0 | 0 | 0 | 0 | 0 | 0 | 821848 | 205 | 196.75 | 177.25 | 0 | 0 | 0 | 0 | 0.35 | 0.0999 | 0.24157 | 0.24826 | 0.56147 | 0 | 0 | 0 | 0 | 0 | 0 | 1052085.125 | 280203 | 0 | 3245758.5 | 101325.2188 | 85237.4219 | 6865250 | 1143042.5 | 0 | 37618704 | 0 | 0 | 0 | 0 | 0 | 0.074169 | 0.020228 | 760942.8125 | 2790145 | 22206990
|  | 8 | 12 | 23 | 27 | 49 | 51 | 61 | 70 | 80 | 84 | 98 | 115 | 117 | 121 | 133 | 134 | 147 | 157 | 166 | 187 | 191 | 202 | 316 | 428
respondent_name | #VALUE! | Entergy Arkansas, Inc. | Black Hills Power, Inc. | Central Maine Power Company | Duke Energy Ohio, Inc. | El Paso Electric Company | The Empire District Electric Company | Green Mountain Power Corp | Idaho Power Company | Kansas Gas and Electric Company | Lockhart Power Company | ALLETE, Inc. | New York State Electric & Gas Corporation | Niagara Mohawk Power Corporation | Northern States Power Company (Wisconsin) | Pacific Gas And Electric Company | PacifiCorp | Public Service Company of New Mexico | Sierra Pacific Power Company d/b/a NV Energy | Southwestern Public Service Company | Avista Corporation | Westar Energy, Inc. | Chugach Electric Association, Inc. | ITC Midwest LLC | UGI Utilities, Inc.
Rate Base (000's USD)
GP | Gross Plant In Service | 1493122.048 | 115120.6 | 1075290.624 | 649518.976 | 380013.28 | 257583.488 | 164042.272 | 953049.728 | 688092.096 | 4590.88 | 477261.44 | 878864.448 | 0 | 597786.048 | 7715189.248 | 4978010.112 | 625262.592 | 670879.68 | 1338003.84 | 556070.912 | 905072.96 | 292166.272 | 1670567.168 | 37247.544
AD | Accumulated Depreciation | 449254.6245 | 31977.937 | 184467.5055 | 232578.441 | 197803.397 | 84432.7895 | 58914.8 | 292802.2945 | 211197.033 | 3067.7955 | 179382.6245 | 417008.5565 | 0 | 197757.1375 | 2243711.689 | 1323798.55 | 270694.1 | 214409.2655 | 290747.0375 | 186643.587 | 236106.53 | 146513.5845 | 309860.187 | 0
NP | Net Plant | 1043867.392 | 83142.664 | 890823.104 | 416940.544 | 182209.888 | 173150.704 | 105127.472 | 660247.424 | 476895.072 | 1523.0845 | 297878.816 | 461855.904 | 0 | 400028.896 | 5471477.76 | 3654211.584 | 354568.48 | 456470.4 | 1047256.832 | 369427.328 | 668966.4 | 145652.688 | 1360706.944 | 0
RAa | Regulatory Assets | 0 | 0 | 0 | 0 | 0 | 0 | 0 | 0 | 0 | 0 | 0 | 0 | 0 | 0 | 0 | 0 | 0 | 0 | 0 | 0 | 0 | 0 | 0 | 0
MSa | M&S | 22126.86 | 172.8842 | 0 | 12053.993 | 5240.2165 | 2810.1453 | 1042.3563 | 13040.146 | 8714.986 | 12.1525 | 3098.755 | 0 | 0 | 27.2252 | 14756.356 | 2234.023 | 1052.7995 | 159.8421 | -62.7857 | 1246.393 | 12787.585 | 4049.892 | 42817.712 | 280.203
ADITa | Accumulated Deferred Income Taxes | -76378.016 | -2259.8812 | -24391.234 | -2323.326 | -20870.506 | -9826.787 | -5962.047 | -40491.204 | -18136.226 | -57.2816 | -43008.772 | -2627.2598 | 0 | -14688.914 | -68917.672 | -98041.144 | -39574.476 | -20859.706 | -28570.062 | -973.1611 | -66479.86 | 0 | -9784.76 | 0
ADITCa | Accumulated Deferred Income Tax Credits | -7097.2375 | 0 | -380.9608 | -202.9963 | -2450.924 | -2251.5075 | -479.8401 | -15347.835 | -5449.192 | -1.0449 | -1685.6029 | -3896.1782 | 0 | -2971.3463 | -13197.599 | -7026.3565 | -3139.0505 | -1579.2284 | -383.1133 | -2248.112 | -27698.56 | 0 | 0 | -1052.0851
FS | Fuel Stock | 0 | 0 | 0 | 0 | 0 | 0 | 0 | 0 | 0 | 0 | 0 | 0 | 0 | 0 | 0 | 0 | 0 | 0 | 0 | 0 | 0 | 0 | 0 | 0
WC | Working Capital | 4532.321 | 3444.2292 | 21879.802 | 3768.609 | 2514.731 | 2600.01 | 13104.401 | 3967.5327 | 15077.302 | 54.0356 | 7827.824 | 6551.5595 | 0 | 7059.538 | 34086.768 | 29800.52 | 5711.749 | 2162.8843 | 17359.186 | 4539.514 | 15329.237 | 993.7254 | 5716.973 | 1143.0425
RateBaseGP | Rate Base from General Plant | 20112.036 | 3222.3935 | 55080.532 | 12344.802 | 7274.013 | 3168.793 | 7093.5215 | 40562.008 | 7507.328 | 80.2775 | 9911.924 | 38630.004 | 0 | 19666.734 | 18685.07 | 204560.048 | 7067.2055 | 8625.988 | 64664.268 | -104.824 | 12893.78 | 8272.9295 | 62160.232 | 0
RateBase | Total Rate Base | 1007163.392 | 87722.288 | 943011.264 | 442581.632 | 173917.408 | 169651.36 | 119925.864 | 661978.112 | 484609.248 | 1611.2235 | 274022.944 | 500514.016 | 0 | 409122.144 | 5456890.368 | 3785738.752 | 325686.72 | 444980.192 | 1100264.32 | 371887.136 | 615798.592 | 158969.232 | 1461617.152 | 37618.704
WACC | Cost of Capital | 6.421% | 8.807% | 7.77% | 7.833% | 7.905% | 7.439% | 7.194% | 7.423% | 8.099% | 9.14% | 7.255% | 8.73% | 0% | 7.269% | 7.264% | 7.427% | 7.728% | 7.136% | 7.858% | 7.096% | 7.482% | 3.422% | 7.452% | 7.417%
All-In Financial Costs (000's USD)
RC | Return on Capital | 64665.38 | 7725.971 | 73272.488 | 34669.32 | 13747.654 | 12619.732 | 8627.873 | 49141.224 | 39249.996 | 147.2658 | 19879.564 | 43696.868 | 0 | 29738.912 | 396399.392 | 281177.664 | 25168.126 | 31752.582 | 86454.896 | 26388.82 | 46073.244 | 5439.1755 | 108913.288 | 2790.145
FOM_subtotal | Fixed O&M, Lines, Towers, Terminals | 20243.4 | 1253.332 | 11200.645 | 8197.123 | 3629.372 | 4333.573 | 5212.056 | 14971.967 | 5750.803 | 360.036 | 12706.148 | 24402.594 | 7202.301 | 104067.392 | 44476.672 | 5761.431 | 3720.027 | 13170.891 | 7787.64 | 8535.646 | 4298.262 | 31871.456 | 1860.716 | 0
AG_Capa | A&G attributable to Capital | 5753.3675 | 422.9177 | 4858.617 | 2534.2945 | 2873.6532 | 984.2504 | 767.8656 | 2550.249 | 2577.8823 | 39.1306 | 1691.1554 | 16836.29 | 0 | 2338.7632 | 4392.888 | 10469.687 | 5650.364 | 2705.299 | 5954.782 | 2155.533 | 2642.2598 | 948.2664 | 2876.838 | 101.3252
| A&G attributable to FOM for Lines, Towers, Terminals | 9226.9557 | 635.6908 | 1777.1613 | 4194.5822 | 2417.4969 | 2149.7284 | 1583.6466 | 12749.2409 | 1666.0973 | 207.5731 | 4493.9326 | 7908.8732 |  | 38155.6359 | 26116.2151 | 921.7029 | 1529.265 | 8727.3054 | 2475.2109 | 3633.8847 | 1374.6538 | 15022.2791 | 1397.2366 | 0
DE | Depreciation Expense, Direct | 31435.671 | 2396.539 | 28010.173 | 11845.312 | 6657.184 | 5840.218 | 3437.058 | 19134.69 | 18354.345 | 124.973 | 11828.526 | 19994.179 | 0 | 17955.714 | 202986.382 | 94564.623 | 12521.358 | 10374.245 | 30542.019 | 10014.786 | 24992.21 | 14965.794 | 29675.11 | 738.048
DEa | D. Expense, General Plant and Common Plant | 2881.734 | 453.3403 | 3284.7247 | 2073.8939 | 702.5867 | 325.7553 | 675.7226 | 1887.4294 | 722.8936 | 13.2303 | 1595.7391 | 4578.9085 | 0 | 2628.6318 | 42772.92 | 9256.335 | 1025.3439 | 4327.3505 | 2884.1292 | 3961.9052 | 1274.187 | 503.0426 | 5253.939 | 85.2374
DE Total | Depreciation Expense, Total | 34317.405 | 2849.8792 | 31294.8978 | 13919.2059 | 7359.7707 | 6165.9733 | 4112.7806 | 21022.1194 | 19077.2386 | 138.2033 | 13424.2651 | 24573.0875 | 0 | 20584.3458 | 245759.302 | 103820.958 | 13546.7019 | 14701.5955 | 33426.1482 | 13976.6912 | 26266.397 | 15468.8366 | 34929.049 | 823.2854
ITR | Income Tax Rate, Per Unit of Capital | 1.655% | 1.761% | 2.203% | 2.403% | 1.603% | 1.887% | 1.852% | 1.874% | 2.386% | 3.496% | 2.104% | 1.883% | 0% | 1.903% | 1.888% | 1.937% | 1.756% | 1.491% | 1.848% | 1.508% | 2.037% | 0.008177% | 2.135% | 2.023%
TI | Taxes, Income | 16672.524 | 1544.9484 | 20777.38 | 10635.964 | 2787.295 | 3200.4902 | 2220.7655 | 12405.813 | 11561.889 | 56.3292 | 5764.0885 | 9422.258 | 0 | 7784.5015 | 103023.712 | 73322.144 | 5718.323 | 6636.366 | 20332.42 | 5606.7945 | 12545.013 | 12.9993 | 31198.526 | 760.9428
TOa | Taxes, Other | 7590.271 | 2584.2308 | 16416.357 | 26174.688 | 6569.8305 | 7455.5875 | 21035.584 | 4883.078 | 14543.647 | 132.1746 | 12045.26 | 32517.91 | 0 | 12836.166 | 65775.9 | 41503.608 | 5672.0775 | 4879.65 | 23330.57 | 22312.254 | 31998.4 | 127.8682 | 9793.443 | 6865.25
FinancialCosts | Total of Financial Costs, Lines, Towers, Term's | 158469.3032 | 17016.9699 | 159597.5461 | 100325.1776 | 39385.0723 | 36909.3348 | 43560.5712 | 117723.6912 | 94427.5531 | 1080.7126 | 70004.4136 | 159357.8807 | 7202.301 | 215505.7164 | 885944.0811 | 516977.1949 | 61004.8844 | 82573.6889 | 179761.6671 | 82609.6235 | 125198.2296 | 68890.8811 | 190969.0966 | 11340.9485
Service Quantities
MWH | Energy (GWH) | 31668.311 | 3377.345 | 605.412 | 19299.686 | 11440.694 | 5968.634 | 5074.758 | 17460.117 | 11213.593 | 476.165 | 13569.084 | 19836.62 | 0 | 7081.629 | 83825.542 | 70617.028 | 12801.402 | 9465.017 | 30052.51 | 13937.652 | 18458.235 | 2962.079 | 0 | 821.848
MW_Top4 | Peak Demands (MW) | 6189 | 409 | 1515.75 | 1163.75 | 1651.25 | 1037.5 | 714 | 3024.75 | 2306.75 | 62.75 | 1620.75 | 2832.75 | 0 | 1224.6 | 18460.5 | 9840.5 | 1946.5 | 1594.75 | 4959.75 | 1573.25 | 2481.75 | 441.25 | 3405.75 | 196.75
| Pole Miles | 4829.05 | 626.36 | 2740.66 | 2238.4 | 1788.49 | 1353.89 | 1010.25 | 4790.38 | 2514.05 | 89.7 | 2739.79 | 4361.1 | 0 | 2402.59 | 18567.19 | 16912 | 3188.85 | 2151 | 6839.28 | 2210 | 2220.42 | 561.81 | 6758.76 | 237.18
| TRANSMISSION, 2013 | Entergy Arkansas, Inc. | Black Hills Power, Inc. | Central Maine Power Company | Duke Energy Ohio, Inc. | El Paso Electric Company | The Empire District Electric Company | Green Mountain Power Corp | Idaho Power Company | Kansas Gas and Electric Company | Lockhart Power Company | ALLETE, Inc. | New York State Electric & Gas Corporation
Cost per Unit of Service (000's USD)
| Capital Related Costs / MWh | 3.8338 | 3.5889 | 207.0404 | 3.0687 | 2.0886 | 3.6836 | 2.9482 | 4.729 | 6.2325 | 0.71781 | 2.8792 | 3.9166
| Capital Related Costs / MW | 18.6948 | 29.6352 | 82.6949 | 50.8911 | 14.4707 | 21.1915 | 20.9544 | 27.2978 | 30.2977 | 5.447 | 24.1048 | 27.4264
| Fuel Costs / MWh | 0 | 0 | 0 | 0 | 0 | 0 | 0 | 0 | 0 | 0 | 0 | 0
| Capital Related Costs / Pole Mile | 25.1413 | 19.3512 | 45.7352 | 26.4584 | 13.3603 | 16.2393 | 14.8096 | 17.2365 | 27.7994 | 3.8105 | 14.2595 | 17.8148
| O&M / MWh | 1.1703 | 1.4497 | 56.5776 | 2.1296 | 1.354 | 2.5003 | 5.6356 | 2.0134 | 2.1883 | 1.5518 | 2.2799 | 4.1169
| O&M / MW | 5.9881 | 11.9711 | 22.5979 | 35.3175 | 9.381 | 14.3837 | 40.0548 | 11.6223 | 10.6377 | 11.7755 | 19.0878 | 28.8291
| O&M / Pole Mile | 7.6745 | 7.8169 | 12.498 | 18.3616 | 8.6611 | 11.0224 | 28.309 | 7.3386 | 9.7605 | 8.2376 | 11.2916 | 18.7259
| Total Costs / MWh | 5.004 | 5.0386 | 263.6181 | 5.1983 | 3.4425 | 6.1839 | 8.5838 | 6.7424 | 8.4208 | 2.2696 | 5.1591 | 8.0335
| Total Costs / MW | 25.605 | 41.6063 | 105.2928 | 86.2085 | 23.8517 | 35.5753 | 61.0092 | 38.9201 | 40.9353 | 17.2225 | 43.1926 | 56.2555
| Total Costs / Pole Mile | 32.8158 | 27.168 | 58.2333 | 44.82 | 22.0214 | 27.2617 | 43.1186 | 24.575 | 37.5599 | 12.0481 | 25.551 | 36.5408
| TRANSMISSION, 2013 | Niagara Mohawk Power Corporation | Northern States Power Company (Wisconsin) | Pacific Gas And Electric Company | PacifiCorp | Public Service Company of New Mexico | Sierra Pacific Power Company d/b/a NV Energy | Southwestern Public Service Company | Avista Corporation | Westar Energy, Inc. | Chugach Electric Association, Inc. | ITC Midwest LLC | UGI Utilities, Inc.
Cost per Unit of Service (000's USD)
| Capital Related Costs / MWh |  | 8.2054 | 8.8897 | 6.4902 | 3.471 | 5.6091 | 4.6656 | 3.2984 | 4.5987 | 7.0629 | 0 | 5.3226
| Capital Related Costs / MW |  | 47.4504 | 40.3663 | 46.5749 | 22.8272 | 33.2908 | 28.2703 | 29.2212 | 34.2035 | 47.4131 | 51.3957 | 22.2332
| Capital Related Costs / Pole Mile |  | 24.1855 | 40.1344 | 27.1003 | 13.9339 | 24.6818 | 20.5012 | 20.8019 | 38.2291 | 37.2386 | 25.8984 | 18.4433
| O&M / MWh |  | 22.2262 | 1.6792 | 0.83063 | 1.2945 | 3.115 | 1.316 | 2.6287 | 2.184 | 16.1947 | 0 | 8.4767
| O&M / MW |  | 128.5301 | 7.625 | 5.9607 | 8.5136 | 18.4876 | 7.9738 | 23.2877 | 16.244 | 108.7136 | 4.6769 | 35.4083
| O&M / Pole Mile |  | 65.5118 | 7.5812 | 3.4683 | 5.1968 | 13.7067 | 5.7825 | 16.578 | 18.1558 | 85.3845 | 2.3567 | 29.3725
| Total Costs / MWh |  | 30.4317 | 10.5689 | 7.3209 | 4.7655 | 8.7241 | 5.9816 | 5.9271 | 6.7828 | 23.2576 | 0 | 13.7993
| Total Costs / MW |  | 175.9805 | 47.9913 | 52.5357 | 31.3408 | 51.7785 | 36.2441 | 52.5089 | 50.4476 | 156.1266 | 56.0726 | 57.6414
| Total Costs / Pole Mile |  | 89.6973 | 47.7156 | 30.5687 | 19.1307 | 38.3885 | 26.2837 | 37.3799 | 56.3849 | 122.6231 | 28.255 | 47.8158
FOM | Total Fixed O&M | 30215.472 | 22961.528 | 145865.344 | 25124.06 | 16764.874 | 17333.4 | 87362.672 | 26450.218 | 100515.344 | 360.237 | 52185.492 | 43677.064 |  | 47063.588 | 227245.12 | 198670.128 | 38078.328 | 14419.229 | 115727.912 | 30263.426 | 102194.912 | 6624.836 | 38113.152 | 7620.283
AG_FOMa | A&G attributable to Total Fixed O&M | 13772.233 | 11646.102 | 23143.868 | 12856.332 | 11166.954 | 8598.471 | 26544.534 | 22523.44 | 29120.862 | 207.6889 | 18457.056 | 14155.723 |  | 17255.56 | 133435.848 | 31782.874 | 15653.611 | 9554.48 | 36782.772 | 12884.063 | 32683.588 | 3122.5475 | 28619.678 | 3245.7585
| $/Distance | 7.6745 | 7.8169 | 12.498 | 18.3616 | 8.6611 | 11.0224 | 28.309 | 7.3386 | 9.7605 | 8.2376 | 11.2916 | 18.7259 |  | 65.5118 | 7.5812 | 3.4683 | 5.1968 | 13.7067 | 5.7825 | 16.578 | 18.1558 | 85.3845 | 2.3567 | 29.3725
| Distance | 4829.05 | 626.36 | 2740.66 | 2238.4 | 1788.49 | 1353.89 | 1010.25 | 4790.38 | 2514.05 | 89.7 | 2739.79 | 4361.1 |  | 2402.59 | 18567.19 | 16912 | 3188.85 | 2151 | 6839.28 | 2210 | 2220.42 | 561.81 | 6758.76 | 237.18

## Pole Miles 2013
respondent_id | report_year | spplmnt_num | row_number | row_seq | row_prvlg | designation_from | designation_to | voltage_oper | designed_voltage | structure | length_dsgnt | length_another | num_of_circuits | conductor_size | cost_land | cost_other | cost_total | expns_operations | expns_maint | expns_rents | expns_total | designation_from_f | designation_to_f | voltage_oper_f | designed_voltage_f | structure_f | length_dsgnt_f | length_another_f | num_of_circuits_f | conductor_size_f | cost_land_f | cost_other_f | cost_total_f | expns_operations_f | expns_maint_f | expns_rents_f | expns_total_f | report_prd
8 | 2013 | 0 | 36 | 36 |  | TOTAL |  | 0 | 0 |  | 4670.79 | 158.26 | 209 |  | 83250549 | 767387551 | 850638100 | 13627961 | 4313552 | 58293 | 17999806 | 0 | 0 | 0 | 0 | 0 | 0 | 0 | 0 | 0 | 0 | 0 | 0 | 0 | 0 | 0 | 0 | 12
12 | 2013 | 0 | 36 | 36 |  | TOTAL |  | 0 | 0 |  | 621.06 | 5.3 | 28 |  | 5019615 | 58343161 | 63362776 | 0 | 0 | 0 | 0 | 0 | 0 | 0 | 0 | 0 | 0 | 0 | 0 | 0 | 0 | 0 | 0 | 0 | 0 | 0 | 0 | 12
23 | 2013 | 0 | 36 | 36 |  | TOTAL |  | 0 | 0 |  | 2661.09 | 79.57 | 27 |  | 15160209 | 713613544 | 728773753 | 0 | 0 | 0 | 0 | 0 | 0 | 0 | 0 | 0 | 0 | 0 | 0 | 0 | 0 | 0 | 0 | 0 | 0 | 0 | 0 | 12
27 | 2013 | 0 | 36 | 36 |  | TOTAL |  | 0 | 0 |  | 1879.34 | 359.06 | 162 |  | 29123847 | 249114807 | 278238654 | 436922 | 4817219 | 51932 | 5306073 | 0 | 0 | 0 | 0 | 0 | 0 | 0 | 0 | 0 | 0 | 0 | 0 | 0 | 0 | 0 | 0 | 12
49 | 2013 | 0 | 36 | 36 |  | TOTAL |  | 0 | 0 |  | 1357.29 | 431.2 | 13 |  | 13824221 | 211706224 | 225530445 | 0 | 0 | 0 | 0 | 0 | 0 | 0 | 0 | 0 | 0 | 0 | 0 | 0 | 0 | 0 | 0 | 0 | 0 | 0 | 0 | 12
51 | 2013 | 0 | 36 | 36 |  | TOTAL |  | 0 | 0 |  | 1289.46 | 64.43 | 17 |  | 11611367 | 141554750 | 153166117 | 67473 | 2606765 | 0 | 2674238 | 0 | 0 | 0 | 0 | 0 | 0 | 0 | 0 | 0 | 0 | 0 | 0 | 0 | 0 | 0 | 0 | 12
61 | 2013 | 0 | 36 | 36 |  | TOTAL |  | 0 | 0 |  | 1000.15 | 10.1 | 175 |  | 5166391 | 177733765 | 182900156 | 0 | 0 | 0 | 0 | 0 | 0 | 0 | 0 | 0 | 0 | 0 | 0 | 0 | 0 | 0 | 0 | 0 | 0 | 0 | 0 | 12
70 | 2013 | 0 | 36 | 36 |  | TOTAL |  | 0 | 0 |  | 4779.36 | 11.02 | 190 |  | 30423400 | 481134170 | 511557570 | 7215461 | 3912451 | 2917528 | 14045440 | 0 | 0 | 0 | 0 | 0 | 0 | 0 | 0 | 0 | 0 | 0 | 0 | 0 | 0 | 0 | 0 | 12
80 | 2013 | 0 | 36 | 36 |  | TOTAL |  | 0 | 0 |  | 2447.57 | 66.48 | 144 |  | 29209963 | 446229295 | 475439258 | 0 | 0 | 0 | 0 | 0 | 0 | 0 | 0 | 0 | 0 | 0 | 0 | 0 | 0 | 0 | 0 | 0 | 0 | 0 | 0 | 12
84 | 2013 | 0 | 36 | 36 |  | TOTAL |  | 0 | 0 |  | 63.7 | 26 | 26 |  | 51657 | 1892465 | 1944122 | 28476 | 171965 | 0 | 200441 | 0 | 0 | 0 | 0 | 0 | 0 | 0 | 0 | 0 | 0 | 0 | 0 | 0 | 0 | 0 | 0 | 12
98 | 2013 | 0 | 36 | 36 |  | TOTAL |  | 0 | 0 |  | 2643.01 | 96.78 | 110 |  | 23192521 | 234150623 | 257343144 | 0 | 0 | 0 | 0 | 0 | 0 | 0 | 0 | 0 | 0 | 0 | 0 | 0 | 0 | 0 | 0 | 0 | 0 | 0 | 0 | 12
115 | 2013 | 0 | 36 | 36 |  | TOTAL |  | 0 | 0 |  | 4295.1 | 66 | 1091 |  | 43470152 | 422204731 | 465674883 | 0 | 0 | 0 | 0 | 0 | 0 | 0 | 0 | 0 | 0 | 0 | 0 | 0 | 0 | 0 | 0 | 0 | 0 | 0 | 0 | 12
121 | 2013 | 0 | 36 | 36 |  | TOTAL |  | 0 | 0 |  | 2217 | 185.59 | 26 |  | 14346928 | 367086410 | 381433338 | 1254100 | 2278486 | 553968 | 4086554 | 0 | 0 | 0 | 0 | 0 | 0 | 0 | 0 | 0 | 0 | 0 | 0 | 0 | 0 | 0 | 0 | 12
133 | 2013 | 0 | 36 | 36 |  | TOTAL |  | 0 | 0 |  | 14976.97 | 3590.22 | 378 |  | 190915278 | 3175922310 | 3366837588 | 23469284 | 46961741 | 0 | 70431025 | 0 | 0 | 0 | 0 | 0 | 0 | 0 | 0 | 0 | 0 | 0 | 0 | 0 | 0 | 0 | 0 | 12
134 | 2013 | 0 | 36 | 36 |  | TOTAL |  | 0 | 0 |  | 16219 | 693 | 273 |  | 206909237 | 2968482206 | 3175391443 | 353289 | 18780035 | 2755216 | 21888540 | 0 | 0 | 0 | 0 | 0 | 0 | 0 | 0 | 0 | 0 | 0 | 0 | 0 | 0 | 0 | 0 | 12
147 | 2013 | 0 | 36 | 36 |  | TOTAL |  | 0 | 0 |  | 3188.85 | 0 | 47 |  | 37737782 | 264620413 | 302358195 | 203868 | 280817 | 12326794 | 12811479 | 0 | 0 | 0 | 0 | 0 | 0 | 0 | 0 | 0 | 0 | 0 | 0 | 0 | 0 | 0 | 0 | 12
157 | 2013 | 0 | 36 | 36 |  | TOTAL |  | 0 | 0 |  | 2151 | 0 | 150 |  | 38860260 | 376711691 | 415571951 | 5671637 | 842518 | 936047 | 7450202 | 0 | 0 | 0 | 0 | 0 | 0 | 0 | 0 | 0 | 0 | 0 | 0 | 0 | 0 | 0 | 0 | 12
166 | 2013 | 0 | 36 | 36 |  | TOTAL |  | 0 | 0 |  | 6300.9 | 538.38 | 89 |  | 68796491 | 743622140 | 812418631 | 889235 | 1763846 | 1143107 | 3796188 | 0 | 0 | 0 | 0 | 0 | 0 | 0 | 0 | 0 | 0 | 0 | 0 | 0 | 0 | 0 | 0 | 12
187 | 2013 | 0 | 36 | 36 |  | TOTAL |  | 0 | 0 |  | 2207 | 3 | 32 |  | 17030215 | 314731717 | 331761932 | 476176 | 1392677 | 89844 | 1958697 | 0 | 0 | 0 | 0 | 0 | 0 | 0 | 0 | 0 | 0 | 0 | 0 | 0 | 0 | 0 | 0 | 12
191 | 2013 | 0 | 36 | 36 |  | TOTAL |  | 0 | 0 |  | 2040.23 | 180.19 | 57 |  | 27182768 | 525067978 | 552250746 | 0 | 0 | 0 | 0 | 0 | 0 | 0 | 0 | 0 | 0 | 0 | 0 | 0 | 0 | 0 | 0 | 0 | 0 | 0 | 0 | 12
202 | 2013 | 0 | 36 | 36 |  | TOTAL |  | 0 | 0 |  | 373.34 | 188.47 | 69 |  | 0 | 0 | 0 | 0 | 0 | 0 | 0 | 0 | 0 | 0 | 0 | 0 | 0 | 0 | 0 | 0 | 0 | 0 | 0 | 0 | 0 | 0 | 0 | 12
316 | 2013 | 0 | 36 | 36 |  | TOTAL |  | 0 | 0 |  | 6699.82 | 58.94 | 105 |  | 50173793 | 1197557183 | 1247730976 | 0 | 0 | 0 | 0 | 0 | 0 | 0 | 0 | 0 | 0 | 0 | 0 | 0 | 0 | 0 | 0 | 0 | 0 | 0 | 0 | 12
428 | 2013 | 0 | 36 | 36 |  | TOTAL |  | 0 | 0 |  | 237.18 | 0 | 22 |  | 1053549 | 14212897 | 15266446 | 81136 | 307039 | 0 | 388175 | 0 | 0 | 0 | 0 | 0 | 0 | 0 | 0 | 0 | 0 | 0 | 0 | 0 | 0 | 0 | 0 | 12

## CAD_USD
FRED Graph Observations
Federal Reserve Economic Data
Link: https://fred.stlouisfed.org
Help: https://fred.stlouisfed.org/help-faq
Economic Research Division
Federal Reserve Bank of St. Louis
EXCAUS | Canada / U.S. Foreign Exchange Rate, Canadian Dollars to One U.S. Dollar, Monthly, Not Seasonally Adjusted
Frequency: Monthly
observation_date | EXCAUS
1971-01-01 | 1.0118
1971-02-01 | 1.0075
1971-03-01 | 1.0064
1971-04-01 | 1.0077
1971-05-01 | 1.0087
1971-06-01 | 1.0213
1971-07-01 | 1.0213
1971-08-01 | 1.013
1971-09-01 | 1.013
1971-10-01 | 1.0047
1971-11-01 | 1.0039
1971-12-01 | 0.9993
1972-01-01 | 1.0059
1972-02-01 | 1.0047
1972-03-01 | 0.9985
1972-04-01 | 0.9957
1972-05-01 | 0.9889
1972-06-01 | 0.9795
1972-07-01 | 0.984
1972-08-01 | 0.9824
1972-09-01 | 0.983
1972-10-01 | 0.9827
1972-11-01 | 0.9874
1972-12-01 | 0.9968
1973-01-01 | 0.9993
1973-02-01 | 0.9956
1973-03-01 | 0.9967
1973-04-01 | 1.0007
1973-05-01 | 1.0008
1973-06-01 | 0.9984
1973-07-01 | 0.9995
1973-08-01 | 1.0039
1973-09-01 | 1.0083
1973-10-01 | 1.0011
1973-11-01 | 0.9991
1973-12-01 | 0.9994
1974-01-01 | 0.9915
1974-02-01 | 0.9766
1974-03-01 | 0.972
1974-04-01 | 0.9676
1974-05-01 | 0.9623
1974-06-01 | 0.9664
1974-07-01 | 0.9763
1974-08-01 | 0.9799
1974-09-01 | 0.9864
1974-10-01 | 0.983
1974-11-01 | 0.9874
1974-12-01 | 0.9882
1975-01-01 | 0.9948
1975-02-01 | 1.0004
1975-03-01 | 1.0005
1975-04-01 | 1.011
1975-05-01 | 1.0286
1975-06-01 | 1.0264
1975-07-01 | 1.0309
1975-08-01 | 1.0354
1975-09-01 | 1.0263
1975-10-01 | 1.0251
1975-11-01 | 1.0139
1975-12-01 | 1.0139
1976-01-01 | 1.0065
1976-02-01 | 0.9935
1976-03-01 | 0.9859
1976-04-01 | 0.9836
1976-05-01 | 0.9802
1976-06-01 | 0.9736
1976-07-01 | 0.9722
1976-08-01 | 0.9854
1976-09-01 | 0.9751
1976-10-01 | 0.9727
1976-11-01 | 0.9859
1976-12-01 | 1.0183
1977-01-01 | 1.0103
1977-02-01 | 1.0279
1977-03-01 | 1.0513
1977-04-01 | 1.0515
1977-05-01 | 1.0486
1977-06-01 | 1.0577
1977-07-01 | 1.0612
1977-08-01 | 1.075
1977-09-01 | 1.0733
1977-10-01 | 1.0989
1977-11-01 | 1.1093
1977-12-01 | 1.0973
1978-01-01 | 1.1012
1978-02-01 | 1.113
1978-03-01 | 1.1258
1978-04-01 | 1.1417
1978-05-01 | 1.1186
1978-06-01 | 1.1218
1978-07-01 | 1.1246
1978-08-01 | 1.1404
1978-09-01 | 1.1664
1978-10-01 | 1.1828
1978-11-01 | 1.1731
1978-12-01 | 1.1798
1979-01-01 | 1.1899
1979-02-01 | 1.1956
1979-03-01 | 1.1739
1979-04-01 | 1.1464
1979-05-01 | 1.1556
1979-06-01 | 1.1724
1979-07-01 | 1.1639
1979-08-01 | 1.1706
1979-09-01 | 1.1653
1979-10-01 | 1.1754
1979-11-01 | 1.1797
1979-12-01 | 1.17
1980-01-01 | 1.164
1980-02-01 | 1.1555
1980-03-01 | 1.1731
1980-04-01 | 1.1861
1980-05-01 | 1.1741
1980-06-01 | 1.1516
1980-07-01 | 1.1523
1980-08-01 | 1.1592
1980-09-01 | 1.1647
1980-10-01 | 1.1691
1980-11-01 | 1.1864
1980-12-01 | 1.1968
1981-01-01 | 1.1909
1981-02-01 | 1.1984
1981-03-01 | 1.1914
1981-04-01 | 1.191
1981-05-01 | 1.201
1981-06-01 | 1.2041
1981-07-01 | 1.2107
1981-08-01 | 1.2232
1981-09-01 | 1.2008
1981-10-01 | 1.2029
1981-11-01 | 1.1872
1981-12-01 | 1.1851
1982-01-01 | 1.1926
1982-02-01 | 1.214
1982-03-01 | 1.2205
1982-04-01 | 1.2252
1982-05-01 | 1.2336
1982-06-01 | 1.2756
1982-07-01 | 1.27
1982-08-01 | 1.2452
1982-09-01 | 1.2348
1982-10-01 | 1.2301
1982-11-01 | 1.2262
1982-12-01 | 1.2385
1983-01-01 | 1.2287
1983-02-01 | 1.2277
1983-03-01 | 1.2263
1983-04-01 | 1.2325
1983-05-01 | 1.2292
1983-06-01 | 1.2323
1983-07-01 | 1.2323
1983-08-01 | 1.2338
1983-09-01 | 1.2326
1983-10-01 | 1.232
1983-11-01 | 1.2367
1983-12-01 | 1.2469
1984-01-01 | 1.2484
1984-02-01 | 1.248
1984-03-01 | 1.2697
1984-04-01 | 1.2796
1984-05-01 | 1.2944
1984-06-01 | 1.304
1984-07-01 | 1.3238
1984-08-01 | 1.3035
1984-09-01 | 1.3145
1984-10-01 | 1.319
1984-11-01 | 1.3168
1984-12-01 | 1.3201
1985-01-01 | 1.324
1985-02-01 | 1.3547
1985-03-01 | 1.384
1985-04-01 | 1.3658
1985-05-01 | 1.3756
1985-06-01 | 1.3676
1985-07-01 | 1.3526
1985-08-01 | 1.3575
1985-09-01 | 1.3703
1985-10-01 | 1.3667
1985-11-01 | 1.3765
1985-12-01 | 1.3955
1986-01-01 | 1.407
1986-02-01 | 1.4043
1986-03-01 | 1.4009
1986-04-01 | 1.3879
1986-05-01 | 1.3757
1986-06-01 | 1.3899
1986-07-01 | 1.3808
1986-08-01 | 1.3885
1986-09-01 | 1.3873
1986-10-01 | 1.3885
1986-11-01 | 1.3863
1986-12-01 | 1.3801
1987-01-01 | 1.3606
1987-02-01 | 1.334
1987-03-01 | 1.3194
1987-04-01 | 1.3192
1987-05-01 | 1.3411
1987-06-01 | 1.3387
1987-07-01 | 1.3262
1987-08-01 | 1.3256
1987-09-01 | 1.3154
1987-10-01 | 1.3097
1987-11-01 | 1.3167
1987-12-01 | 1.3075
1988-01-01 | 1.2855
1988-02-01 | 1.2682
1988-03-01 | 1.2492
1988-04-01 | 1.2353
1988-05-01 | 1.2373
1988-06-01 | 1.2176
1988-07-01 | 1.2075
1988-08-01 | 1.2237
1988-09-01 | 1.2267
1988-10-01 | 1.2055
1988-11-01 | 1.2186
1988-12-01 | 1.1962
1989-01-01 | 1.1913
1989-02-01 | 1.1891
1989-03-01 | 1.1954
1989-04-01 | 1.1888
1989-05-01 | 1.1925
1989-06-01 | 1.1986
1989-07-01 | 1.1891
1989-08-01 | 1.1758
1989-09-01 | 1.1828
1989-10-01 | 1.1749
1989-11-01 | 1.1697
1989-12-01 | 1.1613
1990-01-01 | 1.172
1990-02-01 | 1.1965
1990-03-01 | 1.18
1990-04-01 | 1.1641
1990-05-01 | 1.1747
1990-06-01 | 1.173
1990-07-01 | 1.157
1990-08-01 | 1.1448
1990-09-01 | 1.1583
1990-10-01 | 1.16
1990-11-01 | 1.1635
1990-12-01 | 1.1603
1991-01-01 | 1.156
1991-02-01 | 1.1549
1991-03-01 | 1.1572
1991-04-01 | 1.1535
1991-05-01 | 1.1499
1991-06-01 | 1.1439
1991-07-01 | 1.1493
1991-08-01 | 1.1452
1991-09-01 | 1.137
1991-10-01 | 1.1279
1991-11-01 | 1.1302
1991-12-01 | 1.1467
1992-01-01 | 1.1571
1992-02-01 | 1.1825
1992-03-01 | 1.1928
1992-04-01 | 1.1874
1992-05-01 | 1.1991
1992-06-01 | 1.196
1992-07-01 | 1.1924
1992-08-01 | 1.1907
1992-09-01 | 1.2225
1992-10-01 | 1.2453
1992-11-01 | 1.2674
1992-12-01 | 1.2725
1993-01-01 | 1.2779
1993-02-01 | 1.2602
1993-03-01 | 1.2471
1993-04-01 | 1.2621
1993-05-01 | 1.2698
1993-06-01 | 1.2789
1993-07-01 | 1.282
1993-08-01 | 1.308
1993-09-01 | 1.3215
1993-10-01 | 1.3263
1993-11-01 | 1.3174
1993-12-01 | 1.3308
1994-01-01 | 1.3173
1994-02-01 | 1.3424
1994-03-01 | 1.3644
1994-04-01 | 1.383
1994-05-01 | 1.3808
1994-06-01 | 1.3836
1994-07-01 | 1.3826
1994-08-01 | 1.3783
1994-09-01 | 1.354
1994-10-01 | 1.3503
1994-11-01 | 1.3647
1994-12-01 | 1.3893
1995-01-01 | 1.4132
1995-02-01 | 1.4005
1995-03-01 | 1.4077
1995-04-01 | 1.3762
1995-05-01 | 1.3609
1995-06-01 | 1.3775
1995-07-01 | 1.3612
1995-08-01 | 1.3552
1995-09-01 | 1.3509
1995-10-01 | 1.3458
1995-11-01 | 1.3534
1995-12-01 | 1.3693
1996-01-01 | 1.3669
1996-02-01 | 1.3752
1996-03-01 | 1.3656
1996-04-01 | 1.3592
1996-05-01 | 1.3693
1996-06-01 | 1.3658
1996-07-01 | 1.3697
1996-08-01 | 1.3722
1996-09-01 | 1.3694
1996-10-01 | 1.3508
1996-11-01 | 1.3381
1996-12-01 | 1.3622
1997-01-01 | 1.3494
1997-02-01 | 1.3556
1997-03-01 | 1.3725
1997-04-01 | 1.3942
1997-05-01 | 1.3804
1997-06-01 | 1.3843
1997-07-01 | 1.3775
1997-08-01 | 1.3905
1997-09-01 | 1.3872
1997-10-01 | 1.3869
1997-11-01 | 1.4128
1997-12-01 | 1.4271
1998-01-01 | 1.4409
1998-02-01 | 1.4334
1998-03-01 | 1.4166
1998-04-01 | 1.4298
1998-05-01 | 1.4452
1998-06-01 | 1.4655
1998-07-01 | 1.4869
1998-08-01 | 1.5346
1998-09-01 | 1.5218
1998-10-01 | 1.5452
1998-11-01 | 1.5404
1998-12-01 | 1.5433
1999-01-01 | 1.5194
1999-02-01 | 1.4977
1999-03-01 | 1.5176
1999-04-01 | 1.4881
1999-05-01 | 1.4611
1999-06-01 | 1.4695
1999-07-01 | 1.489
1999-08-01 | 1.4932
1999-09-01 | 1.4771
1999-10-01 | 1.4776
1999-11-01 | 1.4674
1999-12-01 | 1.4722
2000-01-01 | 1.4486
2000-02-01 | 1.4512
2000-03-01 | 1.4608
2000-04-01 | 1.4689
2000-05-01 | 1.4957
2000-06-01 | 1.477
2000-07-01 | 1.4778
2000-08-01 | 1.4828
2000-09-01 | 1.4864
2000-10-01 | 1.5125
2000-11-01 | 1.5426
2000-12-01 | 1.5219
2001-01-01 | 1.5032
2001-02-01 | 1.5216
2001-03-01 | 1.5587
2001-04-01 | 1.5578
2001-05-01 | 1.5411
2001-06-01 | 1.5245
2001-07-01 | 1.5308
2001-08-01 | 1.5399
2001-09-01 | 1.5679
2001-10-01 | 1.5717
2001-11-01 | 1.5922
2001-12-01 | 1.5788
2002-01-01 | 1.5997
2002-02-01 | 1.5964
2002-03-01 | 1.5877
2002-04-01 | 1.5815
2002-05-01 | 1.5502
2002-06-01 | 1.5318
2002-07-01 | 1.5456
2002-08-01 | 1.5694
2002-09-01 | 1.5761
2002-10-01 | 1.578
2002-11-01 | 1.5715
2002-12-01 | 1.5592
2003-01-01 | 1.5414
2003-02-01 | 1.5121
2003-03-01 | 1.4761
2003-04-01 | 1.4582
2003-05-01 | 1.384
2003-06-01 | 1.3525
2003-07-01 | 1.3821
2003-08-01 | 1.3963
2003-09-01 | 1.3634
2003-10-01 | 1.3221
2003-11-01 | 1.313
2003-12-01 | 1.3128
2004-01-01 | 1.2958
2004-02-01 | 1.3299
2004-03-01 | 1.3286
2004-04-01 | 1.342
2004-05-01 | 1.3789
2004-06-01 | 1.3578
2004-07-01 | 1.3225
2004-08-01 | 1.3127
2004-09-01 | 1.2881
2004-10-01 | 1.2469
2004-11-01 | 1.1968
2004-12-01 | 1.2189
2005-01-01 | 1.2248
2005-02-01 | 1.2401
2005-03-01 | 1.216
2005-04-01 | 1.2359
2005-05-01 | 1.2555
2005-06-01 | 1.2402
2005-07-01 | 1.2229
2005-08-01 | 1.2043
2005-09-01 | 1.1777
2005-10-01 | 1.1774
2005-11-01 | 1.1815
2005-12-01 | 1.1615
2006-01-01 | 1.1572 | 1.1068
2006-02-01 | 1.1489
2006-03-01 | 1.1573
2006-04-01 | 1.1441
2006-05-01 | 1.11
2006-06-01 | 1.1137
2006-07-01 | 1.1294
2006-08-01 | 1.1182
2006-09-01 | 1.1161
2006-10-01 | 1.1285
2006-11-01 | 1.1359
2006-12-01 | 1.1532
2007-01-01 | 1.1763
2007-02-01 | 1.171
2007-03-01 | 1.1682
2007-04-01 | 1.135
2007-05-01 | 1.0951
2007-06-01 | 1.0651
2007-07-01 | 1.0502
2007-08-01 | 1.0579
2007-09-01 | 1.0267
2007-10-01 | 0.9754
2007-11-01 | 0.9672
2007-12-01 | 1.0021
2008-01-01 | 1.0099
2008-02-01 | 0.9986
2008-03-01 | 1.0029
2008-04-01 | 1.0137
2008-05-01 | 0.9993
2008-06-01 | 1.0166
2008-07-01 | 1.013
2008-08-01 | 1.0535
2008-09-01 | 1.0582
2008-10-01 | 1.1847
2008-11-01 | 1.2171
2008-12-01 | 1.2337
2009-01-01 | 1.2248
2009-02-01 | 1.2452
2009-03-01 | 1.2645
2009-04-01 | 1.2242
2009-05-01 | 1.1528
2009-06-01 | 1.1264
2009-07-01 | 1.1229
2009-08-01 | 1.0872
2009-09-01 | 1.0816
2009-10-01 | 1.0547
2009-11-01 | 1.0593
2009-12-01 | 1.0537
2010-01-01 | 1.0438
2010-02-01 | 1.0572
2010-03-01 | 1.0229
2010-04-01 | 1.0052
2010-05-01 | 1.0403
2010-06-01 | 1.0376
2010-07-01 | 1.0422
2010-08-01 | 1.0404
2010-09-01 | 1.033
2010-10-01 | 1.0179
2010-11-01 | 1.0129
2010-12-01 | 1.0081
2011-01-01 | 0.9939
2011-02-01 | 0.9876
2011-03-01 | 0.9766
2011-04-01 | 0.958
2011-05-01 | 0.968
2011-06-01 | 0.9766
2011-07-01 | 0.9553
2011-08-01 | 0.9817
2011-09-01 | 1.0025
2011-10-01 | 1.0198
2011-11-01 | 1.0248
2011-12-01 | 1.0235
2012-01-01 | 1.013
2012-02-01 | 0.9967
2012-03-01 | 0.9938
2012-04-01 | 0.9928
2012-05-01 | 1.0097
2012-06-01 | 1.028
2012-07-01 | 1.0142
2012-08-01 | 0.9924
2012-09-01 | 0.9783
2012-10-01 | 0.9872
2012-11-01 | 0.997
2012-12-01 | 0.9898
2013-01-01 | 0.9921
2013-02-01 | 1.0098
2013-03-01 | 1.0244
2013-04-01 | 1.0187
2013-05-01 | 1.0196
2013-06-01 | 1.0314
2013-07-01 | 1.0402
2013-08-01 | 1.0407
2013-09-01 | 1.0342
2013-10-01 | 1.0363
2013-11-01 | 1.0486
2013-12-01 | 1.0639
2014-01-01 | 1.094
2014-02-01 | 1.1054
2014-03-01 | 1.1107
2014-04-01 | 1.0992
2014-05-01 | 1.0894
2014-06-01 | 1.083
2014-07-01 | 1.0739
2014-08-01 | 1.0926
2014-09-01 | 1.1011
2014-10-01 | 1.1212
2014-11-01 | 1.1325
2014-12-01 | 1.1532
2015-01-01 | 1.2122
2015-02-01 | 1.2499
2015-03-01 | 1.2618
2015-04-01 | 1.2337
2015-05-01 | 1.2176
2015-06-01 | 1.2365
2015-07-01 | 1.2863
2015-08-01 | 1.3147
2015-09-01 | 1.3266
2015-10-01 | 1.3072
2015-11-01 | 1.3279
2015-12-01 | 1.3713
2016-01-01 | 1.4208
2016-02-01 | 1.3797
2016-03-01 | 1.3226
2016-04-01 | 1.2818
2016-05-01 | 1.2945
2016-06-01 | 1.2894
2016-07-01 | 1.3052
2016-08-01 | 1.2998
2016-09-01 | 1.3108
2016-10-01 | 1.3251
2016-11-01 | 1.3434
2016-12-01 | 1.3339
2017-01-01 | 1.3183
2017-02-01 | 1.3109
2017-03-01 | 1.3387
2017-04-01 | 1.3437
2017-05-01 | 1.3606
2017-06-01 | 1.3295
2017-07-01 | 1.269
2017-08-01 | 1.2608
2017-09-01 | 1.2279
2017-10-01 | 1.2607
2017-11-01 | 1.2774